## Sheet1
Project | Activities | Production User | Production Comments | Start Date | End Date | Remarks | Griha ID | MATNR | SAP MATERIAL NUMBER | ELLIPSE | LVORM | MTART | MBRSH | MATKL | BISMT | MEINS | MFRNR | MAKTX_EN | MAKTX_ES | TEXT_EN | TEXT_ES | ENRICHED DATA | Manufacturer Name | P/N | Manufacturer Name 1 | P/N 1 | Manufacturer Name 2 | P/N 2 | Manufacturer Name 3 | P/N 3 | Manufacturer Name 4 | P/N 4 | Manufacturer Name 5 | P/N 5 | Manufacturer Name 6 | P/N 6 | Input MNFR | Input PTNO | Verified MNFR from web | Verified MPN from Web | MNFR 1 | PTNO 1 | MNFR 2 | PTNO 2 | MNFR 3 | PTNO 3 | MNFR 4 | PTNO 4 | MNFR 5 | PTNO 5 | MNFR 6 | PTNO 6 | Vendor NAME | Vendor Part Number | Vendor NAME1 | Vendor Part Number1 | Reference URL | Reference URL1 | Item Number | Equipment Type | Equipment Manufacturer | Equipment Model | Equipment Serial | DWG | DRAWING VERSION | POS/TAG | Enriched/Cleansed | UNSPSC Ver.23.07 | ADDITIONAL FEATURES FROM INPUT | Additional Features from WEBSOURCE | Noun | Modifier | Attribute Name 1 | Attribute Value 1 | Attribute Name 2 | Attribute Value 2 | Attribute Name 3 | Attribute Value 3 | Attribute Name 4 | Attribute Value 4 | Attribute Name 5 | Attribute Value 5 | Attribute Name 6 | Attribute Value 6 | Attribute Name 7 | Attribute Value 7 | Attribute Name 8 | Attribute Value 8 | Attribute Name 9 | Attribute Value 9 | Attribute Name 10 | Attribute Value 10 | Attribute Name 11 | Attribute Value 11 | Attribute Name 12 | Attribute Value 12 | Attribute Name 13 | Attribute Value 13 | Attribute Name 14 | Attribute Value 14 | Attribute Name 15 | Attribute Value 15 | Attribute Name 16 | Attribute Value 16 | Attribute Name 17 | Attribute Value 17 | Attribute Name 18 | Attribute Value 18 | Attribute Name 19 | Attribute Value 19 | Attribute Name 20 | Attribute Value 20 | Attribute Name 21 | Attribute Value 21 | Attribute Name 22 | Attribute Value 22 | Attribute Name 23 | Attribute Value 23 | Attribute Name 24 | Attribute Value 24 | Attribute Name 25 | Attribute Value 25 | Attribute Name 26 | Attribute Value 26 | Attribute Name 27 | Attribute Value 27 | Attribute Name 28 | Attribute Value 28 | Attribute Name 29 | Attribute Value 29 | Attribute Name 30 | Attribute Value 30 | Attribute Name 31 | Attribute Value 31 | Attribute Name 32 | Attribute Value 32 | Attribute Name 33 | Attribute Value 33 | Attribute Name 34 | Attribute Value 34 | Attribute Name 35 | Attribute Value 35 | Attribute Name 36 | Attribute Value 36 | Status
STP_009 - Lot7 | Data Enrichment | VNE | OK | 2023-11-03 | 2023-11-10 |  | 1062704 | 1062704 | 1441557 | AU_QM_000987412 |  | ERSA | M | 2200 | 1441557GZPCLNT100 | EA |  | ASSORTED BALL VALVE SPARES;INCLUDES: | ASSORTED BALL VALVE SPARES;INCLUDES: | PARTS KIT,VALVE: ASSORTED BALL VALVE SPARES;INCLUDES: BALLS,SEATS,HANDLES ETC; |  | PARTS KIT,VALVE:ASSORTED BALL VALVE SPARES;INCLUDES: | [34 empty] | URL NOT FOUND | [9 empty] | CLEANSED | 40141636 Valve kits |  |  | KIT | NO MODIFIER | TYPE | ASSORTED BALL VALVE SPARES | CONTENTS | BALLS,SEATS,HANDLES | NUMBER OF ITEMS |  | HAZARD CLASS |  | CERTIFICATION/STANDARD | [63 empty] | Production Completed
STP_009 - Lot7 | Data Enrichment | VNE | OK | 2023-11-03 | 2023-11-10 |  | 1036532 | 1036532 | 1441514 | AU_QM_000987343 |  | ERSA | M | 5620 | 1441514GZPCLNT100 | BOX |  | ASSORTED BRAKE DISCS _ PADS;GEARMOTORS; | ASSORTED BRAKE DISCS _ PADS;GEARMOTORS; | PARTS KIT,DISC BRAKE: ASSORTED BRAKE DISCS AND PADS;GEARMOTORS; |  | PARTS KIT,DISC BRAKE: ASSORTED BRAKE DISCS & PADS;GEARMOTORS; | [34 empty] | URL NOT FOUND | [9 empty] | CLEANSED | 25171718 Brake repair kits | FOR GEAR MOTORS |  | KIT | NO MODIFIER | TYPE | PARTS DISC BRAKE | CONTENTS | ASSORTED BRAKE DISCS AND PADS | NUMBER OF ITEMS |  | HAZARD CLASS |  | CERTIFICATION/STANDARD | [63 empty] | Production Completed
STP_009 - Lot7 | Data Enrichment | VNE | OK | 2023-11-03 | 2023-11-10 |  | 1067340 | 1067340 | 1458041 | AU_QM_001311067 |  | ERSA | M | 5920 | 1458041GZPCLNT100 | EA |  | ASSY BLOWER MOTOR _ HOLDER; | ASSY BLOWER MOTOR _ HOLDER; | PARTS KIT,TURBOCHARGER: ASSY BLOWER MOTOR AND HOLDER; |  | PARTS KIT,TURBOCHARGER: ASSY BLOWER MOTOR & HOLDER; | [34 empty] | URL NOT FOUND | [9 empty] | CLEANSED | 26101412 Motor repair kit | ASSEMBLY,FOR BLOWER MOTOR AND HOLDER |  | KIT | NO MODIFIER | TYPE | TURBOCHARGER PARTS | CONTENTS |  | NUMBER OF ITEMS |  | HAZARD CLASS |  | CERTIFICATION/STANDARD | [63 empty] | Production Completed
STP_009 - Lot7 | Data Enrichment | VNE | OK | 2023-11-03 | 2023-11-10 | Insufficient Information, Unable to Identify the NM | 1138150 | 1138150 | 1373243 | AU_QM_000197841 |  | ERSA | M | 5915 | 1373243GZPCLNT100 | EA |  | B278BT;WAR,B278BT-E1E02F | B278BT;WAR,B278BT-E1E02F | APL-OEM-A B278BT;WAR,B278BT-E1E02F |  | B278BT;WAR,B278BT-E1E02FB278BT;WAR,B278BT-E1E02F | [122 empty] | Production Completed
STP_009 - Lot7 | Data Enrichment | VNE | OK | 2023-11-03 | 2023-11-10 |  | 1139802 | 1139802 | 1423769 | AU_QM_000296442 |  | ERSA | M | 5920 | 1423769GZPCLNT100 | EA |  | BIBBY 158 COUPLING SPRINGS; | BIBBY 158 COUPLING SPRINGS; | PARTS KIT,FLEX CPLG: BIBBY 158 COUPLING SPRINGS; |  | PARTS KIT,FLEX CPLG:BIBBY 158 COUPLING SPRINGS; | [34 empty] | URL NOT FOUND | [9 empty] | CLEANSED | 23153100 Industrial machinery components and accessories |  |  | KIT | NO MODIFIER | TYPE | FLEXIBLE COUPLING | CONTENTS | BIBBY 158 COUPLING SPRINGS | NUMBER OF ITEMS |  | HAZARD CLASS |  | CERTIFICATION/STANDARD | [63 empty] | Production Completed
STP_009 - Lot7 | Data Enrichment | VNE | OK | 2023-11-03 | 2023-11-10 |  | 1139800 | 1139800 | 1423773 | AU_QM_000296509 |  | ERSA | M | 5920 | 1423773GZPCLNT100 | EA |  | BIBBY 5421 COUPLING SPRINGS; | BIBBY 5421 COUPLING SPRINGS; | PARTS KIT,FLEX CPLG: BIBBY 5421 COUPLING SPRINGS; 2 HALVES; |  | PARTS KIT,FLEX CPLG:BIBBY 5421 COUPLING SPRINGS; | [34 empty] | URL NOT FOUND | [9 empty] | CLEANSED | 23153100 Industrial machinery components and accessories |  |  | KIT | NO MODIFIER | TYPE | FLEXIBLE COUPLING | CONTENTS | BIBBY 5421 COUPLING SPRINGS,2 HALVES | NUMBER OF ITEMS |  | HAZARD CLASS |  | CERTIFICATION/STANDARD | [63 empty] | Production Completed
STP_009 - Lot7 | Data Enrichment | VNE | OK | 2023-11-03 | 2023-11-10 |  | 1067008 | 1067008 | 1350140 | AU_QM_000132275 |  | ERSA | M | 5915 | 1350140GZPCLNT100 | EA |  | BRAKE BOOSTER VALVE ASSEMBLY;;KIT-NRV;;M | BRAKE BOOSTER VALVE ASSEMBLY;;KIT-NRV;;M | PARTS KIT,BRAKE BOOSTER: BRAKE BOOSTER VALVE ASSEMBLY;;KIT-NRV;;M AHINDRA MHAWK; |  | PARTS KIT,BRAKE BOOSTER:BRAKE BOOSTER VALVE ASSEMBLY;;KIT-NRV;;M | [34 empty] | URL NOT FOUND |  |  | MHAWK | MAHINDRA | [5 empty] | CLEANSED | 40141636 Valve kits |  |  | KIT | NO MODIFIER | TYPE | BRAKE BOOSTER VALVE ASSEMBLY,PARTS | CONTENTS |  | NUMBER OF ITEMS |  | HAZARD CLASS |  | CERTIFICATION/STANDARD | [63 empty] | Production Completed
STP_009 - Lot7 | Data Enrichment | VNE | OK | 2023-11-03 | 2023-11-10 |  | 1217442 | 1217442 |  |  |  | ERSA | M | 5955 | 835280MRM | EA |  | BRAKE LINING KIT:MICO MULTIPLE DISC BRAK | BRAKE LINING KIT:MICO MULTIPLE DISC BRAK | BRAKE LINING KIT:MICO MULTIPLE DISC BRAKE;CAT IT28G TOOL CARRIER | [16 empty] | MICO | [19 empty] | URL NOT FOUND |  |  | TOOL CARRIER | CATERPILLAR | IT28G |  |  |  |  | CLEANSED | 25171718 Brake repair kits |  |  | KIT | NO MODIFIER | TYPE | MULTIPLE DISC BRAKE LINING | CONTENTS |  | NUMBER OF ITEMS |  | HAZARD CLASS |  | CERTIFICATION/STANDARD | [63 empty] | Production Completed
STP_009 - Lot7 | Data Enrichment | VNE | OK | 2023-11-03 | 2023-11-10 |  | 1134089 | 1134089 | 1370355 | AU_QM_000176147 |  | ERSA | M | 5915 | 1370355GZPCLNT100 | EA |  | BRAKE;GUIDANCE SYSTEM PROPORTIONAL | BRAKE;GUIDANCE SYSTEM PROPORTIONAL | REPAIR KIT,SOLENOID VALVE BRAKE;GUIDANCE SYSTEM PROPORTIONAL |  | REPAIR KIT,SOLENOID VALVE BRAKE;GUIDANCE SYSTEM PROPORTIONAL | [34 empty] | URL NOT FOUND | [9 empty] | CLEANSED | 25171718 Brake repair kits | GUIDANCE SYSTEM PROPORTIONAL |  | KIT | NO MODIFIER | TYPE | SOLENOID VALVE BRAKE REPAIR | CONTENTS |  | NUMBER OF ITEMS |  | HAZARD CLASS |  | CERTIFICATION/STANDARD | [63 empty] | Production Completed
STP_009 - Lot7 | Data Enrichment | VNE | OK | 2023-11-03 | 2023-11-10 |  | 1111023 | 1111023 | 1467700 | AU_QM_007127865 |  | ERSA | M | 2200 | 1467700GZPCLNT100 | EA |  | BTR PCB 20MM 2 WAY VALVE REPAIR; | BTR PCB 20MM 2 WAY VALVE REPAIR; | PARTS KIT,SOLENOID VALVE: BTR PCB 20MM 2 WAY VALVE REPAIR; DIAPHRAGM KIT; BTR ENVIROMENTAL DLM-V-6/10-F1 DUST COLLECTOR |  | PARTS KIT,SOLENOID VALVE: BTR PCB 20MM 2 WAY VALVE REPAIR; | [34 empty] | URL NOT FOUND | [9 empty] | CLEANSED | 40141636 Valve kits | FOR BTR PCB 20 MM 2 WAY VALVE REPAIR,BTR ENVIROMENTAL DLM-V-6/10-F1 DUST COLLECTOR |  | KIT | NO MODIFIER | TYPE | SOLENOID VALVE PARTS,DIAPHRAGM | CONTENTS |  | NUMBER OF ITEMS |  | HAZARD CLASS |  | CERTIFICATION/STANDARD | [63 empty] | Production Completed
STP_009 - Lot7 | Data Enrichment | VNE | OK | 2023-11-03 | 2023-11-10 |  | 1139027 | 1139027 | 1466916 | AU_QM_007126595 |  | ERSA | M | 2200 | 1466916GZPCLNT100 | EA |  | BTR RCA20 DIAPHRAGMS; | BTR RCA20 DIAPHRAGMS; | PARTS KIT,VALVE: BTR RCA20 DIAPHRAGMS; BTR ENVIRO DLM-V-15/15-F6 DUST COLLECTOR |  | PARTS KIT,VALVE:BTR RCA20 DIAPHRAGMS; | [34 empty] | URL NOT FOUND | [9 empty] | CLEANSED | 40141636 Valve kits | FOR BTR RCA20 DIAPHRAGMS,BTR ENVIRO DLM-V-15/15-F6 DUST COLLECTOR |  | KIT | NO MODIFIER | TYPE |  | CONTENTS |  | NUMBER OF ITEMS |  | HAZARD CLASS |  | CERTIFICATION/STANDARD | [63 empty] | Production Completed
STP_009 - Lot7 | Data Enrichment | VNE | OK | 2023-11-03 | 2023-11-10 |  | 1111037 | 1111037 | 1466912 | AU_QM_007126591 |  | ERSA | M | 2200 | 1466912GZPCLNT100 | EA |  | BTR RCA25 DIAPHRAGMS; | BTR RCA25 DIAPHRAGMS; | PARTS KIT,VALVE: BTR RCA25 DIAPHRAGMS; BTR ENVIRO DLM-V-20/10-F6 DUST COLLECTOR |  | PARTS KIT,VALVE:BTR RCA25 DIAPHRAGMS; | [34 empty] | URL NOT FOUND | [9 empty] | CLEANSED | 40141636 Valve kits | FOR BTR RCA25 DIAPHRAGMS,BTR ENVIRO DLM-V-20/10-F6 DUST COLLECTOR |  | KIT | NO MODIFIER | TYPE |  | CONTENTS |  | NUMBER OF ITEMS |  | HAZARD CLASS |  | CERTIFICATION/STANDARD | [63 empty] | Production Completed
STP_009 - Lot7 | Data Enrichment | VNE | OK | 2023-11-03 | 2023-11-10 |  | 1066100 | 1066100 | 1469229 | AU_QM_008023011 |  | ERSA | M | 3000 | 1469229GZPCLNT100 | EA |  | CARTRIDGE TYPE | CARTRIDGE TYPE | PARTS KIT,HYDRAULIC PUMP: CARTRIDGE TYPE |  | PARTS KIT,HYDRAULIC PUMP: CARTRIDGE TYPE | [34 empty] | URL NOT FOUND | [9 empty] | CLEANSED | 40151728 Pump repair kits |  |  | KIT | NO MODIFIER | TYPE | HYDRAULIC PUMP PARTS,CARTRIDGE | CONTENTS |  | NUMBER OF ITEMS |  | HAZARD CLASS |  | CERTIFICATION/STANDARD | [63 empty] | Production Completed
STP_009 - Lot7 | Data Enrichment | VNE | OK | 2023-11-03 | 2023-11-10 |  | 1137489 | 1137489 | 1436936 | AU_QM_000924795 |  | ERSA | M | 5620 | 1436936GZPCLNT100 | EA |  | CAT EQUIPMENT SERVICE; | CAT EQUIPMENT SERVICE; | PARTS KIT,CYLINDER: CAT EQUIPMENT SERVICE; |  | PARTS KIT,CYLINDER: CAT EQUIPMENT SERVICE; | [34 empty] | URL NOT FOUND | [9 empty] | CLEANSED | 23153100 Industrial machinery components and accessories | FOR CATERPILLAR EQUIPMENT SERVICE |  | KIT | NO MODIFIER | TYPE | CYLINDER PARTS | CONTENTS |  | NUMBER OF ITEMS |  | HAZARD CLASS |  | CERTIFICATION/STANDARD | [63 empty] | Production Completed
STP_009 - Lot7 | Data Enrichment | VNE | OK | 2023-11-03 | 2023-11-10 |  | 1134993 | 1134993 | 1467600 | AU_QM_007127719 |  | ERSA | M | 2200 | 1467600GZPCLNT100 | EA |  | CLAVAL 100MM DIAPHRAGM VALVE REPAIR; | CLAVAL 100MM DIAPHRAGM VALVE REPAIR; | PARTS KIT,VALVE: CLAVAL 100MM DIAPHRAGM VALVE REPAIR; |  | PARTS KIT,VALVE:CLAVAL 100MM DIAPHRAGM VALVE REPAIR; | [34 empty] | URL NOT FOUND | [9 empty] | CLEANSED | 40141636 Valve kits | FOR CLAVAL 100 MM DIAPHRAGM VALVE REPAIR |  | KIT | NO MODIFIER | TYPE |  | CONTENTS |  | NUMBER OF ITEMS |  | HAZARD CLASS |  | CERTIFICATION/STANDARD | [63 empty] | Production Completed
STP_009 - Lot7 | Data Enrichment | VNE | OK | 2023-11-03 | 2023-11-10 |  | 1141017 | 1141017 | 1467601 | AU_QM_007127720 |  | ERSA | M | 2200 | 1467601GZPCLNT100 | EA |  | CLAVAL 3/8" CHECK VALVE REPAIR; | CLAVAL 3/8" CHECK VALVE REPAIR; | PARTS KIT,VALVE: CLAVAL 3/8" CHECK VALVE REPAIR; |  | PARTS KIT,VALVE:CLAVAL 3/8" CHECK VALVE REPAIR; | [34 empty] | URL NOT FOUND | [9 empty] | CLEANSED | 40141636 Valve kits | FOR CLAVAL 3/8 IN CHECK VALVE REPAIR |  | KIT | NO MODIFIER | TYPE |  | CONTENTS |  | NUMBER OF ITEMS |  | HAZARD CLASS |  | CERTIFICATION/STANDARD | [63 empty] | Production Completed
STP_009 - Lot7 | Data Enrichment | VNE | OK | 2023-11-03 | 2023-11-10 |  | 1141016 | 1141016 | 1467602 | AU_QM_007127721 |  | ERSA | M | 2200 | 1467602GZPCLNT100 | EA |  | CLAVAL CRD VALVE REPAIR; | CLAVAL CRD VALVE REPAIR; | PARTS KIT,VALVE: CLAVAL CRD VALVE REPAIR; |  | PARTS KIT,VALVE:CLAVAL CRD VALVE REPAIR; | [34 empty] | URL NOT FOUND | [9 empty] | CLEANSED | 40141636 Valve kits | FOR CLAVAL CRD VALVE REPAIR |  | KIT | NO MODIFIER | TYPE |  | CONTENTS |  | NUMBER OF ITEMS |  | HAZARD CLASS |  | CERTIFICATION/STANDARD | [63 empty] | Production Completed
STP_009 - Lot7 | Data Enrichment | VNE | OK | 2023-11-03 | 2023-11-10 |  | 1138249 | 1138249 | 1411135 | AU_QM_000256479 |  | ERSA | M | 2200 | 1411135GZPCLNT100 | EA |  | COMPENSATOR SPOOL KIT;CONTROL VALVE; | COMPENSATOR SPOOL KIT;CONTROL VALVE; | PARTS KIT,VALVE: COMPENSATOR SPOOL KIT;CONTROL VALVE; C/W SPRINGS; HYDRAMATIC DRILL RIG |  | PARTS KIT,VALVE:COMPENSATOR SPOOL KIT;CONTROL VALVE; | [34 empty] | URL NOT FOUND | [9 empty] | CLEANSED | 40141636 Valve kits | C/W SPRINGS,FOR HYDRAMATIC DRILL RIG |  | KIT | NO MODIFIER | TYPE | COMPENSATOR SPOOL,CONTROL VALVE | CONTENTS |  | NUMBER OF ITEMS |  | HAZARD CLASS |  | CERTIFICATION/STANDARD | [63 empty] | Production Completed
STP_009 - Lot7 | Data Enrichment | VNE | OK | 2023-11-03 | 2023-11-10 |  | 1138387 | 1138387 | 1448441 | AU_QM_001088095 |  | ERSA | M | 1825 | 1448441GZPCLNT100 | EA |  | COMPLETE GASKET SET; | COMPLETE GASKET SET; | GASKET KIT: COMPLETE GASKET SET; PILOT K50 AIR COMPRESSOR; |  | GASKET KIT: COMPLETE GASKET SET; | [34 empty] | URL NOT FOUND | [9 empty] | CLEANSED | 31400000 Gaskets | FOR PILOT K50 AIR COMPRESSOR |  | KIT | NO MODIFIER | TYPE | COMPLETE GASKET SET | CONTENTS |  | NUMBER OF ITEMS |  | HAZARD CLASS |  | CERTIFICATION/STANDARD | [63 empty] | Production Completed
STP_009 - Lot7 | Data Enrichment | VNE | OK | 2023-11-03 | 2023-11-10 |  | 1137270 | 1137270 | 1448442 | AU_QM_001088103 |  | ERSA | M | 2200 | 1448442GZPCLNT100 | EA |  | COMPLETE VAVLE SET; | COMPLETE VAVLE SET; | REPAIR KIT,VALVE: COMPLETE VAVLE SET; PILOT K50 AIR COMPRESSOR; |  | REPAIR KIT,VALVE: COMPLETE VAVLE SET; | [34 empty] | URL NOT FOUND | [9 empty] | CLEANSED | 40141636 Valve kits | FOR PILOT K50 AIR COMPRESSOR |  | KIT | NO MODIFIER | TYPE | COMPLETE REPAIR VALVE SET | CONTENTS |  | NUMBER OF ITEMS |  | HAZARD CLASS |  | CERTIFICATION/STANDARD | [63 empty] | Production Completed
STP_009 - Lot7 | Data Enrichment | VNE | OK | 2023-11-03 | 2023-11-10 |  | 1067006 | 1067006 | 1350134 | AU_QM_000132269 |  | ERSA | M | 5915 | 1350134GZPCLNT100 | EA |  | CONCENTRIC SLAVE CYLINDER KIT;;MAHINDRA | CONCENTRIC SLAVE CYLINDER KIT;;MAHINDRA | PARTS KIT,CYLINDER: CONCENTRIC SLAVE CYLINDER KIT;;MAHINDRA MHAWK; |  | PARTS KIT,CYLINDER: CONCENTRIC SLAVE CYLINDER KIT;;MAHINDRA | [34 empty] | URL NOT FOUND |  |  | MHAWK | MAHINDRA | [5 empty] | CLEANSED | 25175100 Transportation repair parts kits |  |  | KIT | NO MODIFIER | TYPE | CONCENTRIC SLAVE CYLINDER,PARTS | CONTENTS |  | NUMBER OF ITEMS |  | HAZARD CLASS |  | CERTIFICATION/STANDARD | [63 empty] | Production Completed
STP_009 - Lot7 | Data Enrichment | VNE | OK | 2023-11-03 | 2023-11-10 |  | 1065304 | 1065304 | 1461517 | AU_QM_002703768 |  | ERSA | M | 2200 | 1461517GZPCLNT100 | EA |  | CONTAINS: 1 X PF110188-G05 BODY GASKET | CONTAINS: 1 X PF110188-G05 BODY GASKET | PARTS KIT,VALVE: CONTAINS: 1 X PF110188-G05 BODY GASKET . 1 X KG250001-P06 PTFE PACKING . 1 X BC002070-A26%F DISK . 1 X BK027170-A29 SEAT RING |  | PARTS KIT,VALVE:CONTAINS: 1 X PF110188-G05 BODY GASKET | [34 empty] | URL NOT FOUND | [9 empty] | CLEANSED | 40141636 Valve kits |  |  | KIT | NO MODIFIER | TYPE | VALVE | CONTENTS | (1) BODY GASKET P/N PF110188-G05,(1) PTFE PACKING P/N KG250001-P06,(1) DISK P/N BC002070-A26%F,(1) SEAT RING P/N BK027170-A29 | NUMBER OF ITEMS | 4 | HAZARD CLASS |  | CERTIFICATION/STANDARD | [63 empty] | Production Completed
STP_009 - Lot7 | Data Enrichment | VNE | OK | 2023-11-03 | 2023-11-10 |  | 1134793 | 1134793 | 1422431 | AU_QM_000268757 |  | ERSA | M | 5915 | 1422431GZPCLNT100 | EA |  | CONTROLLER,ELEC;APC,230V,3700VA,RK | CONTROLLER,ELEC;APC,230V,3700VA,RK | CONTROLLER,ELEC;MNFR: ,PTNO:APC,230V,3700VA,RK |  | CONTROLLER,ELEC;APC,230V,3700VA,RKCONTROLLER,ELEC;APC,230V,3700VA,RK | [14 empty] | RK | [19 empty] | URL NOT FOUND | [9 empty] | CLEANSED | 39121500 Electrical controls and accessories | POWER RATING:3700 VA |  | CONTROLLER | ELECTRICAL | TYPE | ADVANCED PROCESS | FUNCTION |  | INPUT RATING | 230 V | OUTPUT RATING |  | NUMBER OF INPUTS |  | NUMBER OF OUTPUTS |  | INTERFACE TYPE |  | MOUNTING TYPE |  | TEMPERATURE RATING |  | HAZARD CLASS |  | CERTIFICATION/STANDARD | [51 empty] | Production Completed
STP_009 - Lot7 | Data Enrichment | VNE | OK | 2023-11-03 | 2023-11-10 |  | 1146813 | 1146813 |  |  |  | ERSA | M | 1600 | 1494908GZPCLNT100 | EA |  | CONTROLLER,ELECTRICAL;SERIES 2;CON,15357 | CONTROLLER,ELECTRICAL;SERIES 2;CON,15357 | CONTROLLER,ELECTRICAL;ADDITIONAL FEATURES:SERIES 2;CON,15357 | [17 empty] | 15357 | [18 empty] | URL NOT FOUND | [9 empty] | CLEANSED | 39121500 Electrical controls and accessories | SERIES:2 |  | CONTROLLER | ELECTRICAL | TYPE |  | FUNCTION |  | INPUT RATING |  | OUTPUT RATING |  | NUMBER OF INPUTS |  | NUMBER OF OUTPUTS |  | INTERFACE TYPE |  | MOUNTING TYPE |  | TEMPERATURE RATING |  | HAZARD CLASS |  | CERTIFICATION/STANDARD | [51 empty] | Production Completed
STP_009 - Lot7 | Data Enrichment | VNE | OK | 2023-11-03 | 2023-11-10 | Part Number Updated as per Websource | 1211993 | 1211993 |  |  |  | ERSA | M | 1600 | 136553MRM | EA |  | CONTROLLER,MOTOR:VARIABLE SPEED DRIVE;25 | CONTROLLER,MOTOR:VARIABLE SPEED DRIVE;25 | CONTROLLER,MOTOR:VARIABLE SPEED DRIVE;250KW;ATV71;480V;400HP; | [18 empty] | SCHNEIDER ELECTRIC | ATV71HC25N4 | [16 empty] | https://www.se.com/in/en/product/ATV71HC25N4/variable-speed-drive-atv71-250kw400hp-480v-emc-filtergraphic-terminal/ | [9 empty] | ENRICHED | 39122000 Electrical Variable Speed Drives |  |  | DRIVE | VARIABLE FREQUENCY | TYPE |  | POWER RATING | 250 KW,400 HP | INPUT VOLTAGE | 380 TO 480 VAC | NUMBER OF PHASE | 3 | OUTPUT CURRENT RATING | 481 A | OUTPUT FREQUENCY RATING | 0.1 TO 500 HZ | DEGREE OF PROTECTION | IP20 | TERMINAL TYPE | EMC FILTER GRAPHIC | MOUNTING TYPE |  | SIZE | 595 WDX1190 HTX377 DP MM | TEMPERATURE RATING | -10 TO 50 DEG C | HAZARD CLASS |  | CERTIFICATION/STANDARD | EN/IEC 61800-5-1,UL TYPE 1,IEC 60721-3-3 CLASS 3C2,EN 61800-3,EN/IEC 61800-3,EN 55011,EN 61800-3,NOM 117,GOST,CSA,C-TICK | [46 empty] | Production Completed
STP_009 - Lot7 | Data Enrichment | VNE | OK | 2023-11-03 | 2023-11-10 | Part Number Updated as per Websource | 1211990 | 1211990 |  |  |  | ERSA | M | 1600 | 136550MRM | EA |  | CONTROLLER,MOTOR:VARIABLE SPEED DRIVE;7. | CONTROLLER,MOTOR:VARIABLE SPEED DRIVE;7. | CONTROLLER,MOTOR:VARIABLE SPEED DRIVE;7.5KW;ATV71;480V;10HP; | [18 empty] | SCHNEIDER ELECTRIC | ATV71HU75N4 | [16 empty] | https://www.se.com/in/en/product/ATV71HU75N4/variable-speed-drive-atv71-7-5kw10hp-480v-emc-filtergraphic-terminal/ | [9 empty] | ENRICHED | 39122000 Electrical Variable Speed Drives |  |  | DRIVE | VARIABLE FREQUENCY | TYPE |  | POWER RATING | 7.5 KW,10 HP | INPUT VOLTAGE | 380 TO 480 VAC | NUMBER OF PHASE | 3 | OUTPUT CURRENT RATING | 17.6 A | OUTPUT FREQUENCY RATING | 0.1 TO 599 HZ | DEGREE OF PROTECTION | IP20 | TERMINAL TYPE | EMC FILTER GRAPHIC | MOUNTING TYPE |  | SIZE | 175 WDX295 HTX187 DP MM | TEMPERATURE RATING | -10 TO 50 DEG C | HAZARD CLASS |  | CERTIFICATION/STANDARD | EN/IEC 61800-5-1,UL TYPE 1,IEC 60721-3-3 CLASS 3C2,EN 61800-3,EN/IEC 61800-3,EN 55011,EN 61800-3,NOM 117,GOST,CSA,C-TICK | [46 empty] | Production Completed
STP_009 - Lot7 | Data Enrichment | VNE | OK | 2023-11-03 | 2023-11-10 | Part Number Updated as per Websource | 1211992 | 1211992 |  |  |  | ERSA | M | 1600 | 136552MRM | EA |  | CONTROLLER,MOTOR:VARIABLE SPEED DRIVE;75 | CONTROLLER,MOTOR:VARIABLE SPEED DRIVE;75 | CONTROLLER,MOTOR:VARIABLE SPEED DRIVE;75KW;ATV71;480V;100HP; | [18 empty] | SCHNEIDER ELECTRIC | ATV71HD75N4 | [16 empty] | https://www.se.com/in/en/product/ATV71HD75N4/variable-speed-drive-atv71-75kw100hp-480v-emc-filtergraphic-terminal/ | [9 empty] | ENRICHED | 39122000 Electrical Variable Speed Drives |  |  | DRIVE | VARIABLE FREQUENCY | TYPE |  | POWER RATING | 75 KW,100 HP | INPUT VOLTAGE | 380 TO 480 VAC | NUMBER OF PHASE | 3 | OUTPUT CURRENT RATING | 264 A | OUTPUT FREQUENCY RATING | 0.1 TO 500 HZ | DEGREE OF PROTECTION | IP20 | TERMINAL TYPE | EMC FILTER GRAPHIC | MOUNTING TYPE |  | SIZE | 320 WDX630 HTX290 HT MM | TEMPERATURE RATING | -10 TO 50 DEG C | HAZARD CLASS |  | CERTIFICATION/STANDARD | EN/IEC 61800-5-1,UL TYPE 1,IEC 60721-3-3 CLASS 3C2,EN 61800-3,EN/IEC 61800-3,EN 55011,EN 61800-3,NOM 117,GOST,CSA,C-TICK | [46 empty] | Production Completed
STP_009 - Lot7 | Data Enrichment | VNE | OK | 2023-11-03 | 2023-11-10 | Part Number Updated as per Websource | 1217586 | 1217586 |  |  |  | ERSA | M | 1600 | 270027MRM | EA |  | CONTROLLER,MOTOR:VARIABLE SPEED DRIVE;AT | CONTROLLER,MOTOR:VARIABLE SPEED DRIVE;AT | CONTROLLER,MOTOR:VARIABLE SPEED DRIVE;ATV630;4KW;5HP;380VTO 480V;IP21/UL;TYPE 1 | [18 empty] | SCHNEIDER ELECTRIC | ATV630U40N4 | [16 empty] | https://www.se.com/in/en/product/ATV630U40N4/variable-speed-drive-altivar-process-atv600-atv630-4kw-5hp-380-to-480v-ip21-ul-type-1/ | [9 empty] | ENRICHED | 39122000 Electrical Variable Speed Drives |  |  | DRIVE | VARIABLE FREQUENCY | TYPE |  | POWER RATING | 4 KW,5 HP | INPUT VOLTAGE | 380 TO 480 VAC | NUMBER OF PHASE | 3 | OUTPUT CURRENT RATING | 9.3 A | OUTPUT FREQUENCY RATING | 0.1 TO 500 HZ | DEGREE OF PROTECTION | IP21/UL TYPE 1 | TERMINAL TYPE | SCREW | MOUNTING TYPE | WALL | SIZE | 144 WDX350 HTX203 DP MM | TEMPERATURE RATING | -15 TO 50 DEG C | HAZARD CLASS |  | CERTIFICATION/STANDARD | UL 508C,EN/IEC 61800-3,EN/IEC 61800-5-1,IEC 61000-3-12,IEC 60721-3,IEC 61508,IEC 13849-1,CE,CSA,TUV,DNV-GL,ATEX ZONE 2/22,ATEX INERIS | [46 empty] | Production Completed
STP_009 - Lot7 | Data Enrichment | VNE | OK | 2023-11-03 | 2023-11-10 |  | 1212500 | 1212500 |  |  |  | ERSA | M | 1600 | 137325MRM | EA |  | CONTROLLER,MOTOR:VARIABLE SPEED DRIVE;ST | CONTROLLER,MOTOR:VARIABLE SPEED DRIVE;ST | CONTROLLER,MOTOR:VARIABLE SPEED DRIVE;STOCKPILE RECLAIM FEEDERS; | [36 empty] | URL NOT FOUND | [9 empty] | CLEANSED | 39122000 Electrical Variable Speed Drives | FOR STOCKPILE RECLAIM FEEDERS,MOTOR CONTROL |  | DRIVE | VARIABLE FREQUENCY | TYPE |  | POWER RATING |  | INPUT VOLTAGE |  | NUMBER OF PHASE |  | OUTPUT CURRENT RATING |  | OUTPUT FREQUENCY RATING |  | DEGREE OF PROTECTION |  | TERMINAL TYPE |  | MOUNTING TYPE |  | SIZE |  | TEMPERATURE RATING |  | HAZARD CLASS |  | CERTIFICATION/STANDARD | [47 empty] | Production Completed
STP_009 - Lot7 | Data Enrichment | VNE | OK | 2023-11-03 | 2023-11-10 |  | 1154057 | 1154057 |  |  |  | ERSA | M | 4015 | 1530392GZPCLNT100 | EA |  | CONTROLLER,TEMP;ELLIWELL D/P CONT,147030 | CONTROLLER,TEMP;ELLIWELL D/P CONT,147030 | CONTROLLER,TEMP;ADDITIONAL FEATURES:ELLIWELL D/P CONT,147030 | [16 empty] | ELLIWELL | 147030 | [18 empty] | URL NOT FOUND | [9 empty] | CLEANSED | 41112200 Temperature and heat measuring instruments | D/P |  | CONTROLLER | TEMPERATURE | TYPE |  | TEMPERATURE SETTING RANGE |  | SENSOR TYPE |  | OUTPUT TYPE |  | POWER SUPPLY |  | ACCURACY |  | INTERFACE TYPE |  | MOUNTING TYPE |  | MATERIAL |  | SIZE |  | HAZARD CLASS |  | CERTIFICATION/STANDARD | [49 empty] | Production Completed
STP_009 - Lot7 | Data Enrichment | VNE | OK | 2023-11-03 | 2023-11-10 |  | 1186983 | 1186983 |  |  |  | ERSA | M | 1600 | 1548113GZPCLNT100 | EA |  | CONTROLLER,TEMP;TMR,DGTL,240V | CONTROLADOR TEMP; | CONTROLLER,TEMPERATURE;SENSOR TYPE:TIMER,OUTPUT TYPE:DIGITAL,POWER SUPPLY:240V,ADDITIONAL FEATURES EN:PHASEFALE,TACMV2 | CONTROLADOR TEMPERATURA; | [17 empty] | PHASEFALE | TACMV2 | [16 empty] | https://phasefale.com.au/tacmv2/ | https://www.actrol.com.au/product/phasefale-temperature-control-tacmv2-2700201 | [8 empty] | ENRICHED | 41112200 Temperature and heat measuring instruments |  |  | CONTROLLER | TEMPERATURE | TYPE | ROOM | TEMPERATURE SETTING RANGE | 0.1 DEG C | SENSOR TYPE | TIMER | OUTPUT TYPE | DIGITAL | POWER SUPPLY | 240 V | ACCURACY |  | INTERFACE TYPE |  | MOUNTING TYPE | STRAIGHT OR TILT | MATERIAL |  | SIZE |  | HAZARD CLASS |  | CERTIFICATION/STANDARD | [49 empty] | Production Completed
STP_009 - Lot7 | Data Enrichment | VNE | OK | 2023-11-03 | 2023-11-10 |  | 1153616 | 1153616 |  |  |  | ERSA | M | 1600 | 1509100GZPCLNT100 | EA |  | CONTROLLER,TEMPERATURE; C,T4-A-46600-008 | CONTROLLER,TEMPERATURE; C,T4-A-46600-008 | CONTROLLER,TEMPERATURE;ADDITIONAL FEATURES: C,T4-A-46600-008 | [17 empty] | T4-A-46600-008 | [18 empty] | URL NOT FOUND | [9 empty] | CLEANSED | 41112200 Temperature and heat measuring instruments |  |  | CONTROLLER | TEMPERATURE | TYPE | C | TEMPERATURE SETTING RANGE |  | SENSOR TYPE |  | OUTPUT TYPE |  | POWER SUPPLY |  | ACCURACY |  | INTERFACE TYPE |  | MOUNTING TYPE |  | MATERIAL |  | SIZE |  | HAZARD CLASS |  | CERTIFICATION/STANDARD | [49 empty] | Production Completed
STP_009 - Lot7 | Data Enrichment | VNE | OK | 2023-11-03 | 2023-11-10 |  | 1153572 | 1153572 |  |  |  | ERSA | M | 1600 | 1509258GZPCLNT100 | EA |  | CONTROLLER,TEMPERATURE; T,T6-M-26530-048 | CONTROLLER,TEMPERATURE; T,T6-M-26530-048 | CONTROLLER,TEMPERATURE;ADDITIONAL FEATURES: T,T6-M-26530-048 | [17 empty] | T6-M-26530-048 | [18 empty] | URL NOT FOUND | [9 empty] | CLEANSED | 41112200 Temperature and heat measuring instruments |  |  | CONTROLLER | TEMPERATURE | TYPE | T | TEMPERATURE SETTING RANGE |  | SENSOR TYPE |  | OUTPUT TYPE |  | POWER SUPPLY |  | ACCURACY |  | INTERFACE TYPE |  | MOUNTING TYPE |  | MATERIAL |  | SIZE |  | HAZARD CLASS |  | CERTIFICATION/STANDARD | [49 empty] | Production Completed
STP_009 - Lot7 | Data Enrichment | VNE | OK | 2023-11-03 | 2023-11-10 |  | 1154465 | 1154465 |  |  |  | ERSA | M | 5920 | 1509461GZPCLNT100 | EA |  | CONTROLLER,TEMPERATURE;TEMPERATU,T4-A-01 | CONTROLLER,TEMPERATURE;TEMPERATU,T4-A-01 | CONTROLLER,TEMPERATURE;ADDITIONAL FEATURES:TEMPERATU,T4-A-01 | [17 empty] | T4-A-01 | [18 empty] | URL NOT FOUND | [9 empty] | CLEANSED | 41112200 Temperature and heat measuring instruments |  |  | CONTROLLER | TEMPERATURE | TYPE |  | TEMPERATURE SETTING RANGE |  | SENSOR TYPE |  | OUTPUT TYPE |  | POWER SUPPLY |  | ACCURACY |  | INTERFACE TYPE |  | MOUNTING TYPE |  | MATERIAL |  | SIZE |  | HAZARD CLASS |  | CERTIFICATION/STANDARD | [49 empty] | Production Completed
STP_009 - Lot7 | Data Enrichment | VNE | OK | 2023-11-03 | 2023-11-10 |  | 1137353 | 1137353 | 1443951 | AU_QM_001002623 |  | ERSA | M | 4005 | 1443951GZPCLNT100 | EA |  | CONTROLLER: | CONTROLLER: | CONTROLLER: |  | CONTROLLER: | [34 empty] | URL NOT FOUND | [9 empty] | CLEANSED | 39121500 Electrical controls and accessories |  |  | CONTROLLER | NO MODIFIER | TYPE |  | ELECTRICAL RATING |  | INPUT SIGNAL |  | OUTPUT SIGNAL |  | DISPLAY TYPE |  | CONTROL MODE |  | CONNECTION TYPE |  | RANGE |  | MOUNTING TYPE |  | SIZE |  | HAZARD CLASS |  | CERTIFICATION/STANDARD | [49 empty] | Production Completed
STP_009 - Lot7 | Data Enrichment | VNE | OK | 2023-11-03 | 2023-11-10 |  | 1209377 | 1209377 |  |  |  | ERSA | M | 1600 | 765156MRM | EA |  | CONTROLLER:24VDC;DANFOSS PROPORTIONAL VA | CONTROLLER:24VDC;DANFOSS PROPORTIONAL VA | CONTROLLER:24VDC;DANFOSS PROPORTIONAL VALVE;TAMROCK SOLO H610 LONG HOLE DRILL RIG | [16 empty] | DANFOSS | [19 empty] | URL NOT FOUND |  |  | LONG HOLE DRILL RIG | TAMROCK SOLO | H610 |  |  |  |  | CLEANSED | 39121500 Electrical controls and accessories |  |  | CONTROLLER | ELECTRICAL | TYPE | PROPORTIONAL VALVE | FUNCTION |  | INPUT RATING | 24 VDC | OUTPUT RATING |  | NUMBER OF INPUTS |  | NUMBER OF OUTPUTS |  | INTERFACE TYPE |  | MOUNTING TYPE |  | TEMPERATURE RATING |  | HAZARD CLASS |  | CERTIFICATION/STANDARD | [51 empty] | Production Completed
STP_009 - Lot7 | Data Enrichment | VNE | OK | 2023-11-03 | 2023-11-10 |  | 1153573 | 1153573 |  |  |  | ERSA | M | 1600 | 1509254GZPCLNT100 | EA |  | CONTROLLER; T1F CONTROLLER - P,PRO-A-T1F | CONTROLLER; T1F CONTROLLER - P,PRO-A-T1F | CONTROLLER;ADDITIONAL FEATURES: T1F CONTROLLER - P,PRO-A-T1F | [17 empty] | PRO-A-T1F | [18 empty] | URL NOT FOUND | [9 empty] | CLEANSED | 39121500 Electrical controls and accessories |  |  | CONTROLLER | NO MODIFIER | TYPE |  | ELECTRICAL RATING |  | INPUT SIGNAL |  | OUTPUT SIGNAL |  | DISPLAY TYPE |  | CONTROL MODE |  | CONNECTION TYPE |  | RANGE |  | MOUNTING TYPE |  | SIZE |  | HAZARD CLASS |  | CERTIFICATION/STANDARD | [49 empty] | Production Completed
STP_009 - Lot7 | Data Enrichment | VNE | OK | 2023-11-03 | 2023-11-10 |  | 1146708 | 1146708 |  |  |  | ERSA | M | 1600 | 1506015GZPCLNT100 | EA |  | CONTROLLER;201-000-483 | CONTROLLER;201-000-483 | CONTROLLER;ADDITIONAL FEATURES:201-000-483 | [18 empty] | TEMPERZONE | 201-000-483 | [16 empty] | https://www.temperzone.biz/b2b/product-details.aspx?id=460&type=parts1 | [9 empty] | ENRICHED | 26111544 Speed controller |  |  | CONTROLLER | SPEED | TYPE | FAN | VOLTAGE RATING |  | CURRENT RATING |  | OUTPUT SIGNAL |  | ACCURACY |  | INTERFACE TYPE |  | MOUNTING TYPE |  | TEMPERATURE RATING |  | CONNECTION TYPE |  | SIZE |  | HAZARD CLASS |  | CERTIFICATION/STANDARD | [49 empty] | Production Completed
STP_009 - Lot7 | Data Enrichment | VNE | OK | 2023-11-03 | 2023-11-10 | Processed based on Websource, Conflict w.r.t Input | 1086962 | 1086962 | 1468979 | AU_QM_007905030 |  | ERSA | M | 5920 | 1468979GZPCLNT100 | EA | 3000000 | CONTROLLER;ATL,2001-0272-00 | CONTROLLER;ATL,2001-0272-00 | CONTROLLER;MNFR:ATLAS COPCO,PTNO:2001-0272-00 |  | CONTROL-MONITOR:WATER LEVEL | ATLAS COPCO | 2001-0272-00 | [14 empty] | ATLAS COPCO | 2001-0272-00 | [16 empty] | https://www.aircompressorstrade.com/genuine-atlas-copco-spare-parts-catalog-section-62-cpmc-china-supplier/ | [9 empty] | CLEANSED | 39122219 Level or float switch |  |  | SWITCH | LEVEL | TYPE | WATER LEVEL MONITOR | MEASURING RANGE |  | PROCESS CONNECTION |  | PRESSURE RATING |  | OUTPUT SIGNAL |  | ENCLOSURE |  | CONTACT CONFIGURATION |  | VOLTAGE RATING |  | CURRENT RATING |  | MATERIAL |  | TEMPERATURE RATING |  | MOUNTING TYPE |  | POWER RATING |  | SIZE |  | HAZARD CLASS |  | CERTIFICATION/STANDARD | [41 empty] | Production Completed
STP_009 - Lot7 | Data Enrichment | VNE | OK | 2023-11-03 | 2023-11-10 | Processed based on Websource, Conflict w.r.t Input | 1027257 | 1027257 | 1372954 | AU_QM_000197531 |  | ERSA | M | 5920 | 1372954GZPCLNT100 | EA | 3000000 | CONTROLLER;ATL,5541867400 | CONTROLLER;ATL,5541867400 | CONTROLLER;MNFR:ATLAS COPCO,PTNO:5541867400 |  | CONTROLLER;ATL,5541867400CONTROLLER;ATC,5541867400 | ATLAS COPCO | 5541867400 | [14 empty] | EPIROC | 5541867400 | ATLAS COPCO | [15 empty] | https://industra.group/p/mining-and-drilling/atlas-copco-epiroc/5541867400-klapan/ | [9 empty] | CLEANSED | 40141600 Valves |  |  | VALVE | NO MODIFIER | TYPE |  | NOMINAL SIZE |  | END CONNECTION |  | CONFIGURATION |  | PRESSURE CLASS/RATING |  | BODY MATERIAL |  | DESIGN PRESSURE |  | TEMPERATURE RATING |  | OPERATED |  | TRIM |  | SOFTGOODS |  | HAZARD CLASS |  | CERTIFICATION/STANDARD | [47 empty] | Production Completed
STP_009 - Lot7 | Data Enrichment | VNE | OK | 2023-11-03 | 2023-11-10 |  | 1095042 | 1095042 | 1389348 | AU_QM_000230828 |  | ERSA | M | 5920 | 1389348GZPCLNT100 | EA | 3000000 | CONTROLLER;ATL,PS-MPPT-25M | CONTROLLER;ATL,PS-MPPT-25M | CONTROLLER;MNFR:ATLAS COPCO,PTNO:PS-MPPT-25M |  | CONTROLLER;ATL,PS-MPPT-25MCONTROLLER;ATL,PS-MPPT-25M | ATLAS COPCO | PS-MPPT-25M | [14 empty] | MORNING STAR | PS-MPPT-25M | ATLAS COPCO | [15 empty] | https://www.morningstarcorp.com/products/prostar-mppt/ | https://www.solar-electric.com/morningstar-prostar-mppt-controller-meter-ps-mppt-25m.html | [8 empty] | ENRICHED | 39121500 Electrical controls and accessories |  | BATTERY VOLTAGE:12/24 V,POWER RATING:700 W AT 60 DEG C | CONTROLLER | ELECTRICAL | TYPE | SOLAR CHARGE | FUNCTION |  | INPUT RATING | 120 V,25 A | OUTPUT RATING |  | NUMBER OF INPUTS |  | NUMBER OF OUTPUTS |  | INTERFACE TYPE |  | MOUNTING TYPE |  | TEMPERATURE RATING | -40 TO 60 DEG C | HAZARD CLASS |  | CERTIFICATION/STANDARD | CE,ROHS,IEC 62109,ETL,FCC | [50 empty] | Production Completed
STP_009 - Lot7 | Data Enrichment | VNE | OK | 2023-11-03 | 2023-11-10 | Processed based on Websource, Conflict w.r.t Input | 1087730 | 1087730 |  |  |  | ERSA | M | 1600 | 1570985GZPCLNT100 | EA | 3000422 | CONTROLLER;CNW,GRIC30A,GRIFCO DOOR PB CN | CONTROLADOR;CNW,GRIC30A | CONTROLLER;MNFR:CNW,PTNO:GRIC30A,ADDITIONAL FEATURES EN:GRIFCO DOOR PB CNTL | CONTROLADOR;MNFR:CNW,PTNO:GRIC30A |  | CNW | GRIC30A | [14 empty] | GRIFCO | C30A | CNW | [15 empty] | https://www.egaragesystems.com.au/pdf/manuals/grifco/spare_parts/grifco_splitter_kit_rev804042.pdf | https://www.remoteopeners.com.au/buy/edrive-2.0-wall-controller-c10a-4/C30A | [8 empty] | ENRICHED | 39121700 Electrical hardware and supplies | MATERIAL:METAL,FOR GRIFCO DOOR PB CONTROL |  | KIT | NO MODIFIER | TYPE |  | CONTENTS | (1) STANDARD E-DRIVE,2.0 WALL CONTROLLER | NUMBER OF ITEMS |  | HAZARD CLASS |  | CERTIFICATION/STANDARD | [63 empty] | Production Completed
STP_009 - Lot7 | Data Enrichment | VNE | OK | 2023-11-03 | 2023-11-10 | Processed based on Websource, Conflict w.r.t Input | 1103331 | 1103331 |  |  |  | ERSA | M | 1600 | 1570931GZPCLNT100 | EA | 3000422 | CONTROLLER;CNW,SCHATS22D75S6U,ELECTRONIC | CONTROLADOR;CNW,SCHATS22D75S6U | CONTROLLER;MNFR:CNW,PTNO:SCHATS22D75S6U,ADDITIONAL FEATURES EN:ELECTRONIC SOFT STARTER CONTROL 110V POW | CONTROLADOR;MNFR:CNW,PTNO:SCHATS22D75S6U |  | CNW | SCHATS22D75S6U | [14 empty] | SCHNEIDER ELECTRIC | ATS22D75S6U | CNW | [15 empty] | https://www.se.com/ca/en/product/ATS22D75S6U/soft-starter-for-asynchronous-motor-altistart-22-control-110v-208-to-575v-20-to-60hp/ | [9 empty] | ENRICHED | 39121521 Motor starter controls | CONTROL CIRCUIT VOLTAGE:110 VAC |  | STARTER | MOTOR | TYPE | SOFT | VOLTAGE RATING | 208 TO 600 VAC | CURRENT RATING | 65 A | NUMBER OF PHASE | 3 | NEMA/IEC SIZE |  | COIL VOLTAGE RATING |  | OVERLOAD RELAY TYPE |  | CONTACT CONFIGURATION |  | AUXILIARY CONTACT |  | ENCLOSURE | IP20 | MOUNTING TYPE | WALL | CERTIFICATION/STANDARD | EN/IEC 60947-4-2,C-TICK,CCC,UL,CSA,GOST | [48 empty] | Production Completed
STP_009 - Lot7 | Data Enrichment | VNE | OK | 2023-11-03 | 2023-11-10 |  | 1146729 | 1146729 |  |  |  | ERSA | M | 1600 | 1505747GZPCLNT100 | EA |  | CONTROLLER;CONTROLLER,201-000-131 | CONTROLLER;CONTROLLER,201-000-131 | CONTROLLER;ADDITIONAL FEATURES:CONTROLLER,201-000-131 | [18 empty] | TEMPERZONE | 201-000-131 | [16 empty] | https://www.temperzone.biz/b2b/product-details.aspx?id=460&type=parts1 | [9 empty] | ENRICHED | 39121500 Electrical controls and accessories |  |  | CONTROLLER | ELECTRICAL | TYPE | BRUSHLESS DC | FUNCTION |  | INPUT RATING |  | OUTPUT RATING |  | NUMBER OF INPUTS |  | NUMBER OF OUTPUTS |  | INTERFACE TYPE |  | MOUNTING TYPE |  | TEMPERATURE RATING |  | HAZARD CLASS |  | CERTIFICATION/STANDARD | [51 empty] | Production Completed
STP_009 - Lot7 | Data Enrichment | VNE | OK | 2023-11-03 | 2023-11-10 |  | 1095467 | 1095467 | 1376257 | AU_QM_000215352 |  | ERSA | M | 5920 | 1376257GZPCLNT100 | EA | 3000001 | CONTROLLER;EPI,9106 1890 54 | CONTROLLER;EPI,9106 1890 54 | CONTROLLER;MNFR:EPIROC,PTNO:9106 1890 54 |  | CONTROLLER;EPI,9106 1890 54CONTROLLER;EPI,9106 1890 54 | EPIROC | 9106 1890 54 | [14 empty] | EPIROC | 9106 1890 54 | [16 empty] | https://www.chinadrillingtools.cn/epiroc-parts-catalog-3 | [9 empty] | ENRICHED | 52161525 Remote control |  |  | CONTROLLER | NO MODIFIER | TYPE | REMOTE | ELECTRICAL RATING |  | INPUT SIGNAL |  | OUTPUT SIGNAL |  | DISPLAY TYPE |  | CONTROL MODE |  | CONNECTION TYPE |  | RANGE |  | MOUNTING TYPE |  | SIZE |  | HAZARD CLASS |  | CERTIFICATION/STANDARD | [49 empty] | Production Completed
STP_009 - Lot7 | Data Enrichment | VNE | OK | 2023-11-03 | 2023-11-10 |  | 1095466 | 1095466 | 1376258 | AU_QM_000215353 |  | ERSA | M | 5920 | 1376258GZPCLNT100 | EA | 3000001 | CONTROLLER;EPI,9106 1890 56 | CONTROLLER;EPI,9106 1890 56 | CONTROLLER;MNFR:EPIROC,PTNO:9106 1890 56 |  | CONTROLLER;EPI,9106 1890 56CONTROLLER;EPI,9106 1890 56 | EPIROC | 9106 1890 56 | [12 empty] | EPIROC | 9106 1890 56 | [18 empty] | URL NOT FOUND | [9 empty] | CLEANSED | 39121500 Electrical controls and accessories |  |  | CONTROLLER | NO MODIFIER | TYPE |  | ELECTRICAL RATING |  | INPUT SIGNAL |  | OUTPUT SIGNAL |  | DISPLAY TYPE |  | CONTROL MODE |  | CONNECTION TYPE |  | RANGE |  | MOUNTING TYPE |  | SIZE |  | HAZARD CLASS |  | CERTIFICATION/STANDARD | [49 empty] | Production Completed
STP_009 - Lot7 | Data Enrichment | VNE | OK | 2023-11-03 | 2023-11-10 |  | 1095150 | 1095150 | 1386324 | AU_QM_000227263 |  | ERSA | M | 5920 | 1386324GZPCLNT100 | EA | 3000001 | CONTROLLER;EPI,9772019301 | CONTROLLER;EPI,9772019301 | CONTROLLER;MNFR:EPIROC,PTNO:9772019301 |  | CONTROLLER;EPI,9772019301CONTROLLER;EPI,9772019301 | EPIROC | 9772019301 | [12 empty] | EPIROC | 9772019301 | [18 empty] | URL NOT FOUND | [9 empty] | CLEANSED | 39121500 Electrical controls and accessories |  |  | CONTROLLER | NO MODIFIER | TYPE |  | ELECTRICAL RATING |  | INPUT SIGNAL |  | OUTPUT SIGNAL |  | DISPLAY TYPE |  | CONTROL MODE |  | CONNECTION TYPE |  | RANGE |  | MOUNTING TYPE |  | SIZE |  | HAZARD CLASS |  | CERTIFICATION/STANDARD | [49 empty] | Production Completed
STP_009 - Lot7 | Data Enrichment | VNE | OK | 2023-11-03 | 2023-11-10 |  | 1073187 | 1073187 |  |  | X | ERSA | M | 5000 | 1612495GZPCLNT100 | EA | 3000010 | CONTROLLER;SAN,G534035 | CONTROLADOR;SAN,G534035 | CONTROLLER;MNFR:SANDVIK,PTNO:G534035,ADDITIONAL FEATURES EN:SUB PLATE,MULTIPLE APPLICATION | CONTROLADOR;MNFR:SANDVIK,PTNO:G534035 |  | SANDVIK | [13 empty] | SANDVIK | G534035 | [18 empty] | URL NOT FOUND | [9 empty] | CLEANSED | 39121500 Electrical controls and accessories | SUB PLATE,FOR MULTIPLE APPLICATION |  | CONTROLLER | NO MODIFIER | TYPE |  | ELECTRICAL RATING |  | INPUT SIGNAL |  | OUTPUT SIGNAL |  | DISPLAY TYPE |  | CONTROL MODE |  | CONNECTION TYPE |  | RANGE |  | MOUNTING TYPE |  | SIZE |  | HAZARD CLASS |  | CERTIFICATION/STANDARD | [49 empty] | Production Completed
STP_009 - Lot7 | Data Enrichment | VNE | OK | 2023-11-03 | 2023-11-10 |  | 1008033 | 1008033 |  |  |  | ERSA | M | 5000 | 1611391GZPCLNT100 | EA | 3000010 | CONTROLLER;SAN,G595060 | CONTROLADOR;SAN,G595060 | CONTROLLER;MNFR:SANDVIK,PTNO:G595060,ADDITIONAL FEATURES EN:REMOTE,GETMAN A64 WORK PLATFORM,ANFO POT | CONTROLADOR;MNFR:SANDVIK,PTNO:G595060 |  | SANDVIK | G595060 | [14 empty] | SANDVIK | G595060 | [16 empty] | https://auctions.g-es.net/Media/74bf9dfb-5db4-4102-9d54-91a73cc74fcd | [9 empty] | ENRICHED | 40141609 Control valves |  |  | VALVE | CONTROL | TYPE | JUMBO,2-POSITION | NOMINAL SIZE |  | END CONNECTION |  | ACTUATION TYPE |  | POSITIONER TYPE |  | FAILURE POSITION |  | PRESSURE CLASS/RATING |  | BODY MATERIAL |  | DESIGN PRESSURE |  | TEMPERATURE RATING |  | FLOW RATING |  | END TO END DISTANCE |  | PORT TYPE |  | CONFIGURATION |  | TRIM |  | SOFTGOODS |  | HAZARD CLASS |  | CERTIFICATION/STANDARD | [37 empty] | Production Completed
STP_009 - Lot7 | Data Enrichment | VNE | OK | 2023-11-03 | 2023-11-10 |  | 1082136 | 1082136 |  |  |  | ERSA | M | 5000 | 1612018GZPCLNT100 | EA | 3000010 | CONTROLLER;SAN,G7033-00887 | CONTROLADOR;SAN,G7033-00887 | CONTROLLER;MNFR:SANDVIK,PTNO:G7033-00887 | CONTROLADOR;MNFR:SANDVIK,PTNO:G7033-00887 |  | SANDVIK | G7033-00887 | [12 empty] | SANDVIK | G7033-00887 | [18 empty] | URL NOT FOUND | [9 empty] | CLEANSED | 39121500 Electrical controls and accessories |  |  | CONTROLLER | NO MODIFIER | TYPE |  | ELECTRICAL RATING |  | INPUT SIGNAL |  | OUTPUT SIGNAL |  | DISPLAY TYPE |  | CONTROL MODE |  | CONNECTION TYPE |  | RANGE |  | MOUNTING TYPE |  | SIZE |  | HAZARD CLASS |  | CERTIFICATION/STANDARD | [49 empty] | Production Completed
STP_009 - Lot7 | Data Enrichment | VNE | OK | 2023-11-03 | 2023-11-10 |  | 1073305 | 1073305 |  |  | X | ERSA | M | 5000 | 1611990GZPCLNT100 | EA | 3000010 | CONTROLLER;SAN,G7034-00122 | CONTROLADOR;SAN,G7034-00122 | CONTROLLER;MNFR:SANDVIK,PTNO:G7034-00122 | CONTROLADOR;MNFR:SANDVIK,PTNO:G7034-00122 |  | SANDVIK | [13 empty] | SANDVIK | G7034-00122 | [18 empty] | URL NOT FOUND | [9 empty] | CLEANSED | 39121500 Electrical controls and accessories |  |  | CONTROLLER | NO MODIFIER | TYPE |  | ELECTRICAL RATING |  | INPUT SIGNAL |  | OUTPUT SIGNAL |  | DISPLAY TYPE |  | CONTROL MODE |  | CONNECTION TYPE |  | RANGE |  | MOUNTING TYPE |  | SIZE |  | HAZARD CLASS |  | CERTIFICATION/STANDARD | [49 empty] | Production Completed
STP_009 - Lot7 | Data Enrichment | VNE | OK | 2023-11-03 | 2023-11-10 |  | 1009088 | 1009088 |  |  |  | ERSA | M | 5000 | 1612264GZPCLNT100 | EA | 3000010 | CONTROLLER;SAN,HAND BOOK 2 | CONTROLADOR;SAN,HAND BOOK 2 | CONTROLLER;MNFR:SANDVIK,PTNO:HAND BOOK 2 | CONTROLADOR;MNFR:SANDVIK,PTNO:HAND BOOK 2 |  | SANDVIK | HAND BOOK 2 | [12 empty] | SANDVIK | HAND BOOK 2 | [18 empty] | URL NOT FOUND | [9 empty] | CLEANSED | 39121500 Electrical controls and accessories |  |  | CONTROLLER | NO MODIFIER | TYPE |  | ELECTRICAL RATING |  | INPUT SIGNAL |  | OUTPUT SIGNAL |  | DISPLAY TYPE |  | CONTROL MODE |  | CONNECTION TYPE |  | RANGE |  | MOUNTING TYPE |  | SIZE |  | HAZARD CLASS |  | CERTIFICATION/STANDARD | [49 empty] | Production Completed
STP_009 - Lot7 | Data Enrichment | VNE | OK | 2023-11-03 | 2023-11-10 |  | 1146709 | 1146709 |  |  |  | ERSA | M | 1600 | 1506014GZPCLNT100 | EA |  | CONTROLLER;UC8 | CONTROLLER;UC8 | CONTROLLER;ADDITIONAL FEATURES:UC8 | [18 empty] | TEMPERZONE | UC8 | [16 empty] | https://www.temperzone.biz/AU-Home/Products/798-UC8-Controller/ | [9 empty] | ENRICHED | 39121500 Electrical controls and accessories |  |  | CONTROLLER | NO MODIFIER | TYPE | UNIT | ELECTRICAL RATING |  | INPUT SIGNAL |  | OUTPUT SIGNAL |  | DISPLAY TYPE |  | CONTROL MODE |  | CONNECTION TYPE |  | RANGE |  | MOUNTING TYPE |  | SIZE |  | HAZARD CLASS |  | CERTIFICATION/STANDARD | [49 empty] | Production Completed
STP_009 - Lot7 | Data Enrichment | VNE | OK | 2023-11-03 | 2023-11-10 |  | 1065298 | 1065298 | 1461174 | AU_QM_002599929 |  | ERSA | M | 5915 | 1461174GZPCLNT100 | EA |  | CYLINDER ROD SEALS | CYLINDER ROD SEALS | PARTS KIT: CYLINDER ROD SEALS SUIT L/JULIUS PUMP STATION |  | PARTS KIT:CYLINDER ROD SEALS | [34 empty] | URL NOT FOUND | [9 empty] | CLEANSED | 40151728 Pump repair kits | FOR L/JULIUS PUMP STATION |  | KIT | NO MODIFIER | TYPE | CYLINDER ROD SEALS,PARTS | CONTENTS |  | NUMBER OF ITEMS |  | HAZARD CLASS |  | CERTIFICATION/STANDARD | [63 empty] | Production Completed
STP_009 - Lot7 | Data Enrichment | VNE | OK | 2023-11-03 | 2023-11-10 |  | 1140761 | 1140761 | 1461673 | AU_QM_002710901 |  | ERSA | M | 2200 | 1461673GZPCLNT100 | EA |  | D4D-13P-20 VALVE REPAIR; | D4D-13P-20 VALVE REPAIR; | PARTS KIT,VALVE: D4D-13P-20 VALVE REPAIR; |  | PARTS KIT,VALVE:D4D-13P-20 VALVE REPAIR; | [34 empty] | URL NOT FOUND | [9 empty] | CLEANSED | 40141636 Valve kits | FOR D4D-13P-20 VALVE REPAIR |  | KIT | NO MODIFIER | TYPE | VALVE | CONTENTS |  | NUMBER OF ITEMS |  | HAZARD CLASS |  | CERTIFICATION/STANDARD | [63 empty] | Production Completed
STP_009 - Lot7 | Data Enrichment | VNE | OK | 2023-11-03 | 2023-11-10 |  | 1140593 | 1140593 | 1427095 | AU_QM_000432088 |  | ERSA | M | 2200 | 1427095GZPCLNT100 | EA |  | DIAPHRAGM AND DISC KIT; | DIAPHRAGM AND DISC KIT; | PARTS KIT,VALVE: DIAPHRAGM AND DISC KIT; |  | PARTS KIT,VALVE:DIAPHRAGM AND DISC KIT; | [34 empty] | URL NOT FOUND | [9 empty] | CLEANSED | 40141636 Valve kits |  |  | KIT | NO MODIFIER | TYPE | DIAPHRAGM AND DISC VALVE | CONTENTS |  | NUMBER OF ITEMS |  | HAZARD CLASS |  | CERTIFICATION/STANDARD | [63 empty] | Production Completed
STP_009 - Lot7 | Data Enrichment | VNE | OK | 2023-11-03 | 2023-11-10 |  | 1140594 | 1140594 | 1427094 | AU_QM_000432070 |  | ERSA | M | 2200 | 1427094GZPCLNT100 | EA |  | DIAPHRAGM DISC KIT | DIAPHRAGM DISC KIT | PARTS KIT,VALVE: DIAPHRAGM AND DISC KIT; |  | PARTS KIT,VALVE:DIAPHRAGM & DISC KIT; | [34 empty] | URL NOT FOUND | [9 empty] | CLEANSED | 40141636 Valve kits |  |  | KIT | NO MODIFIER | TYPE | DIAPHRAGM AND DISC VALVE | CONTENTS |  | NUMBER OF ITEMS |  | HAZARD CLASS |  | CERTIFICATION/STANDARD | [63 empty] | Production Completed
STP_009 - Lot7 | Data Enrichment | VNE | OK | 2023-11-03 | 2023-11-10 |  | 1012167 | 1012167 |  |  |  | ERSA | M | 5920 | 1458010GZPCLNT100 | EA | 3000000 | DO NOT USE – DELETE | DO NOT USE – DELETE |  |  |  | ATLAS COPCO | 2901205700 | [14 empty] | ATLAS COPCO | 2901205700 | [16 empty] | https://www.atlascopco.com/en-gr/compressors/service/parts/air-compressor-parts/2901205700 | [9 empty] | ENRICHED | 23153100 Industrial machinery components and accessories |  |  | KIT | NO MODIFIER | TYPE | PREVENTIVE MAINTENANCE | CONTENTS |  | NUMBER OF ITEMS |  | HAZARD CLASS |  | CERTIFICATION/STANDARD | [63 empty] | Production Completed
STP_009 - Lot7 | Data Enrichment | VNE | OK | 2023-11-03 | 2023-11-10 |  | 1012168 | 1012168 |  |  |  | ERSA | M | 5955 | 1355681GZPCLNT100 | EA | 3000000 | DO NOT USE – DELETE | DO NOT USE – DELETE |  |  |  | ATLAS COPCO | 5580009390 | [14 empty] | ATLAS COPCO | 5580009390 | [16 empty] | https://www.aga-parts.com/atlas-copco-parts?page=4262 | [9 empty] | CLEANSED | 39121521 Motor starter controls |  |  | STARTER | MOTOR | TYPE |  | VOLTAGE RATING |  | CURRENT RATING |  | NUMBER OF PHASE |  | NEMA/IEC SIZE |  | COIL VOLTAGE RATING |  | OVERLOAD RELAY TYPE |  | CONTACT CONFIGURATION |  | AUXILIARY CONTACT |  | ENCLOSURE |  | MOUNTING TYPE |  | CERTIFICATION/STANDARD | [49 empty] | Production Completed
STP_009 - Lot7 | Data Enrichment | VNE | OK | 2023-11-03 | 2023-11-10 | Insufficient Information, Unable to Identify the NM | 1012169 | 1012169 |  |  |  | ERSA | M | 5910 | 1354701GZPCLNT100 | EA | 3000000 | DO NOT USE – DELETE | DO NOT USE – DELETE |  |  |  | ATLAS COPCO | 9772200033 | [120 empty] | Production Completed
STP_009 - Lot7 | Data Enrichment | VNE | OK | 2023-11-03 | 2023-11-10 |  | 1013519 | 1013519 |  |  |  | ERSA | M | 5910 | 1453337GZPCLNT100 | EA | 3000012 | DO NOT USE – DELETE | DO NOT USE – DELETE |  |  |  | TOYOTA | 233900L050 | [14 empty] | TOYOTA | 23390-0L050 | [16 empty] | https://www.newtowntoyota.parts/233900L050/New-Genuine-Toyota-Diesel-Fuel-Filter-Part-233900L | [9 empty] | ENRICHED | 40161513 Fuel filters |  |  | FILTER | FUEL | TYPE | DIESEL | FILTER RATING |  | PORT SIZE |  | SIZE |  | ELEMENT MATERIAL |  | PRESSURE RATING |  | FLOW RATING |  | HOUSING MATERIAL |  | TEMPERATURE RATING |  | CERTIFICATION/STANDARD | [53 empty] | Production Completed
STP_009 - Lot7 | Data Enrichment | VNE | OK | 2023-11-03 | 2023-11-13 |  | 1001367 | 1001367 |  |  |  | ERSA | M | 5000 | 1601319GZPCLNT100 | EA | 3000010 | CONTROLLER;SAN,BG00784927 | CONTROLADOR;SAN,BG00784927 | CONTROLLER;MNFR:SANDVIK,PTNO:BG00784927 | CONTROLADOR;MNFR:SANDVIK,PTNO:BG00784927 |  | SANDVIK | BG00784927 | 1068336 @@ SANDVIK MINING & CONSTRUCTION | BG00784927 | [12 empty] | SANDVIK MINING & CONSTRUCTION | BG00784927 | [16 empty] | https://www.scribd.com/document/611357030/LH-621i-General-hydraulics-spares-parts | [9 empty] | CLEANSED | 39121500 Electrical controls and accessories |  |  | CONTROLLER | ELECTRICAL | TYPE |  | FUNCTION |  | INPUT RATING |  | OUTPUT RATING |  | NUMBER OF INPUTS |  | NUMBER OF OUTPUTS |  | INTERFACE TYPE |  | MOUNTING TYPE |  | TEMPERATURE RATING |  | HAZARD CLASS |  | CERTIFICATION/STANDARD | [51 empty] | Production Completed
STP_009 - Lot7 | Data Enrichment | VNE | OK | 2023-11-03 | 2023-11-13 |  | 1002592 | 1002592 |  |  |  | ERSA | M | 5000 | 1580567GZPCLNT100 | EA | 3000010 | CONTROLLER;SAN,BG00224814 | CONTROLADOR;SAN,BG00224814 | CONTROLLER;MNFR:SANDVIK,PTNO:BG00224814,ADDITIONAL FEATURES EN:REMOTE UNIT JACK LEGS | CONTROLADOR;MNFR:SANDVIK,PTNO:BG00224814 |  | SANDVIK | BG00224814 | 1068089 @@ SANDVIK MINING & CONSTRUCTION | BG00224814 | 1068336 @@ SANDVIK MINING & CONSTRUCTION | BG00224814 | [10 empty] | SANDVIK MINING & CONSTRUCTION | BG00224814 | [16 empty] | https://shanghaisanto.com/sandvik-spare-parts-list-386/ | [9 empty] | ENRICHED | 39121500 Electrical controls and accessories |  |  | UNIT | CONTROL | TYPE | JACK LEGS REMOTE | SIZE |  | ELECTRICAL RATING |  | CERTIFICATION/STANDARD | [65 empty] | Production Completed
STP_009 - Lot7 | Data Enrichment | VNE | OK | 2023-11-03 | 2023-11-13 |  | 1008813 | 1008813 |  |  |  | ERSA | M | 5000 | 1593638GZPCLNT100 | EA | 3000010 | CONTROLLER;SAN,55190616 | CONTROLADOR;SAN,55190616 | CONTROLLER;MNFR:SANDVIK,PTNO:55190616 | CONTROLADOR;MNFR:SANDVIK,PTNO:55190616 |  | SANDVIK | 55190616 | 1068336 @@ SANDVIK MINING & CONSTRUCTION | 55190616 | [12 empty] | SANDVIK MINING & CONSTRUCTION | 55190616 | [16 empty] | https://www.rockser.com.tr/export/5 | [9 empty] | CLEANSED | 39121500 Electrical controls and accessories |  |  | CONTROLLER | COMMUNICATION | TYPE |  | DATA TRANSFER RATE |  | INTERFACE TYPE |  | DISPLAY TYPE |  | NUMBER OF PORTS |  | ELECTRICAL RATING |  | PORT DATA |  | HAZARD CLASS |  | CERTIFICATION/STANDARD | [55 empty] | Production Completed
STP_009 - Lot7 | Data Enrichment | VNE | OK | 2023-11-03 | 2023-11-13 |  | 1009474 | 1009474 | 1350620 | AU_QM_000134026 |  | ERSA | M | 5920 | 1350620GZPCLNT100 | EA | 3000000 | CONTROLLER;ATL,9120 0896 67 | CONTROLLER;ATL,9120 0896 67 | CONTROLLER;MNFR:ATLAS COPCO,PTNO:9120 0896 67 |  | CONTROLLER: CONTROLLER;SPARE PART SET; | ATLAS COPCO | 9120 0896 67 | 1068108 @@ EPIROC AUSTRALIA PTY LTD | 9120 0896 67 | [12 empty] | ATLAS COPCO | 9120 0896 67 | EPIROC AUSTRALIA PTY LTD | [15 empty] | https://www.aircompressorstrade.com/5574921400-genuine-original-atlas-copco-epiroc-spare-parts-catalog/ | [9 empty] | ENRICHED | 23153100 Industrial machinery components and accessories |  |  | KIT | NO MODIFIER | TYPE | SPARE PARTS | CONTENTS |  | NUMBER OF ITEMS |  | HAZARD CLASS |  | CERTIFICATION/STANDARD | [63 empty] | Production Completed
STP_009 - Lot7 | Data Enrichment | VNE | OK | 2023-11-03 | 2023-11-13 |  | 1010927 | 1010927 |  |  |  | ERSA | M | 5000 | 1616258GZPCLNT100 | EA | 3000010 | CONTROLLER;SAN,QI341,WIRED TRACKING REMO | CONTROLADOR;SAN,QI341 | CONTROLLER;MNFR:SANDVIK,PTNO:QI341,ADDITIONAL FEATURES EN:WIRED TRACKING REMOTE FINTEC 1080 | CONTROLADOR;MNFR:SANDVIK,PTNO:QI341 |  | SANDVIK | QI341 | 1069202 @@ PORTER EQUIPMENT AUSTRALIA PTY LTD | SVEL9786 | [10 empty] | SANDVIK |  |  |  | PORTER EQUIPMENT AUSTRALIA PTY LTD | SVEL9786 | [14 empty] | URL NOT FOUND |  |  | WIRED TRACKING REMOTE | FINTEC | 1080,QI341 |  |  |  |  | CLEANSED | 39121500 Electrical controls and accessories |  |  | CONTROLLER | NO MODIFIER | TYPE |  | ELECTRICAL RATING |  | INPUT SIGNAL |  | OUTPUT SIGNAL |  | DISPLAY TYPE |  | CONTROL MODE |  | CONNECTION TYPE |  | RANGE |  | MOUNTING TYPE |  | SIZE |  | HAZARD CLASS |  | CERTIFICATION/STANDARD | [49 empty] | Production Completed
STP_009 - Lot7 | Data Enrichment | VNE | OK | 2023-11-03 | 2023-11-13 |  | 1011621 | 1011621 |  |  |  | ERSA | M | 4090 | 1609325GZPCLNT100 | EA | 3000024 | CONTROLLER;ISU,NG-TK-41-4658,CLIMA AIR | CONTROLADOR;ISU,NG-TK-41-4658 | CONTROLLER;MNFR:ISUZU,PTNO:NG-TK-41-4658,ADDITIONAL FEATURES EN:CLIMA AIR | CONTROLADOR;MNFR:ISUZU,PTNO:NG-TK-41-4658 |  | ISUZU | NG-TK-41-4658 | 1068514 @@ AP TOWNSVILLE P/L T/A TONY IRELA | NG-TK-41-4658 | [12 empty] | THERMOKING | 41-4658 | ISUZU | NG-TK-41-4658 | [14 empty] | https://www.thhs.co.uk/transport-heating-and-hose-supplies/product/241-41-4658-thermoking-panel-tk-clima-41-4658-1997 | [9 empty] | ENRICHED | 26131800 Power generation control equipment | CLIMA AIR |  | PANEL | CONTROL | TYPE | ELECTRONIC | VOLTAGE RATING | 24 V | CURRENT RATING |  | NUMBER OF PHASE |  | SIZE |  | ENCLOSURE |  | MATERIAL |  | FREQUENCY RATING |  | DEGREE OF PROTECTION |  | HAZARD CLASS |  | CERTIFICATION/STANDARD | [51 empty] | Production Completed
STP_009 - Lot7 | Data Enrichment | VNE | OK | 2023-11-03 | 2023-11-13 |  | 1012141 | 1012141 |  |  |  | ERSA | M | 5915 | 1586653GZPCLNT100 | EA | 3000024 | CONTROLLER;ISU,8980129740,ENGN,UNT,ECU | CONTROLADOR;ISU,8980129740 | CONTROLLER;MNFR:ISUZU,PTNO:8980129740,ADDITIONAL FEATURES EN:ENGINE,UNIT,ECU, SUITS FRD/FRR/FSS 2003-2006 6HK1 ENGINE | CONTROLADOR;MNFR:ISUZU,PTNO:8980129740 |  | ISUZU | 8980129740 | 1068514 @@ AP TOWNSVILLE P/L T/A TONY IRELA | IS-8980129740 | [12 empty] | ISUZU | 8980129740 | AP TOWNSVILLE P/L T/A TONY IRELA | IS-8980129740 | [14 empty] | http://www.autospares.eu/price-lists/isuzu/5830/ | [9 empty] | CLEANSED | 26101700 Engine components and accessories | FOR FRD/FRR/FSS 2003-2006 6HK1 ENGINE |  | UNIT | CONTROL | TYPE |  | SIZE |  | ELECTRICAL RATING |  | CERTIFICATION/STANDARD | [65 empty] | Production Completed
STP_009 - Lot7 | Data Enrichment | VNE | OK | 2023-11-03 | 2023-11-13 |  | 1014630 | 1014630 |  |  |  | ERSA | M | 5955 | 1587979GZPCLNT100 | EA | 3000010 | CONTROLLER;SAN,88749749 | CONTROLADOR;SAN,88749749 | CONTROLLER;MNFR:SANDVIK,PTNO:88749749 | CONTROLADOR;MNFR:SANDVIK,PTNO:88749749 |  | SANDVIK | 88749749 | 1068336 @@ SANDVIK MINING & CONSTRUCTION | 88749749 | [12 empty] | SANDVIK MINING & CONSTRUCTION | 88749749 | [16 empty] | https://www.aga-parts.com/ru/sandvik/part/88749749_lubricat-contr-unit/ | [9 empty] | ENRICHED | 23153100 Industrial machinery components and accessories |  |  | UNIT | CONTROL | TYPE | LUBRICATION | SIZE |  | ELECTRICAL RATING |  | CERTIFICATION/STANDARD | [65 empty] | Production Completed
STP_009 - Lot7 | Data Enrichment | VNE | OK | 2023-11-03 | 2023-11-13 |  | 1015991 | 1015991 |  |  |  | ERSA | M | 5000 | 1616890GZPCLNT100 | EA | 3000010 | CONTROLLER;SAN,BG00415834,ENGINE CONTROL | CONTROLADOR;SAN,BG00415834 | CONTROLLER;MNFR:SANDVIK,PTNO:BG00415834,ADDITIONAL FEATURES EN:ENGINE CONTROL UNIT | CONTROLADOR;MNFR:SANDVIK,PTNO:BG00415834 |  | SANDVIK | BG00415834 | 1068336 @@ SANDVIK MINING & CONSTRUCTION | BG00415834 | [12 empty] | SANDVIK MINING & CONSTRUCTION | BG00415834 | [16 empty] | https://shop.aramine.com/en/hydraulic-pneumatic/363907-control-unit.html | [9 empty] | CLEANSED | 39121500 Electrical controls and accessories |  |  | UNIT | CONTROL | TYPE | ENGINE | SIZE |  | ELECTRICAL RATING |  | CERTIFICATION/STANDARD | [65 empty] | Production Completed
STP_009 - Lot7 | Data Enrichment | VNE | OK | 2023-11-03 | 2023-11-13 |  | 1032666 | 1032666 |  |  |  | ERSA | M | 5000 | 1530567GZPCLNT100 | EA | 3000001 | CONTROLLER;EPI,9111404930 | CONTROLLER;EPI,9111404930 | CONTROLLER;MNFR:EPIROC,PTNO:9111404930 |  |  | EPIROC | 9111404930 | 1068108 @@ EPIROC AUSTRALIA PTY LTD | 9111404930 | [12 empty] | EPIROC | 9111404930 | [16 empty] | https://www.chinadrillingtools.cn/epiroc-parts-catalog-2 | [9 empty] | CLEANSED | 39121552 Electrical control modules |  |  | CONTROLLER | NO MODIFIER | TYPE |  | ELECTRICAL RATING |  | INPUT SIGNAL |  | OUTPUT SIGNAL |  | DISPLAY TYPE |  | CONTROL MODE |  | CONNECTION TYPE |  | RANGE |  | MOUNTING TYPE |  | SIZE |  | HAZARD CLASS |  | CERTIFICATION/STANDARD | [49 empty] | Production Completed
STP_009 - Lot7 | Data Enrichment | VNE | OK | 2023-11-03 | 2023-11-10 |  | 1057743 | 1057743 |  |  |  | ERSA | M | 4015 | 1615077GZPCLNT100 | EA |  | CONTROLLER,ELEC;NR-1,APAC SPLIT DUCTED | CONTROLADOR ELEC; | CONTROLLER,ELECTRICAL;TYPE:NR-1,INPUT RATING:APAC SPLIT DUCTED. PN: 002178-SA,OUTPUT RATING:,ADDITIONAL FEATURES EN:APAC SPLIT DUCTED | CONTROLADOR ELECTRICO; |  |  |  | 1068500 @@ ACTROL PARTS PTY LTD | 002178-SA | [10 empty] | ACTROL PARTS PTY LTD | 002178-SA | [18 empty] | URL NOT FOUND | [9 empty] | CLEANSED | 39121500 Electrical controls and accessories | FOR APAC SPLIT DUCTED |  | CONTROLLER | ELECTRICAL | TYPE | NR-1 | FUNCTION |  | INPUT RATING |  | OUTPUT RATING |  | NUMBER OF INPUTS |  | NUMBER OF OUTPUTS |  | INTERFACE TYPE |  | MOUNTING TYPE |  | TEMPERATURE RATING |  | HAZARD CLASS |  | CERTIFICATION/STANDARD | [51 empty] | Production Completed
STP_009 - Lot7 | Data Enrichment | VNE | OK | 2023-11-03 | 2023-11-13 |  | 1061235 | 1061235 |  |  |  | ERSA | M | 5100 | 1572637GZPCLNT100 | EA |  | CONTROLLER,INTFC;DUST COLLECTOR,W/MDPE | CONTROLADOR INTERFAZ; | CONTROLLER,INTERFACE;ADDITIONAL FEATURES EN:DUST COLLECTOR,W/MDPE | CONTROLADOR INTERFAZ; |  |  |  | 1070595 @@ FSI ENGINEERING PTY LTD | MCERCS06N000 | [12 empty] | FILQUIP PTY LTD | MCERCS06N000 | FSI ENGINEERING PTY LTD | [15 empty] | https://webcache.googleusercontent.com/search?q=cache:UjIbIEH4xLwJ:https://www.filquip.com.au/filquip-part-numbers-list/&hl=en&gl=in | [9 empty] | ENRICHED | 39121500 Electrical controls and accessories |  |  | CONTROLLER | NO MODIFIER | TYPE | 1-6 WAY OUTPUT | ELECTRICAL RATING |  | INPUT SIGNAL |  | OUTPUT SIGNAL |  | DISPLAY TYPE |  | CONTROL MODE |  | CONNECTION TYPE |  | RANGE |  | MOUNTING TYPE |  | SIZE |  | HAZARD CLASS |  | CERTIFICATION/STANDARD | [49 empty] | Production Completed
STP_009 - Lot7 | Data Enrichment | VNE | OK | 2023-11-03 | 2023-11-13 |  | 1062737 | 1062737 | 1440791 | AU_QM_000984863 |  | ERSA | M | 2200 | 1440791GZPCLNT100 | EA |  | DIAPHRAGM VALVE 0.005" THK; | DIAPHRAGM VALVE 0.005" THK; | PARTS KIT,VALVE: DIAPHRAGM VALVE 0.005" THK; FOR PYRONICS SRHT-32-SS ZONE REGULATORS |  | PARTS KIT,VALVE:DIAPHRAGM VALVE 0.005" THK; |  |  | 1068677 @@ TRINKOR PTY LTD | 1440791 | [10 empty] | TRINKOR PTY LTD | 1440791 | [18 empty] | URL NOT FOUND | [9 empty] | CLEANSED | 40141636 Valve kits | FOR 0.005 IN THK DIAPHRAGM VALVE,PYRONICS SRHT-32-SS ZONE REGULATOR |  | KIT | NO MODIFIER | TYPE |  | CONTENTS |  | NUMBER OF ITEMS |  | HAZARD CLASS |  | CERTIFICATION/STANDARD | [63 empty] | Production Completed
STP_009 - Lot7 | Data Enrichment | VNE | OK | 2023-11-03 | 2023-11-13 |  | 1063208 | 1063208 | 1428272 | AU_QM_000491639 |  | ERSA | M | 5910 | 1428272GZPCLNT100 | EA |  | CONNECTION KIT;APM REJECT CONVEYOR; | CONNECTION KIT;APM REJECT CONVEYOR; | PARTS KIT: CONNECTION KIT;APM REJECT CONVEYOR; ANODE PREPARATION MACHINE; |  | PARTS KIT:CONNECTION KIT;APM REJECT CONVEYOR; |  |  | 1069489 @@ DANA SAC AUSTRALIA PTY LTD | 27381 | [10 empty] | DANA SAC AUSTRALIA PTY LTD | 27381 | [18 empty] | URL NOT FOUND | [9 empty] | CLEANSED | 24101700 Conveyors and accessories | FOR APM REJECT CONVEYOR,ANODE PREPARATION MACHINE |  | KIT | NO MODIFIER | TYPE | CONNECTION PARTS | CONTENTS |  | NUMBER OF ITEMS |  | HAZARD CLASS |  | CERTIFICATION/STANDARD | [63 empty] | Production Completed
STP_009 - Lot7 | Data Enrichment | VNE | OK | 2023-11-03 | 2023-11-13 |  | 1064652 | 1064652 | 1350217 | AU_QM_000132408 |  | ERSA | M | 5915 | 1350217GZPCLNT100 | EA |  | AXLE SOFT PARTS KIT;NORMET;;SPK176/138 A | AXLE SOFT PARTS KIT;NORMET;;SPK176/138 A | PARTS KIT,AXLE: AXLE SOFT PARTS KIT;NORMET;;SPK176/138 A XLE;;GFMS ONLY; |  | PARTS KIT,AXLE: AXLE SOFT PARTS KIT;NORMET;;SPK176/138 A |  |  | 1069852 @@ DRIVETRAIN AUSTRALIA | SPK176/138 GFMS | [10 empty] | DRIVETRAIN AUSTRALIA | SPK176/138 GFMS |  |  | NORMET | [15 empty] | URL NOT FOUND | [9 empty] | CLEANSED | 25173808 Axle repair kits | GFMS ONLY |  | KIT | NO MODIFIER | TYPE | AXLE SOFT PARTS | CONTENTS |  | NUMBER OF ITEMS |  | HAZARD CLASS |  | CERTIFICATION/STANDARD | [63 empty] | Production Completed
STP_009 - Lot7 | Data Enrichment | VNE | OK | 2023-11-03 | 2023-11-13 |  | 1065044 | 1065044 | 1455638 | AU_QM_001259001 |  | ERSA | M | 5920 | 1455638GZPCLNT100 | EA |  | CUMMINS 10IN PUMP; | CUMMINS 10IN PUMP; | SERVICE KIT: CUMMINS 10IN PUMP; CUMMINS MODEL QM11; |  | SERVICE KIT:CUMMINS 10IN PUMP; |  |  | 1068211 @@ PENSKE POWER SYSTEMS | KB1496.MDA | [10 empty] | PENSKE POWER SYSTEMS | KB1496.MDA | [18 empty] | URL NOT FOUND |  |  | 10 IN PUMP | CUMMINS | QM11 |  |  |  |  | CLEANSED | 40151728 Pump repair kits |  |  | KIT | NO MODIFIER | TYPE | SERVICE | CONTENTS |  | NUMBER OF ITEMS |  | HAZARD CLASS |  | CERTIFICATION/STANDARD | [63 empty] | Production Completed
STP_009 - Lot7 | Data Enrichment | VNE | OK | 2023-11-03 | 2023-11-13 |  | 1066132 | 1066132 | 1470018 | AU_QM_009029208 |  | ERSA | M | 5620 | 1470018GZPCLNT100 | EA |  | BURNER,IGNITION | BURNER,IGNITION | PARTS KIT,CYLINDER: BURNER,IGNITION |  | PARTS KIT,CYLINDER: BURNER,IGNITION |  |  | 1068330 @@ SMC CORPORATION (AUST) PTY LTD | CMN-40-MK | 1068125 @@ SMC CORPORATION (AUSTRALIA) PTY LTD | CMN-40-MK | [8 empty] | SMC CORPORATION (AUST) PTY LTD | CMN-40-MK | [18 empty] | URL NOT FOUND | [9 empty] | CLEANSED | 40101800 Heating equipment and parts and accessories |  |  | KIT | NO MODIFIER | TYPE | CYLINDER PARTS,BURNER IGNITION | CONTENTS |  | NUMBER OF ITEMS |  | HAZARD CLASS |  | CERTIFICATION/STANDARD | [63 empty] | Production Completed
STP_009 - Lot7 | Data Enrichment | VNE | OK | 2023-11-03 | 2023-11-13 |  | 1066133 | 1066133 | 1470019 | AU_QM_009029209 |  | ERSA | M | 5620 | 1470019GZPCLNT100 | EA |  | BURNER IGNITION | BURNER IGNITION | PARTS KIT,CYLINDER: BURNER IGNITION |  | PARTS KIT,CYLINDER: BURNER IGNITION |  |  | 1068330 @@ SMC CORPORATION (AUST) PTY LTD | AR-210-MK | 1068125 @@ SMC CORPORATION (AUSTRALIA) PTY LTD | AR-210-MK | [8 empty] | SMC CORPORATION (AUST) PTY LTD | AR-210-MK | [18 empty] | URL NOT FOUND | [9 empty] | CLEANSED | 40101800 Heating equipment and parts and accessories |  |  | KIT | NO MODIFIER | TYPE | CYLINDER PARTS,BURNER IGNITION | CONTENTS |  | NUMBER OF ITEMS |  | HAZARD CLASS |  | CERTIFICATION/STANDARD | [63 empty] | Production Completed
STP_009 - Lot7 | Data Enrichment | VNE | OK | 2023-11-03 | 2023-11-13 |  | 1067246 | 1067246 | 1454969 | AU_QM_001243831 |  | ERSA | M | 1825 | 1454969GZPCLNT100 | EA |  | CYLINDER RE-SEAL KIT; | CYLINDER RE-SEAL KIT; | PARTS KIT,SEAL REPLACEMENT: CYLINDER RE-SEAL KIT; SCISSOR LIFT;MF540; |  | PARTS KIT,SEAL REPLACEMENT: CYLINDER RE-SEAL KIT; |  |  | 1068143 @@ NORMET ASIA PACIFIC PTY LTD | 1454969 | [10 empty] | NORMET ASIA PACIFIC PTY LTD | 1454969 | [18 empty] | URL NOT FOUND |  |  | SCISSOR LIFT |  | MF540 |  |  |  |  | CLEANSED | 22101700 Heavy equipment components | PARTS |  | KIT | NO MODIFIER | TYPE | CYLINDER RE-SEAL,REPLACEMENT | CONTENTS |  | NUMBER OF ITEMS |  | HAZARD CLASS |  | CERTIFICATION/STANDARD | [63 empty] | Production Completed
STP_009 - Lot7 | Data Enrichment | VNE | OK | 2023-11-03 | 2023-11-13 |  | 1067247 | 1067247 | 1454967 | AU_QM_001243815 |  | ERSA | M | 1825 | 1454967GZPCLNT100 | EA |  | CYLINDER SEAL KIT; | CYLINDER SEAL KIT; | PARTS KIT,SEAL REPLACEMENT: CYLINDER SEAL KIT; SCISSOR LIFT;MF540; |  | PARTS KIT,SEAL REPLACEMENT: CYLINDER SEAL KIT; |  |  | 1068143 @@ NORMET ASIA PACIFIC PTY LTD | 1454967 | [10 empty] | NORMET ASIA PACIFIC PTY LTD | 1454967 | [18 empty] | URL NOT FOUND |  |  | SCISSOR LIFT |  | MF540 |  |  |  |  | CLEANSED | 22101700 Heavy equipment components | PARTS |  | KIT | NO MODIFIER | TYPE | CYLINDER SEAL REPLACEMENT | CONTENTS |  | NUMBER OF ITEMS |  | HAZARD CLASS |  | CERTIFICATION/STANDARD | [63 empty] | Production Completed
STP_009 - Lot7 | Data Enrichment | VNE | OK | 2023-11-03 | 2023-11-13 |  | 1067476 | 1067476 | 1367648 | AU_QM_000171096 |  | ERSA | M | 3000 | 1367648GZPCLNT100 | EA |  | DOSING PUMP; HCL; DDA 7.5; WET END | DOSING PUMP; HCL; DDA 7.5; WET END | REPAIR KIT: DOSING PUMP; HCL; DDA 7.5; WET END |  | REPAIR KIT: DOSING PUMP; HCL; DDA 7.5; WET END |  |  | 1071148 @@ PROFESSIONAL PUMP SERVICES & | 97751539 | [12 empty] | GRUNDFOS | 97751539 | PROFESSIONAL PUMP SERVICES & | [15 empty] | https://product-selection.grundfos.com/in/products/service-partkit/kit-valve-diaph-97751539?pumpsystemid=2213522744&tab=variant-specifications | https://www.pumpcatalog.com/grundfos/dosing-pump-kits/97751539/ |  | HCL WET END DOSING PUMP |  | DDA 7.5 |  |  |  |  | ENRICHED | 40151728 Pump repair kits |  |  | KIT | NO MODIFIER | TYPE | VALVE,DIAPHRAGM,REPAIR | CONTENTS |  | NUMBER OF ITEMS |  | HAZARD CLASS |  | CERTIFICATION/STANDARD | [63 empty] | Production Completed
STP_009 - Lot7 | Data Enrichment | VNE | OK | 2023-11-03 | 2023-11-13 |  | 1067477 | 1067477 | 1367649 | AU_QM_000171097 |  | ERSA | M | 3000 | 1367649GZPCLNT100 | EA |  | DOSING PUMP; ACID; CATHODE STRIPPING MAC | DOSING PUMP; ACID; CATHODE STRIPPING MAC | PARTS KIT: DOSING PUMP; ACID; CATHODE STRIPPING MAC HINES; HEAD KIT; DDE60-10 AR |  | PARTS KIT:DOSING PUMP; ACID; CATHODE STRIPPING MAC |  |  | 1071148 @@ PROFESSIONAL PUMP SERVICES & | 1367649 | [10 empty] | PROFESSIONAL PUMP SERVICES & | 1367649 | [18 empty] | URL NOT FOUND |  |  | DOSING PUMP,CATHODE STRIPPING MACHINES |  | DDE60-10 AR |  |  |  |  | CLEANSED | 40151728 Pump repair kits |  |  | KIT | NO MODIFIER | TYPE | HEAD | CONTENTS |  | NUMBER OF ITEMS |  | HAZARD CLASS |  | CERTIFICATION/STANDARD | [63 empty] | Production Completed
STP_009 - Lot7 | Data Enrichment | VNE | OK | 2023-11-03 | 2023-11-13 |  | 1067826 | 1067826 | 1370362 | AU_QM_000176160 |  | ERSA | M | 5955 | 1370362GZPCLNT100 | EA |  | COMPRESSOR;6 MONTHLY | COMPRESSOR;6 MONTHLY | MAINTENANCE KIT, SCHEDULED SERVICE: COMPRESSOR;6 MONTHLY |  | MAINTENANCE KIT, SCHEDULED SERVICE: COMPRESSOR;6 MONTHLY |  |  | 1068108 @@ EPIROC AUSTRALIA PTY LTD | 9754000382 | [10 empty] | EPIROC AUSTRALIA PTY LTD | 9754000382 | [18 empty] | URL NOT FOUND |  |  | COMPRESSOR | [6 empty] | CLEANSED | 40151616 Compressor kits |  |  | KIT | NO MODIFIER | TYPE | 6 MONTHLY SCHEDULED SERVICE,MAINTENANCE | CONTENTS |  | NUMBER OF ITEMS |  | HAZARD CLASS |  | CERTIFICATION/STANDARD | [63 empty] | Production Completed
STP_009 - Lot7 | Data Enrichment | VNE | OK | 2023-11-03 | 2023-11-13 |  | 1067979 | 1067979 | 1370364 | AU_QM_000176162 |  | ERSA | M | 5955 | 1370364GZPCLNT100 | EA |  | COMPRESSOR;500HR;IME2268;SIMBA | COMPRESSOR;500HR;IME2268;SIMBA | MAINTENANCE KIT, SCHEDULED SERVICE: COMPRESSOR;500HR;IME2268;SIMBA |  | MAINTENANCE KIT, SCHEDULED SERVICE: COMPRESSOR;500HR;IME2268;SIMBA |  |  | 1068108 @@ EPIROC AUSTRALIA PTY LTD | 9754000380 | [10 empty] | EPIROC AUSTRALIA PTY LTD | 9754000380 |  |  | SIMBA | IME2268 | [14 empty] | URL NOT FOUND |  |  | COMPRESSOR | [6 empty] | CLEANSED | 40151616 Compressor kits |  |  | KIT | NO MODIFIER | TYPE | 500 HR SCHEDULED SERVICE,MAINTENANCE | CONTENTS |  | NUMBER OF ITEMS |  | HAZARD CLASS |  | CERTIFICATION/STANDARD | [63 empty] | Production Completed
STP_009 - Lot7 | Data Enrichment | VNE | OK | 2023-11-03 | 2023-11-13 |  | 1071081 | 1071081 |  |  |  | ERSA | M | 3760 | 1535429GZPCLNT100 | EA | 3000013 | CONTROLLER;VOL,17532105 | CONTROLLER;VOL,17532105 | CONTROLLER;MNFR:VOLVO,PTNO:17532105 |  |  | VOLVO | 17532105 | 1068317 @@ SMH EQUIPMENT PTY LTD | 17532105 | [12 empty] | VOLVO | 17532105 | SMH EQUIPMENT PTY LTD | [15 empty] | https://www.vomaparts.com/product/volvo-17532105-control-panel/ | [9 empty] | CLEANSED | 26131800 Power generation control equipment |  |  | PANEL | CONTROL | TYPE |  | VOLTAGE RATING |  | CURRENT RATING |  | NUMBER OF PHASE |  | SIZE |  | ENCLOSURE |  | MATERIAL |  | FREQUENCY RATING |  | DEGREE OF PROTECTION |  | HAZARD CLASS |  | CERTIFICATION/STANDARD | [51 empty] | Production Completed
STP_009 - Lot7 | Data Enrichment | VNE | OK | 2023-11-03 | 2023-11-10 |  | 1085141 | 1085141 |  |  |  | ERSA | M | 1600 | 1583625GZPCLNT100 | EA | 3000438 | CONTROLLER,ELEC;NRMT,100022700 | CONTROLADOR ELEC;NRMT,100022700 | CONTROLLER,ELECTRICAL;MNFR:NORMET,PTNO:100022700 | CONTROLADOR ELECTRICO;MNFR:NORMET,PTNO:100022700 |  | NORMET | 100022700 | 1068143 @@ NORMET ASIA PACIFIC PTY LTD | 100022700 | [10 empty] | NORMET ASIA PACIFIC PTY LTD | 100022700 | [18 empty] | URL NOT FOUND | [9 empty] | CLEANSED | 39121500 Electrical controls and accessories |  |  | CONTROLLER | ELECTRICAL | TYPE |  | FUNCTION |  | INPUT RATING |  | OUTPUT RATING |  | NUMBER OF INPUTS |  | NUMBER OF OUTPUTS |  | INTERFACE TYPE |  | MOUNTING TYPE |  | TEMPERATURE RATING |  | HAZARD CLASS |  | CERTIFICATION/STANDARD | [51 empty] | Production Completed
STP_009 - Lot7 | Data Enrichment | VNE | OK | 2023-11-03 | 2023-11-13 |  | 1085590 | 1085590 |  |  |  | ERSA | M | 5000 | 1581109GZPCLNT100 | EA | 3000010 | CONTROLLER;SAN,BG00932901,REMT | CONTROLADOR;SAN,BG00932901 | CONTROLLER;MNFR:SANDVIK,PTNO:BG00932901,ADDITIONAL FEATURES EN:REMOTE | CONTROLADOR;MNFR:SANDVIK,PTNO:BG00932901 |  | SANDVIK | BG00932901 | 1068089 @@ SANDVIK MINING & CONSTRUCTION | BG00932901 | [12 empty] | SANDVIK MINING & CONSTRUCTION | BG00932901 | [16 empty] | https://pv271.com/index.php/2022/05/25/%D0%BA%D0%B0%D1%82%D0%B0%D0%BB%D0%BE%D0%B3-%D0%B7%D0%B0%D0%BF%D1%87%D0%B0%D1%81%D1%82%D0%B5%D0%B9-%D1%81%D0%B0%D0%BD%D0%B4%D0%B2%D0%B8%D0%BA-%EF%BC%88%D1%82%D1%80%D0%B8%EF%BC%89/ | [9 empty] | CLEANSED | 39121500 Electrical controls and accessories |  |  | CONTROLLER | ELECTRICAL | TYPE | REMOTE | FUNCTION |  | INPUT RATING |  | OUTPUT RATING |  | NUMBER OF INPUTS |  | NUMBER OF OUTPUTS |  | INTERFACE TYPE |  | MOUNTING TYPE |  | TEMPERATURE RATING |  | HAZARD CLASS |  | CERTIFICATION/STANDARD | [51 empty] | Production Completed
STP_009 - Lot7 | Data Enrichment | VNE | OK | 2023-11-03 | 2023-11-13 |  | 1085596 | 1085596 |  |  |  | ERSA | M | 5000 | 1581118GZPCLNT100 | EA | 3000010 | CONTROLLER;SAN,BT00012350,JYSTCK | CONTROLADOR;SAN,BT00012350 | CONTROLLER;MNFR:SANDVIK,PTNO:BT00012350,ADDITIONAL FEATURES EN:JOYSTICK | CONTROLADOR;MNFR:SANDVIK,PTNO:BT00012350 |  | SANDVIK | BT00012350 | 1068089 @@ SANDVIK MINING & CONSTRUCTION | BT00012350 | [12 empty] | SANDVIK MINING & CONSTRUCTION | BT00012350 | [16 empty] | https://partsmining.ru/sandvik/joystick/bt00012350/ | [9 empty] | CLEANSED | 39122227 Joystick switch or control |  |  | JOYSTICK | CONTROLLER | TYPE |  | FUNCTION |  | LEVERS |  | VOLTAGE RATING |  | CURRENT RATING |  | TERMINAL TYPE |  | TEMPERATURE RATING |  | ENCLOSURE |  | CERTIFICATION/STANDARD | [55 empty] | Production Completed
STP_009 - Lot7 | Data Enrichment | VNE | OK | 2023-11-03 | 2023-11-13 |  | 1095583 | 1095583 | 1370450 | AU_QM_000176295 |  | ERSA | M | 5920 | 1370450GZPCLNT100 | EA | 3000012 | CONTROLLER;TOY,559000K011 | CONTROLLER;TOY,559000K011 | CONTROLLER;MNFR:TOYOTA,PTNO:559000K011 |  | CONTROLASSY;AIR CONDITIONER | TOYOTA | 559000K011 | 1068114 @@ BELL & MOIR - PARTS ORDERS ONLY | 559000K011 | [12 empty] | TOYOTA | 559000K011 | [16 empty] | https://www.amayama.com/en/part/toyota/559000k011 | [9 empty] | CLEANSED | 39121500 Electrical controls and accessories | ASSEMBLY |  | CONTROLLER | ELECTRICAL | TYPE | AIR CONDITIONER | FUNCTION |  | INPUT RATING |  | OUTPUT RATING |  | NUMBER OF INPUTS |  | NUMBER OF OUTPUTS |  | INTERFACE TYPE |  | MOUNTING TYPE |  | TEMPERATURE RATING |  | HAZARD CLASS |  | CERTIFICATION/STANDARD | [51 empty] | Production Completed
STP_009 - Lot7 | Data Enrichment | VNE | OK | 2023-11-03 | 2023-11-13 |  | 1102808 | 1102808 |  |  |  | ERSA | M | 5820 | 1527740GZPCLNT100 | EA |  | CONTROLLER,INTFC;REMOTE,OPERA,074-504893 | CONTROLLER,INTFC;REMOTE,OPERA,074-504893 | CONTROLLER,INTFC;ADDITIONAL FEATURES:REMOTE,OPERA,074-504893 |  |  |  |  | 1071114 @@ CESCO AUSTRALIA LIMITED | 074-504893 | [12 empty] | CESCO AUSTRALIA LIMITED | 074-504893 | [16 empty] | https://www.cescoaustralia.com/wp-content/uploads/2020/09/Cesco-Concrete-Mixer-Spare-Parts-Section-10.pdf | [9 empty] | ENRICHED | 43201544 Interface bus converter or controller | OPERA |  | CONTROLLER | INTERFACE | TYPE | REMOTE HAND-PIECE | DATA TRANSFER RATE |  | ELECTRICAL RATING |  | INTERFACE TYPE |  | NUMBER OF PORTS |  | MOUNTING TYPE |  | TEMPERATURE RATING |  | CONNECTION TYPE |  | INDICATION TYPE |  | HOUSING MATERIAL |  | SIZE |  | HAZARD CLASS |  | CERTIFICATION/STANDARD | [47 empty] | Production Completed
STP_009 - Lot7 | Data Enrichment | VNE | OK | 2023-11-03 | 2023-11-13 |  | 1108234 | 1108234 | 1446721 | AU_QM_001044684 |  | ERSA | M | 5915 | 1446721GZPCLNT100 | EA |  | CALIPER OVERHAUL KIT;REAR BRAKE ASSY; | CALIPER OVERHAUL KIT;REAR BRAKE ASSY; | PARTS KIT,CALIPER,DISC BRAKE: CALIPER OVERHAUL KIT;REAR BRAKE ASSY; |  | PARTS KIT,CALIPER,DISC BRAKE: CALIPER OVERHAUL KIT;REAR BRAKE ASSY; |  |  | 1070028 @@ HOPPERS STOPPERS | 1446721 | [10 empty] | HOPPERS STOPPERS | 1446721 | [18 empty] | URL NOT FOUND | [9 empty] | CLEANSED | 25171718 Brake repair kits | PARTS,ASSEMBLY |  | KIT | NO MODIFIER | TYPE | CALIPER OVERHAUL DISC REAR BRAKE | CONTENTS |  | NUMBER OF ITEMS |  | HAZARD CLASS |  | CERTIFICATION/STANDARD | [63 empty] | Production Completed
STP_009 - Lot7 | Data Enrichment | VNE | OK | 2023-11-03 | 2023-11-13 |  | 1109265 | 1109265 | 1447168 | AU_QM_001055359 |  | ERSA | M | 1640 | 1447168GZPCLNT100 | EA |  | AIR MOTOR PUMP;PRESIDENT | AIR MOTOR PUMP;PRESIDENT | REPAIR KIT: AIR MOTOR AND PUMP;PRESIDENT; |  | REPAIR KIT: AIR MOTOR & PUMP;PRESIDENT; |  |  | 1068342 @@ ISADRAULICS | 672238751 | [10 empty] | ISADRAULICS | 672238751 | [18 empty] | URL NOT FOUND | [9 empty] | CLEANSED | 40151728 Pump repair kits | FOR PRESIDENT |  | KIT | NO MODIFIER | TYPE | AIR MOTOR AND PUMP REPAIR | CONTENTS |  | NUMBER OF ITEMS |  | HAZARD CLASS |  | CERTIFICATION/STANDARD | [63 empty] | Production Completed
STP_009 - Lot7 | Data Enrichment | VNE | OK | 2023-11-03 | 2023-11-13 |  | 1113974 | 1113974 |  |  |  | ERSA | M | 5955 | 1571884GZPCLNT100 | EA |  | CONTROLLER,INTFC;UNT,9180618800 | CONTROLADOR INTERFAZ; | CONTROLLER,INTERFACE;ADDITIONAL FEATURES EN:UNIT,9180618800 | CONTROLADOR INTERFAZ; |  |  |  | 1068288 @@ UNITED EQUIPMENT | 9180618800 | [10 empty] | UNITED EQUIPMENT | 9180618800 | [18 empty] | URL NOT FOUND | [9 empty] | CLEANSED | 43201544 Interface bus converter or controller | UNIT |  | CONTROLLER | INTERFACE | TYPE |  | DATA TRANSFER RATE |  | ELECTRICAL RATING |  | INTERFACE TYPE |  | NUMBER OF PORTS |  | MOUNTING TYPE |  | TEMPERATURE RATING |  | CONNECTION TYPE |  | INDICATION TYPE |  | HOUSING MATERIAL |  | SIZE |  | HAZARD CLASS |  | CERTIFICATION/STANDARD | [47 empty] | Production Completed
STP_009 - Lot7 | Data Enrichment | VNE | OK | 2023-11-03 | 2023-11-13 |  | 1114042 | 1114042 |  |  |  | ERSA | M | 5100 | 1571810GZPCLNT100 | EA |  | CONTROLLER,LVL;VEGAMET 861,WLMNT | CONTROLADOR NIVEL; | CONTROLLER,LEVEL;ADDITIONAL FEATURES EN:VEGAMET 861,WALL MOUNT | CONTROLADOR NIVEL; |  |  |  | 1068122 @@ MARCON AGENCIES PTY LTD | MET861.XXXSC | [12 empty] | VEGAMET | MET861.XXXSC | MARCON AGENCIES PTY LTD | [15 empty] | https://www.onrion-usa.com/product/vegamet-861-met861xxxsc/4518418 | [9 empty] | CLEANSED | 41111900 Indicating and recording instruments | SERIES:861,MOUNT:WALL |  | CONTROLLER | LEVEL | TYPE |  | POWER SUPPLY |  | POWER RATING |  | OUTPUT TYPE |  | SIZE |  | ENCLOSURE |  | TEMPERATURE RATING |  | HAZARD CLASS |  | CERTIFICATION/STANDARD | [55 empty] | Production Completed
STP_009 - Lot7 | Data Enrichment | VNE | OK | 2023-11-03 | 2023-11-13 |  | 1134116 | 1134116 | 1369238 | AU_QM_000173604 |  | ERSA | M | 2200 | 1369238GZPCLNT100 | EA |  | BODYLESS;1/2IN;N/C;DUST SUPPRESSION | BODYLESS;1/2IN;N/C;DUST SUPPRESSION | REPAIR KIT,SOLENOID VALVE: BODYLESS;1/2IN;N/C;DUST SUPPRESSION |  | REPAIR KIT,SOLENOID VALVE:BODYLESS;1/2IN;N/C;DUST SUPPRESSION |  |  | 1068778 @@ MARC TECHNOLOGIES PTY LTD | 189530 | [10 empty] | MARC TECHNOLOGIES PTY LTD | 189530 | [18 empty] | URL NOT FOUND | [9 empty] | CLEANSED | 40141636 Valve kits | BODYLESS,VALVE SIZE:1/2 IN,VALVE POSITION:NC,FOR DUST SUPPRESSION |  | KIT | NO MODIFIER | TYPE | SOLENOID VALVE REPAIR | CONTENTS |  | NUMBER OF ITEMS |  | HAZARD CLASS |  | CERTIFICATION/STANDARD | [63 empty] | Production Completed
STP_009 - Lot7 | Data Enrichment | VNE | OK | 2023-11-03 | 2023-11-13 |  | 1134118 | 1134118 | 1369236 | AU_QM_000173602 |  | ERSA | M | 2200 | 1369236GZPCLNT100 | EA |  | BRS;1/2IN;N/C;DUST SUPPRESSION | BRS;1/2IN;N/C;DUST SUPPRESSION | REPAIR KIT,SOLENOID VALVE: BRS;1/2IN;N/C;DUST SUPPRESSION |  | REPAIR KIT,SOLENOID VALVE:BRS;1/2IN;N/C;DUST SUPPRESSION |  |  | 1068778 @@ MARC TECHNOLOGIES PTY LTD | 189529 | [10 empty] | MARC TECHNOLOGIES PTY LTD | 189529 | [18 empty] | URL NOT FOUND | [9 empty] | CLEANSED | 40141636 Valve kits | MATERIAL:BRASS,VALVE SIZE:1/2 IN,VALVE POSITION:NC,FOR DUST SUPPRESSION |  | KIT | NO MODIFIER | TYPE | SOLENOID VALVE REPAIR | CONTENTS |  | NUMBER OF ITEMS |  | HAZARD CLASS |  | CERTIFICATION/STANDARD | [63 empty] | Production Completed
STP_009 - Lot7 | Data Enrichment | VNE | OK | 2023-11-03 | 2023-11-13 |  | 1135625 | 1135625 | 1431463 | AU_QM_000725366 |  | ERSA | M | 1825 | 1431463GZPCLNT100 | EA |  | AXLE,FRONT | AXLE,FRONT | GASKET KIT: AXLE,FRONT |  | GASKET KIT: AXLE,FRONT |  |  | 1068114 @@ BELL & MOIR - PARTS ORDERS ONLY | 43204-60041 | 1071809 @@ ASHDOWN ENTERPRISES | 43204-60041 | 1068087 @@ ASHDOWN INGRAM | 43204-60041 | [8 empty] | TOYOTA | 43204-60041 | BELL & MOIR - PARTS ORDERS ONLY |  | ASHDOWN ENTERPRISES |  | ASHDOWN INGRAM | [11 empty] | https://www.roughtrax4x4.com/genuine-toyota-single-front-swivel-seal-kit-from-01-1990.html | https://www.amayama.com/en/part/toyota/4320460041 | [8 empty] | ENRICHED | 25173808 Axle repair kits |  |  | KIT | NO MODIFIER | TYPE | SINGLE SWIVEL SEAL,FRONT AXLE | CONTENTS | (2) STEEL HALFMOON RETAINING PLATES,(1) SPLIT STEEL RING,(1) ROUND RUBBER SEALING RING,(1) FELT WIPER SEAL | NUMBER OF ITEMS | 5 | HAZARD CLASS |  | CERTIFICATION/STANDARD | [63 empty] | Production Completed
STP_009 - Lot7 | Data Enrichment | VNE | OK | 2023-11-03 | 2023-11-13 |  | 1136523 | 1136523 | 1443823 | AU_QM_001002189 |  | ERSA | M | 3000 | 1443823GZPCLNT100 | EA |  | AOD 1"PUMP WET END OVERHAUL; | AOD 1"PUMP WET END OVERHAUL; | PARTS KIT,RECIPROCATING PUMP: AOD 1"PUMP WET END OVERHAUL; 1050,HYTREL DIAPHRAGM; GRACO 1" AIR OPERATED DIAPHRAGM PUMP |  | PARTS KIT,RECIPROCATING PUMP: AOD 1"PUMP WET END OVERHAUL; |  |  | 1068621 @@ COOPER FLUID SYSTEMS | D07-666 | [10 empty] | COOPER FLUID SYSTEMS | D07-666 | [18 empty] | URL NOT FOUND |  |  | 1 IN AIR OPERATED DIAPHRAGM,WET END OVERHAUL RECIPROCATING PUMP | GRACO | 1050 |  |  |  |  | CLEANSED | 40151728 Pump repair kits | PARTS,BRAND:HYTREL |  | KIT | NO MODIFIER | TYPE |  | CONTENTS |  | NUMBER OF ITEMS |  | HAZARD CLASS |  | CERTIFICATION/STANDARD | [63 empty] | Production Completed
STP_009 - Lot7 | Data Enrichment | VNE | OK | 2023-11-03 | 2023-11-13 |  | 1136721 | 1136721 | 1431512 | AU_QM_000727925 |  | ERSA | M | 3000 | 1431512GZPCLNT100 | EA |  | ARIEL OIL PUMP REPAIR; | ARIEL OIL PUMP REPAIR; | PARTS KIT,ROTARY PUMP: ARIEL OIL PUMP REPAIR; ARIEL JGP/2 BOOST COMPRESSOR |  | PARTS KIT,ROTARY PUMP:ARIEL OIL PUMP REPAIR; |  |  | 1068336 @@ SANDVIK MINING & CONSTRUCTION | 1431512 | [10 empty] | SANDVIK MINING & CONSTRUCTION | 1431512 | [18 empty] | URL NOT FOUND |  |  | BOOST COMPRESSOR | ARIEL | JGP/2 |  |  |  |  | CLEANSED | 40151728 Pump repair kits | PARTS |  | KIT | NO MODIFIER | TYPE | ARIEL OIL PUMP REPAIR | CONTENTS |  | NUMBER OF ITEMS |  | HAZARD CLASS |  | CERTIFICATION/STANDARD | [63 empty] | Production Completed
STP_009 - Lot7 | Data Enrichment | VNE | OK | 2023-11-03 | 2023-11-13 |  | 1136793 | 1136793 | 1426413 | AU_QM_000385658 |  | ERSA | M | 5920 | 1426413GZPCLNT100 | EA |  | AIR STARTER REPAIR; | AIR STARTER REPAIR; | PARTS KIT,AIR MOTOR: AIR STARTER REPAIR; |  | PARTS KIT,AIR MOTOR:AIR STARTER REPAIR; |  |  | 1068336 @@ SANDVIK MINING & CONSTRUCTION | C2F43-001 | [10 empty] | SANDVIK MINING & CONSTRUCTION | C2F43-001 | [18 empty] | URL NOT FOUND | [9 empty] | CLEANSED | 26101412 Motor repair kit | PARTS |  | KIT | NO MODIFIER | TYPE | AIR MOTOR STARTER REPAIR | CONTENTS |  | NUMBER OF ITEMS |  | HAZARD CLASS |  | CERTIFICATION/STANDARD | [63 empty] | Production Completed
STP_009 - Lot7 | Data Enrichment | VNE | OK | 2023-11-03 | 2023-11-13 |  | 1136886 | 1136886 | 1457666 | AU_QM_001306737 |  | ERSA | M | 5955 | 1457666GZPCLNT100 | EA |  | CERAMIC MANIFOLD KIT; | CERAMIC MANIFOLD KIT; | KIT: CERAMIC MANIFOLD KIT; C/W BOLTS;GASKETS;MANIFOLD CERAMIC; TREATMENT; MBE OM904LA MERCEDES ENGINE; |  | KIT: CERAMIC MANIFOLD KIT; |  |  | 1068211 @@ PENSKE POWER SYSTEMS | 207KB1806 | [10 empty] | PENSKE POWER SYSTEMS | 207KB1806 | [18 empty] | URL NOT FOUND |  |  | ENGINE | MERCEDES | MBE OM904LA |  |  |  |  | CLEANSED | 26101513 Engine Repair Kit | TREATMENT |  | KIT | NO MODIFIER | TYPE | CERAMIC MANIFOLD | CONTENTS | BOLTS,GASKETS,MANIFOLD CERAMIC | NUMBER OF ITEMS |  | HAZARD CLASS |  | CERTIFICATION/STANDARD | [63 empty] | Production Completed
STP_009 - Lot7 | Data Enrichment | VNE | OK | 2023-11-03 | 2023-11-13 |  | 1137121 | 1137121 | 1393147 | AU_QM_000236521 |  | ERSA | M | 4600 | 1393147GZPCLNT100 | EA |  | EJECTOR OVERHAUL KIT;FISHER PORTER | EJECTOR OVERHAUL KIT;FISHER PORTER | OVERHAUL KIT; EJECTOR OVERHAUL KIT;FISHER AND PORTER CHLORINATOR/EJECTOR; CHLORINE DOSING INSTALLATION |  | OVERHAUL KIT; EJECTOR OVERHAUL KIT;FISHER & PORTER |  |  | 1068321 @@ ABB AUSTRALIA PTY LTD | 1393147 | [10 empty] | ABB AUSTRALIA PTY LTD | 1393147 | [18 empty] | URL NOT FOUND | [9 empty] | CLEANSED | 23153100 Industrial machinery components and accessories | FOR FISHER AND PORTER CHLORINATOR,CHLORINE DOSING INSTALLATION |  | KIT | NO MODIFIER | TYPE | EJECTOR OVERHAUL | CONTENTS |  | NUMBER OF ITEMS |  | HAZARD CLASS |  | CERTIFICATION/STANDARD | [63 empty] | Production Completed
STP_009 - Lot7 | Data Enrichment | VNE | OK | 2023-11-03 | 2023-11-13 |  | 1137155 | 1137155 | 1369822 | AU_QM_000174737 |  | ERSA | M | 2200 | 1369822GZPCLNT100 | EA |  | AUTO DRAIN;FOR ADH4000;FEED PORT | AUTO DRAIN;FOR ADH4000;FEED PORT | REPAIR KIT,VALVE: AUTO DRAIN;FOR ADH4000;FEED PORT |  | REPAIR KIT,VALVE: AUTO DRAIN;FOR ADH4000;FEED PORT |  |  | 1068330 @@ SMC CORPORATION (AUST) PTY LTD | ADH-D400 | [12 empty] | SMC CORPORATION (AUST) PTY LTD | ADH-D400 | [16 empty] | https://www.smcpneumatics.com/ADH-D400.html | https://in.rsdelivers.com/product/smc/adh-d400/smc-cylinder-repair-kit-adh-d400-for-use-with-auto/2552358 | [8 empty] | ENRICHED | 40141636 Valve kits | FOR ADH4000 FEED PORT |  | KIT | NO MODIFIER | TYPE | CYLINDER REPAIR,AUTO DRAIN VALVE | CONTENTS |  | NUMBER OF ITEMS |  | HAZARD CLASS |  | CERTIFICATION/STANDARD | [63 empty] | Production Completed
STP_009 - Lot7 | Data Enrichment | VNE | OK | 2023-11-03 | 2023-11-13 |  | 1137301 | 1137301 | 1447599 | AU_QM_001068436 |  | ERSA | M | 2200 | 1447599GZPCLNT100 | EA |  | DIAPHRAGHM KIT;SOLENOID DIAPHRAGHM VALVE | DIAPHRAGHM KIT;SOLENOID DIAPHRAGHM VALVE | PARTS KIT,VALVE: DIAPHRAGHM KIT;SOLENOID DIAPHRAGHM VALVE ILSHBAG |  | PARTS KIT,VALVE:DIAPHRAGHM KIT;SOLENOID DIAPHRAGHM VALVE |  |  | 1069551 @@ PENTAIR ENVIRONMENTAL SYSTEM | K4502 | 1068652 @@ J BLACKWOOD & SONS | 3779583 | [10 empty] | GOYEN | K4502 | [12 empty] | J BLACKWOOD & SONS | 3779583 |  |  | https://www.motion.com/products/sku/07714208 | https://www.slyinc.com/product/diaphragm-valve-repair-kit-goyen-1-1-2-double-buna-n-diaphragm-w-spring/ | [8 empty] | ENRICHED | 40141636 Valve kits | ILSHBAG | SIZE:1-1/2 IN,MATERIAL:BUNA-N | KIT | NO MODIFIER | TYPE | SOLENOID DIAPHRAGM VALVE REPAIR | CONTENTS |  | NUMBER OF ITEMS |  | HAZARD CLASS |  | CERTIFICATION/STANDARD | [63 empty] | Production Completed
STP_009 - Lot7 | Data Enrichment | VNE | OK | 2023-11-03 | 2023-11-13 |  | 1137308 | 1137308 | 1447165 | AU_QM_001055326 |  | ERSA | M | 1640 | 1447165GZPCLNT100 | EA |  | AIR MOTOR;GRACO FIREBALL; | AIR MOTOR;GRACO FIREBALL; | REPAIR KIT: AIR MOTOR;GRACO FIREBALL; |  | REPAIR KIT: AIR MOTOR;GRACO FIREBALL; |  |  | 1068342 @@ ISADRAULICS | 672238286 | [10 empty] | ISADRAULICS | 672238286 | [18 empty] | URL NOT FOUND | [9 empty] | CLEANSED | 26101412 Motor repair kit | FOR GRACO FIREBALL |  | KIT | NO MODIFIER | TYPE | AIR MOTOR REPAIR | CONTENTS |  | NUMBER OF ITEMS |  | HAZARD CLASS |  | CERTIFICATION/STANDARD | [63 empty] | Production Completed
STP_009 - Lot7 | Data Enrichment | VNE | OK | 2023-11-03 | 2023-11-13 |  | 1137893 | 1137893 | 1453705 | AU_QM_001215011 |  | ERSA | M | 4045 | 1453705GZPCLNT100 | EA |  | DEWATERING SCREEN;SCREEN DECK KIT; | DEWATERING SCREEN;SCREEN DECK KIT; | PARTS KIT: DEWATERING SCREEN;SCREEN DECK KIT; |  | PARTS KIT:DEWATERING SCREEN;SCREEN DECK KIT; |  |  | 1068642 @@ MULTOTEC PTY LTD | 193814 | [10 empty] | MULTOTEC PTY LTD | 193814 | [18 empty] | URL NOT FOUND | [9 empty] | CLEANSED | 23153100 Industrial machinery components and accessories | PARTS |  | KIT | NO MODIFIER | TYPE | DEWATERING SCREEN DECK | CONTENTS |  | NUMBER OF ITEMS |  | HAZARD CLASS |  | CERTIFICATION/STANDARD | [63 empty] | Production Completed
STP_009 - Lot7 | Data Enrichment | VNE | OK | 2023-11-03 | 2023-11-13 |  | 1139868 | 1139868 | 1457629 | AU_QM_001305796 |  | ERSA | M | 5920 | 1457629GZPCLNT100 | EA |  | CHARMEC 1000HR SERVICE KIT; | CHARMEC 1000HR SERVICE KIT; | SERVICE KIT: CHARMEC 1000HR SERVICE KIT; |  | SERVICE KIT:CHARMEC 1000HR SERVICE KIT; |  |  | 1068143 @@ NORMET ASIA PACIFIC PTY LTD | SVKIT1082 | [10 empty] | NORMET ASIA PACIFIC PTY LTD | SVKIT1082 | [18 empty] | URL NOT FOUND |  |  | CHARMEC | [6 empty] | CLEANSED | 23153100 Industrial machinery components and accessories |  |  | KIT | NO MODIFIER | TYPE | 1000 HR SERVICE | CONTENTS |  | NUMBER OF ITEMS |  | HAZARD CLASS |  | CERTIFICATION/STANDARD | [63 empty] | Production Completed
STP_009 - Lot7 | Data Enrichment | VNE | OK | 2023-11-03 | 2023-11-13 |  | 1139869 | 1139869 | 1457628 | AU_QM_001305788 |  | ERSA | M | 5920 | 1457628GZPCLNT100 | EA |  | CHARMEC 500HR SERVICE KIT; | CHARMEC 500HR SERVICE KIT; | SERVICE KIT: CHARMEC 500HR SERVICE KIT; |  | SERVICE KIT:CHARMEC 500HR SERVICE KIT; |  |  | 1068143 @@ NORMET ASIA PACIFIC PTY LTD | SVKIT1081 | [10 empty] | NORMET ASIA PACIFIC PTY LTD | SVKIT1081 | [18 empty] | URL NOT FOUND |  |  | CHARMEC | [6 empty] | CLEANSED | 23153100 Industrial machinery components and accessories |  |  | KIT | NO MODIFIER | TYPE | 500 HR SERVICE | CONTENTS |  | NUMBER OF ITEMS |  | HAZARD CLASS |  | CERTIFICATION/STANDARD | [63 empty] | Production Completed
STP_009 - Lot7 | Data Enrichment | VNE | OK | 2023-11-03 | 2023-11-13 |  | 1140647 | 1140647 | 1424099 | AU_QM_000325183 |  | ERSA | M | 2200 | 1424099GZPCLNT100 | EA |  | BLADE CARRIER SHAFT,SUIT 200NB SWING | BLADE CARRIER SHAFT,SUIT 200NB SWING | PARTS KIT,VALVE: BLADE CARRIER AND SHAFT,SUIT 200NB SWING GATE VALVE DRAWING REVISION: \"A\" |  | PARTS KIT,VALVE:BLADE CARRIER & SHAFT,SUIT 200NB SWING |  |  | 1068677 @@ TRINKOR PTY LTD | PC25/209 | [10 empty] | TRINKOR PTY LTD | PC25/209 | [18 empty] | URL NOT FOUND | [7 empty] | A |  | CLEANSED | 40141636 Valve kits | FOR 200 NB SWING GATE VALVE |  | KIT | NO MODIFIER | TYPE | BLADE CARRIER AND SHAFT VALVE | CONTENTS |  | NUMBER OF ITEMS |  | HAZARD CLASS |  | CERTIFICATION/STANDARD | [63 empty] | Production Completed
STP_009 - Lot7 | Data Enrichment | VNE | OK | 2023-11-03 | 2023-11-13 |  | 1140762 | 1140762 | 1461670 | AU_QM_002710593 |  | ERSA | M | 2200 | 1461670GZPCLNT100 | EA |  | CONTAINS: 2 X SK-SOL + 1 X SK-VM8 | CONTAINS: 2 X SK-SOL + 1 X SK-VM8 | PARTS KIT,VALVE: CONTAINS: 2 X SK-SOL + 1 X SK-VM8 FOR SOLENOID VALVE (SUPPLY AS COMPLETE SET) |  | PARTS KIT,VALVE:CONTAINS: 2 X SK-SOL + 1 X SK-VM8 |  |  | 1069610 @@ PARKER HANNIFIN (AUSTRALIA) PTY. LI | 2VM-8-C-66-2-M-N-11-K | 1068100 @@ BERENDSEN FLUID POWER | 1461670 | [8 empty] | PARKER HANNIFIN (AUSTRALIA) PTY LTD | 2VM-8-C-66-2-M-N-11-K |  |  | BERENDSEN FLUID POWER | 1461670 | [14 empty] | URL NOT FOUND | [9 empty] | CLEANSED | 40141636 Valve kits | FOR SOLENOID VALVE (SUPPLY AS COMPLETE SET) |  | KIT | NO MODIFIER | TYPE |  | CONTENTS | (2) SK-SOL,(1) SK-VM8 | NUMBER OF ITEMS | 3 | HAZARD CLASS |  | CERTIFICATION/STANDARD | [63 empty] | Production Completed
STP_009 - Lot7 | Data Enrichment | VNE | OK | 2023-11-03 | 2023-11-13 |  | 1141012 | 1141012 | 1467706 | AU_QM_007127879 |  | ERSA | M | 2200 | 1467706GZPCLNT100 | EA |  | CSC37 VALVE PARTS KIT; | CSC37 VALVE PARTS KIT; | PARTS KIT,VALVE: CSC37 VALVE PARTS KIT; CHAMPION CSC37 COMPRESSOR |  | PARTS KIT,VALVE:CSC37 VALVE PARTS KIT; |  |  | 1068100 @@ BERENDSEN FLUID POWER | 270130 | 1069581 @@ CUSTOM FLUID POWER P/L | 270130 | [8 empty] | BERENDSEN FLUID POWER | 270130 |  |  | CUSTOM FLUID POWER P/L | 270130 | [14 empty] | URL NOT FOUND | [9 empty] | CLEANSED | 40141636 Valve kits | FOR CHAMPION CSC37 COMPRESSOR |  | KIT | NO MODIFIER | TYPE | VALVE | CONTENTS |  | NUMBER OF ITEMS |  | HAZARD CLASS |  | CERTIFICATION/STANDARD | [63 empty] | Production Completed
STP_009 - Lot7 | Data Enrichment | VNE | OK | 2023-11-03 | 2023-11-10 |  | 1146789 | 1146789 |  |  |  | ERSA | M | 1600 | 1495138GZPCLNT100 | EA |  | CONTROLLER,ELECTRICAL;8,ECO-SMC8301-240V | CONTROLLER,ELECTRICAL;8,ECO-SMC8301-240V | CONTROLLER,ELECTRICAL;ADDITIONAL FEATURES:8,ECO-SMC8301-240V |  |  |  |  | 1068099 @@ ECOTECH PTY LTD | 1495138 | [10 empty] | ECOTECH PTY LTD | 1495138 | [18 empty] | URL NOT FOUND | [9 empty] | CLEANSED | 39121500 Electrical controls and accessories | FOR ECO-SMC8301-240V |  | CONTROLLER | ELECTRICAL | TYPE |  | FUNCTION |  | INPUT RATING |  | OUTPUT RATING |  | NUMBER OF INPUTS |  | NUMBER OF OUTPUTS |  | INTERFACE TYPE |  | MOUNTING TYPE |  | TEMPERATURE RATING |  | HAZARD CLASS |  | CERTIFICATION/STANDARD | [51 empty] | Production Completed
STP_009 - Lot7 | Data Enrichment | VNE | OK | 2023-11-03 | 2023-11-10 |  | 1146790 | 1146790 |  |  |  | ERSA | M | 1600 | 1495137GZPCLNT100 | EA |  | CONTROLLER,ELECTRICAL;SOLENOID A,H050027 | CONTROLLER,ELECTRICAL;SOLENOID A,H050027 | CONTROLLER,ELECTRICAL;ADDITIONAL FEATURES:SOLENOID A,H050027 |  |  |  |  | 1068099 @@ ECOTECH PTY LTD | 1495137 | [10 empty] | ECOTECH PTY LTD | 1495137 | [18 empty] | URL NOT FOUND | [9 empty] | CLEANSED | 39121500 Electrical controls and accessories | FOR SOLENOID ASSEMBLY H050027 |  | CONTROLLER | ELECTRICAL | TYPE |  | FUNCTION |  | INPUT RATING |  | OUTPUT RATING |  | NUMBER OF INPUTS |  | NUMBER OF OUTPUTS |  | INTERFACE TYPE |  | MOUNTING TYPE |  | TEMPERATURE RATING |  | HAZARD CLASS |  | CERTIFICATION/STANDARD | [51 empty] | Production Completed
STP_009 - Lot7 | Data Enrichment | VNE | OK | 2023-11-03 | 2023-11-10 |  | 1146791 | 1146791 |  |  |  | ERSA | M | 1600 | 1495136GZPCLNT100 | EA |  | CONTROLLER,ELECTRICAL;SCRUBBER S,H010116 | CONTROLLER,ELECTRICAL;SCRUBBER S,H010116 | CONTROLLER,ELECTRICAL;ADDITIONAL FEATURES:SCRUBBER S,H010116 |  |  |  |  | 1068099 @@ ECOTECH PTY LTD | 1495136 | [10 empty] | ECOTECH PTY LTD | 1495136 | [18 empty] | URL NOT FOUND | [9 empty] | CLEANSED | 39121500 Electrical controls and accessories | FOR SCRUBBER S H010116 |  | CONTROLLER | ELECTRICAL | TYPE |  | FUNCTION |  | INPUT RATING |  | OUTPUT RATING |  | NUMBER OF INPUTS |  | NUMBER OF OUTPUTS |  | INTERFACE TYPE |  | MOUNTING TYPE |  | TEMPERATURE RATING |  | HAZARD CLASS |  | CERTIFICATION/STANDARD | [51 empty] | Production Completed
STP_009 - Lot7 | Data Enrichment | VNE | OK | 2023-11-03 | 2023-11-10 |  | 1146792 | 1146792 |  |  |  | ERSA | M | 1600 | 1495135GZPCLNT100 | EA |  | CONTROLLER,ELECTRICAL;DC SOLID,REL-1004 | CONTROLLER,ELECTRICAL;DC SOLID,REL-1004 | CONTROLLER,ELECTRICAL;ADDITIONAL FEATURES:DC SOLID,REL-1004 |  |  |  |  | 1068099 @@ ECOTECH PTY LTD | 1495135 | [10 empty] | ECOTECH PTY LTD | 1495135 | [18 empty] | URL NOT FOUND | [9 empty] | CLEANSED | 39121500 Electrical controls and accessories | FOR DC SOLID REL-1004 |  | CONTROLLER | ELECTRICAL | TYPE |  | FUNCTION |  | INPUT RATING |  | OUTPUT RATING |  | NUMBER OF INPUTS |  | NUMBER OF OUTPUTS |  | INTERFACE TYPE |  | MOUNTING TYPE |  | TEMPERATURE RATING |  | HAZARD CLASS |  | CERTIFICATION/STANDARD | [51 empty] | Production Completed
STP_009 - Lot7 | Data Enrichment | VNE | OK | 2023-11-03 | 2023-11-10 |  | 1146793 | 1146793 |  |  |  | ERSA | M | 1600 | 1495134GZPCLNT100 | EA |  | CONTROLLER,ELECTRICAL;REGULATOR,REG-1040 | CONTROLLER,ELECTRICAL;REGULATOR,REG-1040 | CONTROLLER,ELECTRICAL;ADDITIONAL FEATURES:REGULATOR,REG-1040 |  |  |  |  | 1068099 @@ ECOTECH PTY LTD | 1495134 | [10 empty] | ECOTECH PTY LTD | 1495134 | [18 empty] | URL NOT FOUND | [9 empty] | CLEANSED | 39121500 Electrical controls and accessories | FOR REGULATOR REG-1040 |  | CONTROLLER | ELECTRICAL | TYPE |  | FUNCTION |  | INPUT RATING |  | OUTPUT RATING |  | NUMBER OF INPUTS |  | NUMBER OF OUTPUTS |  | INTERFACE TYPE |  | MOUNTING TYPE |  | TEMPERATURE RATING |  | HAZARD CLASS |  | CERTIFICATION/STANDARD | [51 empty] | Production Completed
STP_009 - Lot7 | Data Enrichment | VNE | OK | 2023-11-03 | 2023-11-10 |  | 1146794 | 1146794 |  |  |  | ERSA | M | 1600 | 1495133GZPCLNT100 | EA |  | CONTROLLER,ELECTRICAL;MEMBRAN,ECO-1DG102 | CONTROLLER,ELECTRICAL;MEMBRAN,ECO-1DG102 | CONTROLLER,ELECTRICAL;ADDITIONAL FEATURES:MEMBRAN,ECO-1DG102 |  |  |  |  | 1068099 @@ ECOTECH PTY LTD | 1495133 | [10 empty] | ECOTECH PTY LTD | 1495133 | [18 empty] | URL NOT FOUND | [9 empty] | CLEANSED | 39121500 Electrical controls and accessories | FOR MEMBRANE ECO-1DG102 |  | CONTROLLER | ELECTRICAL | TYPE |  | FUNCTION |  | INPUT RATING |  | OUTPUT RATING |  | NUMBER OF INPUTS |  | NUMBER OF OUTPUTS |  | INTERFACE TYPE |  | MOUNTING TYPE |  | TEMPERATURE RATING |  | HAZARD CLASS |  | CERTIFICATION/STANDARD | [51 empty] | Production Completed
STP_009 - Lot7 | Data Enrichment | VNE | OK | 2023-11-03 | 2023-11-10 |  | 1146795 | 1146795 |  |  |  | ERSA | M | 1600 | 1495132GZPCLNT100 | EA |  | CONTROLLER,ELECTRICAL;PRESSUR,FIT-B4CPA2 | CONTROLLER,ELECTRICAL;PRESSUR,FIT-B4CPA2 | CONTROLLER,ELECTRICAL;ADDITIONAL FEATURES:PRESSUR,FIT-B4CPA2 |  |  |  |  | 1068099 @@ ECOTECH PTY LTD | 1495132 | [10 empty] | ECOTECH PTY LTD | 1495132 | [18 empty] | URL NOT FOUND | [9 empty] | CLEANSED | 39121500 Electrical controls and accessories | FOR PRESSURE FIT-B4CPA2 |  | CONTROLLER | ELECTRICAL | TYPE |  | FUNCTION |  | INPUT RATING |  | OUTPUT RATING |  | NUMBER OF INPUTS |  | NUMBER OF OUTPUTS |  | INTERFACE TYPE |  | MOUNTING TYPE |  | TEMPERATURE RATING |  | HAZARD CLASS |  | CERTIFICATION/STANDARD | [51 empty] | Production Completed
STP_009 - Lot7 | Data Enrichment | VNE | OK | 2023-11-03 | 2023-11-10 |  | 1146796 | 1146796 |  |  |  | ERSA | M | 1600 | 1495131GZPCLNT100 | EA |  | CONTROLLER,ELECTRICAL;O-RING,BS,ORI-1011 | CONTROLLER,ELECTRICAL;O-RING,BS,ORI-1011 | CONTROLLER,ELECTRICAL;ADDITIONAL FEATURES:O-RING,BS,ORI-1011 |  |  |  |  | 1068099 @@ ECOTECH PTY LTD | 1495131 | [10 empty] | ECOTECH PTY LTD | 1495131 | [18 empty] | URL NOT FOUND | [9 empty] | CLEANSED | 39121500 Electrical controls and accessories | O-RING,BS,ORI-1011 |  | CONTROLLER | ELECTRICAL | TYPE |  | FUNCTION |  | INPUT RATING |  | OUTPUT RATING |  | NUMBER OF INPUTS |  | NUMBER OF OUTPUTS |  | INTERFACE TYPE |  | MOUNTING TYPE |  | TEMPERATURE RATING |  | HAZARD CLASS |  | CERTIFICATION/STANDARD | [51 empty] | Production Completed
STP_009 - Lot7 | Data Enrichment | VNE | OK | 2023-11-03 | 2023-11-10 |  | 1146797 | 1146797 |  |  |  | ERSA | M | 1600 | 1495130GZPCLNT100 | EA |  | CONTROLLER,ELECTRICAL;AMBIENT,ZMM-BX596 | CONTROLLER,ELECTRICAL;AMBIENT,ZMM-BX596 | CONTROLLER,ELECTRICAL;ADDITIONAL FEATURES:AMBIENT,ZMM-BX596 |  |  |  |  | 1068099 @@ ECOTECH PTY LTD | 1495130 | [10 empty] | ECOTECH PTY LTD | 1495130 | [18 empty] | URL NOT FOUND | [9 empty] | CLEANSED | 39121500 Electrical controls and accessories | AMBIENT,FOR ZMM-BX596 |  | CONTROLLER | ELECTRICAL | TYPE |  | FUNCTION |  | INPUT RATING |  | OUTPUT RATING |  | NUMBER OF INPUTS |  | NUMBER OF OUTPUTS |  | INTERFACE TYPE |  | MOUNTING TYPE |  | TEMPERATURE RATING |  | HAZARD CLASS |  | CERTIFICATION/STANDARD | [51 empty] | Production Completed
STP_009 - Lot7 | Data Enrichment | VNE | OK | 2023-11-03 | 2023-11-10 |  | 1146798 | 1146798 |  |  |  | ERSA | M | 1600 | 1495129GZPCLNT100 | EA |  | CONTROLLER,ELECTRICAL;OUTSIDE,ZMM-BX592 | CONTROLLER,ELECTRICAL;OUTSIDE,ZMM-BX592 | CONTROLLER,ELECTRICAL;ADDITIONAL FEATURES:OUTSIDE,ZMM-BX592 |  |  |  |  | 1068099 @@ ECOTECH PTY LTD | 1495129 | [10 empty] | ECOTECH PTY LTD | 1495129 | [18 empty] | URL NOT FOUND | [9 empty] | CLEANSED | 39121500 Electrical controls and accessories | OUTSIDE,FOR ZMM-BX592 |  | CONTROLLER | ELECTRICAL | TYPE |  | FUNCTION |  | INPUT RATING |  | OUTPUT RATING |  | NUMBER OF INPUTS |  | NUMBER OF OUTPUTS |  | INTERFACE TYPE |  | MOUNTING TYPE |  | TEMPERATURE RATING |  | HAZARD CLASS |  | CERTIFICATION/STANDARD | [51 empty] | Production Completed
STP_009 - Lot7 | Data Enrichment | VNE | OK | 2023-11-03 | 2023-11-10 |  | 1146799 | 1146799 |  |  |  | ERSA | M | 1600 | 1495128GZPCLNT100 | EA |  | CONTROLLER,ELECTRICAL;PUMP 220VA,E031038 | CONTROLLER,ELECTRICAL;PUMP 220VA,E031038 | CONTROLLER,ELECTRICAL;ADDITIONAL FEATURES:PUMP 220VA,E031038 |  |  |  |  | 1068099 @@ ECOTECH PTY LTD | 1495128 | [10 empty] | ECOTECH PTY LTD | 1495128 | [18 empty] | URL NOT FOUND |  |  | 220 VA PUMP |  | E031038 |  |  |  |  | CLEANSED | 39121500 Electrical controls and accessories |  |  | CONTROLLER | ELECTRICAL | TYPE |  | FUNCTION |  | INPUT RATING |  | OUTPUT RATING |  | NUMBER OF INPUTS |  | NUMBER OF OUTPUTS |  | INTERFACE TYPE |  | MOUNTING TYPE |  | TEMPERATURE RATING |  | HAZARD CLASS |  | CERTIFICATION/STANDARD | [51 empty] | Production Completed
STP_009 - Lot7 | Data Enrichment | VNE | OK | 2023-11-03 | 2023-11-13 |  | 1146800 | 1146800 |  |  |  | ERSA | M | 1600 | 1495127GZPCLNT100 | EA |  | CONTROLLER,ELECTRICAL;8301LC,ECO-8301LC | CONTROLLER,ELECTRICAL;8301LC,ECO-8301LC | CONTROLLER,ELECTRICAL;ADDITIONAL FEATURES:8301LC,ECO-8301LC |  |  |  |  | 1068099 @@ ECOTECH PTY LTD | 1495127 | [10 empty] | ECOTECH PTY LTD | 1495127 | [18 empty] | URL NOT FOUND | [9 empty] | CLEANSED | 39121500 Electrical controls and accessories | FOR ECO-8301LC |  | CONTROLLER | ELECTRICAL | TYPE |  | FUNCTION |  | INPUT RATING |  | OUTPUT RATING |  | NUMBER OF INPUTS |  | NUMBER OF OUTPUTS |  | INTERFACE TYPE |  | MOUNTING TYPE |  | TEMPERATURE RATING |  | HAZARD CLASS |  | CERTIFICATION/STANDARD | [51 empty] | Production Completed
STP_009 - Lot7 | Data Enrichment | VNE | OK | 2023-11-03 | 2023-11-13 |  | 1148511 | 1148511 |  |  |  | ERSA | M | 4015 | 1516576GZPCLNT100 | EA |  | CONTROLLER,TEMPERATURE;A/C,D,MOB2706501 | CONTROLLER,TEMPERATURE;A/C,D,MOB2706501 | CONTROLLER,TEMPERATURE;ADDITIONAL FEATURES:A/C,D,MOB2706501 |  |  |  |  | 1068568 @@ MOBILISE GROUP PTY LTD | MOB2706501 | [10 empty] | MOBILISE GROUP PTY LTD | MOB2706501 | [18 empty] | URL NOT FOUND | [9 empty] | CLEANSED | 41112200 Temperature and heat measuring instruments | FOR AIR CONDITIONER |  | CONTROLLER | TEMPERATURE | TYPE | D | TEMPERATURE SETTING RANGE |  | SENSOR TYPE |  | OUTPUT TYPE |  | POWER SUPPLY |  | ACCURACY |  | INTERFACE TYPE |  | MOUNTING TYPE |  | MATERIAL |  | SIZE |  | HAZARD CLASS |  | CERTIFICATION/STANDARD | [49 empty] | Production Completed
STP_009 - Lot7 | Data Enrichment | VNE | OK | 2023-11-03 | 2023-11-13 |  | 1148512 | 1148512 |  |  |  | ERSA | M | 4015 | 1516575GZPCLNT100 | EA |  | CONTROLLER,TEMPERATURE;A/C,D,MOB2706496 | CONTROLLER,TEMPERATURE;A/C,D,MOB2706496 | CONTROLLER,TEMPERATURE;ADDITIONAL FEATURES:A/C,D,MOB2706496 |  |  |  |  | 1068568 @@ MOBILISE GROUP PTY LTD | MOB2706496 | [10 empty] | MOBILISE GROUP PTY LTD | MOB2706496 | [18 empty] | URL NOT FOUND | [9 empty] | CLEANSED | 41112200 Temperature and heat measuring instruments | FOR AIR CONDITIONER |  | CONTROLLER | TEMPERATURE | TYPE | D | TEMPERATURE SETTING RANGE |  | SENSOR TYPE |  | OUTPUT TYPE |  | POWER SUPPLY |  | ACCURACY |  | INTERFACE TYPE |  | MOUNTING TYPE |  | MATERIAL |  | SIZE |  | HAZARD CLASS |  | CERTIFICATION/STANDARD | [49 empty] | Production Completed
STP_009 - Lot7 | Data Enrichment | VNE | OK | 2023-11-03 | 2023-11-13 |  | 1151318 | 1151318 |  |  |  | ERSA | M | 5100 | 1475286GZPCLNT100 | EA |  | CONTROLLER AND DISPLAY;SIGNAL;20MA;-20 D | CONTROLLER AND DISPLAY;SIGNAL;20MA;-20 D | [5 empty] | 1068122 @@ MARCON AGENCIES PTY LTD | MET391.XXHEX | [12 empty] | VEGA | MET391.XXHEX | MARCON AGENCIES PTY LTD | [15 empty] | https://www.radwell.co.uk/Buy/VEGA/VEGA/MET391.XXHEX/?redirect=true | [9 empty] | CLEANSED | 39121500 Electrical controls and accessories | C/W DISPLAY |  | CONTROLLER | ELECTRICAL | TYPE | SIGNAL | FUNCTION |  | INPUT RATING | 20 MA | OUTPUT RATING |  | NUMBER OF INPUTS |  | NUMBER OF OUTPUTS |  | INTERFACE TYPE |  | MOUNTING TYPE |  | TEMPERATURE RATING |  | HAZARD CLASS |  | CERTIFICATION/STANDARD | [51 empty] | Production Completed
STP_009 - Lot7 | Data Enrichment | VNE | OK | 2023-11-03 | 2023-11-13 |  | 1152510 | 1152510 |  |  |  | ERSA | M | 5920 | 1478469GZPCLNT100 | EA |  | CONTROLLER,ELECTRICAL,AUTO START CONTROL | CONTROLLER,ELECTRICAL,AUTO START CONTROL | CONTROLLER,ELECTRICAL,AUTO START CONTROL |  |  |  |  | 1072013 @@ METAL MANUFACTURES PTY LTD | DSEDSE702AS | 1068740 @@ METAL MANUFACTURES PTY LTD | 1478469 | [10 empty] | DSE | DSE702AS | METAL MANUFACTURES PTY LTD | 1478469 | [14 empty] | https://www.deepseaelectronics.com/genset/manual-auto-start-control-modules/dse702 | [9 empty] | ENRICHED | 39121552 Electrical control modules |  |  | MODULE | CONTROL | TYPE | MANUAL AND AUTO START | VOLTAGE RATING | 8 TO 35 VDC | CURRENT RATING |  | OUTPUT TYPE |  | DATA TRANSFER RATE |  | CONNECTION TYPE | NEGATIVE GROUNDING TERMINAL | SIZE | 84X72X34.9 MM | TEMPERATURE RATING | -30 TO 70 DEG C | NUMBER OF PROCESSOR |  | NUMBER OF CHANNELS |  | MOUNTING TYPE | FRONT PANEL | ENCLOSURE TYPE |  | CERTIFICATION/STANDARD | [47 empty] | Production Completed
STP_009 - Lot7 | Data Enrichment | VNE | OK | 2023-11-03 | 2023-11-10 | Insufficient Information, Unable to Identify the NM | 1152882 | 1152882 |  |  |  | ERSA | M | 5810 | 1474451GZPCLNT100 | EA |  | 405 X 335 X 20 THK PL; MIM DRAWING 432-6 | 405 X 335 X 20 THK PL; MIM DRAWING 432-6 | [5 empty] | 1068131 @@ HARDROK ENGINEERING PTY LTD | 1474451 | [10 empty] | HARDROK ENGINEERING PTY LTD | 1474451 | [106 empty] | Production Completed
STP_009 - Lot7 | Data Enrichment | VNE | OK | 2023-11-03 | 2023-11-10 | Insufficient Information, Unable to Identify the NM | 1152884 | 1152884 |  |  |  | ERSA | M | 5810 | 1474449GZPCLNT100 | EA |  | 419 X 335 X 20 THK PL; MIM DRAWING 432-6 | 419 X 335 X 20 THK PL; MIM DRAWING 432-6 | [5 empty] | 1068131 @@ HARDROK ENGINEERING PTY LTD | 1474449 | [10 empty] | HARDROK ENGINEERING PTY LTD | 1474449 | [106 empty] | Production Completed
STP_009 - Lot7 | Data Enrichment | VNE | OK | 2023-11-03 | 2023-11-10 | Insufficient Information, Unable to Identify the NM | 1152886 | 1152886 |  |  |  | ERSA | M | 5810 | 1474447GZPCLNT100 | EA |  | 434 X 335 X 20 THK PL; MIM DRAWING 432-6 | 434 X 335 X 20 THK PL; MIM DRAWING 432-6 | [5 empty] | 1068131 @@ HARDROK ENGINEERING PTY LTD | 1474447 | [10 empty] | HARDROK ENGINEERING PTY LTD | 1474447 | [106 empty] | Production Completed
STP_009 - Lot7 | Data Enrichment | VNE | OK | 2023-11-03 | 2023-11-10 | Insufficient Information, Unable to Identify the NM | 1152891 | 1152891 |  |  |  | ERSA | M | 5810 | 1474442GZPCLNT100 | EA |  | 308 X 187 X 20THK PL; MIM DRAWING 432-6- | 308 X 187 X 20THK PL; MIM DRAWING 432-6- | [5 empty] | 1068131 @@ HARDROK ENGINEERING PTY LTD | 1474442 | [10 empty] | HARDROK ENGINEERING PTY LTD | 1474442 | [106 empty] | Production Completed
STP_009 - Lot7 | Data Enrichment | VNE | OK | 2023-11-03 | 2023-11-10 | Insufficient Information, Unable to Identify the NM | 1152893 | 1152893 |  |  |  | ERSA | M | 5810 | 1474440GZPCLNT100 | EA |  | 450 X 180 X 20 THK PL; MIM DRAWING 432-6 | 450 X 180 X 20 THK PL; MIM DRAWING 432-6 | [5 empty] | 1068131 @@ HARDROK ENGINEERING PTY LTD | 1474440 | [10 empty] | HARDROK ENGINEERING PTY LTD | 1474440 | [106 empty] | Production Completed
STP_009 - Lot7 | Data Enrichment | VNE | OK | 2023-11-03 | 2023-11-10 | Insufficient Information, Unable to Identify the NM | 1152895 | 1152895 |  |  |  | ERSA | M | 5810 | 1474438GZPCLNT100 | EA |  | 296 X 180 X 20 THK PL; MIM DRAWING 432-6 | 296 X 180 X 20 THK PL; MIM DRAWING 432-6 | [5 empty] | 1068131 @@ HARDROK ENGINEERING PTY LTD | 1474438 | [10 empty] | HARDROK ENGINEERING PTY LTD | 1474438 | [106 empty] | Production Completed
STP_009 - Lot7 | Data Enrichment | VNE | OK | 2023-11-03 | 2023-11-13 |  | 1186286 | 1186286 |  |  |  | ERSA | M | 1600 | 1552938GZPCLNT100 | EA |  | CONTROLLER;ROBUST | CONTROLADOR; | CONTROLLER;TYPE:ROBUST,ADDITIONAL FEATURES EN:DISPLAY INSTRUMENT FOR LEVEL SENSORS,WALL MOUNTING | CONTROLADOR; |  |  |  | 1068122 @@ MARCON AGENCIES PTY LTD | MET842.XXXSC | [12 empty] | VEGAMET | MET842.XXXSC | MARCON AGENCIES PTY LTD | [15 empty] | https://melhorindustria.com.br/controlador-vegamet-842-vega-met842.xxxsc | [9 empty] | ENRICHED | 39121500 Electrical controls and accessories | DISPLAY INSTRUMENT FOR LEVEL SENSORS | POWER RATING:14 VA,5 W,DEGREE OF PROTECTION:IP66/IP67 | CONTROLLER | ELECTRICAL | TYPE | ROBUST | FUNCTION |  | INPUT RATING | 100 TO 230 VAC/24 TO 65 VDC,4 TO 20 MA | OUTPUT RATING |  | NUMBER OF INPUTS | 2 | NUMBER OF OUTPUTS | 2 | INTERFACE TYPE |  | MOUNTING TYPE | WALL | TEMPERATURE RATING |  | HAZARD CLASS |  | CERTIFICATION/STANDARD | [51 empty] | Production Completed
STP_009 - Lot7 | Data Enrichment | VNE | OK | 2023-11-03 | 2023-11-13 |  | 1187341 | 1187341 |  |  |  | ERSA | M | 3020 | 1615852GZPCLNT100 | EA | 3000000 | CONTROLLER;ATL,1638313501,(XC4004) | CONTROLADOR;ATL,1638313501 | CONTROLLER;MNFR:ATLAS COPCO,PTNO:1638313501,ADDITIONAL FEATURES EN:(XC4004) | CONTROLADOR;MNFR:ATLAS COPCO,PTNO:1638313501 |  | ATLAS COPCO | 1638313501 | 1068080 @@ ATLAS COPCO COMPRESSORS | 1638313501 | [12 empty] | ATLAS COPCO | XC4004 | ATLAS COPCO COMPRESSORS | 1638313501 | [14 empty] | https://www.atlascopco.com/en-gr/construction-equipment/products/mobile-air-compressors/controllers/xc4004-controller | https://777parts.com/atlascopco/1638313501-controller/p26766.html | [8 empty] | ENRICHED | 39121500 Electrical controls and accessories |  | DEGREE OF PROTECTION:IP67 | CONTROLLER | NO MODIFIER | TYPE | SMART AIR | ELECTRICAL RATING |  | INPUT SIGNAL |  | OUTPUT SIGNAL |  | DISPLAY TYPE |  | CONTROL MODE |  | CONNECTION TYPE |  | RANGE |  | MOUNTING TYPE |  | SIZE |  | HAZARD CLASS |  | CERTIFICATION/STANDARD | [49 empty] | Production Completed
STP_009 - Lot7 | Data Enrichment | VNE | OK | 2023-11-03 | 2023-11-13 |  | 1203764 | 1203764 |  |  |  | ERSA | M | 1600 | 270935MRM | EA |  | ASSEMBLY KIT:WIRING KIT;SCREW TERMINAL E | ASSEMBLY KIT:WIRING KIT;SCREW TERMINAL E | ASSEMBLY KIT:WIRING KIT;SCREW TERMINAL ELECTRICAL;MECHANICAL INCLUDING MECHANICAL INTERLOCKING FOR REVERSING STARTER;SIZE S00 |  |  |  |  | 1071180 @@ MM ELECTRICAL MERCHANDISING | 3RA2913-2AA1 | [12 empty] | SIEMENS | 3RA2913-2AA1 | MM ELECTRICAL MERCHANDISING | [15 empty] | https://mall.industry.siemens.com/mall/en/ww/Catalog/Product/3RA2913-2AA1 | https://www.electricautomationnetwork.com/en/siemens/3ra2913-2aa1-3ra29132aa1-siemens-wiring-kit-screw-electrical-and-mechanical-incl-mech-interlock-for-rev | [8 empty] | ENRICHED | 26120000 Electrical wire and cable and harness | TERMINAL TYPE:SCREW,MECHANICAL INTERLOCKING FOR REVERSING STARTER,CONTACTOR SIZE:S00 |  | KIT | NO MODIFIER | TYPE | WIRING,MOUNTING,ASSEMBLY | CONTENTS |  | NUMBER OF ITEMS |  | HAZARD CLASS |  | CERTIFICATION/STANDARD | [63 empty] | Production Completed
STP_009 - Lot7 | Data Enrichment | VNE | OK | 2023-11-03 | 2023-11-13 |  | 1203770 | 1203770 |  |  |  | ERSA | M | 1600 | 270941MRM | EA |  | CONTROLLER,MOTOR:VARIABLE SPEED DRIVE;AL | CONTROLLER,MOTOR:VARIABLE SPEED DRIVE;AL | CONTROLLER,MOTOR:VARIABLE SPEED DRIVE;ALTIVAR PROCESS ATV600;ATV630;30KW;40 HP;380-480 V;IP21/ULTYPE 1 |  |  |  |  | 1071180 @@ MM ELECTRICAL MERCHANDISING | ATV630D30N4 | [12 empty] | SCHNEIDER ELECTRIC | ATV630D30N4 | MM ELECTRICAL MERCHANDISING | [15 empty] | https://www.se.com/in/en/product/ATV630D30N4/variable-speed-drive-altivar-process-atv600-atv630-30kw-40hp-380-to-480v-ip21-ul-type-1/ | [9 empty] | ENRICHED | 39122000 Electrical Variable Speed Drives |  |  | DRIVE | VARIABLE FREQUENCY | TYPE |  | POWER RATING | 30 KW,40 HP | INPUT VOLTAGE | 380 TO 480 VAC | NUMBER OF PHASE | 3 | OUTPUT CURRENT RATING | 61.5 A | OUTPUT FREQUENCY RATING | 0.1 TO 500 HZ | DEGREE OF PROTECTION | IP21/UL TYPE 1 | TERMINAL TYPE | SCREW | MOUNTING TYPE | WALL | SIZE | 226 WDX673 HTX271 DP MM | TEMPERATURE RATING | -15 TO 50 DEG C | HAZARD CLASS |  | CERTIFICATION/STANDARD | UL 508C,EN/IEC 61800-3,EN/IEC 61800-5-1,IEC 61000-3-12,IEC 60721-3,IEC 61508,IEC 13849-1,CE,TÜV,ATEX INERIS,CSA,ATEX ZONE 2/22,DNV-GL | [46 empty] | Production Completed
STP_009 - Lot7 | Data Enrichment | VNE | OK | 2023-11-03 | 2023-11-13 |  | 1203771 | 1203771 |  |  |  | ERSA | M | 1600 | 270943MRM | EA |  | CONTROLLER,MOTOR:VARIABLE SPEED DRIVE;AL | CONTROLLER,MOTOR:VARIABLE SPEED DRIVE;AL | CONTROLLER,MOTOR:VARIABLE SPEED DRIVE;ALTIVAR PROCESS ATV600;ATV630;5.5KW;7.5 HP;380-480 V;IP21/UL TYPE 1 |  |  |  |  | 1071180 @@ MM ELECTRICAL MERCHANDISING | ATV630U55N4 | [12 empty] | SCHNEIDER ELECTRIC | ATV630U55N4 | MM ELECTRICAL MERCHANDISING | [15 empty] | https://www.se.com/in/en/product/ATV630U55N4/variable-speed-drive-altivar-process-atv600-atv630-5-5kw-7-5hp-380-to-480v-ip21-ul-type-1/ | [9 empty] | ENRICHED | 39122000 Electrical Variable Speed Drives |  |  | DRIVE | VARIABLE FREQUENCY | TYPE |  | POWER RATING | 5.5 KW,7.5 HP | INPUT VOLTAGE | 380 TO 480 VAC | NUMBER OF PHASE | 3 | OUTPUT CURRENT RATING | 12.7 A | OUTPUT FREQUENCY RATING | 0.1 TO 500 HZ | DEGREE OF PROTECTION | IP21/UL TYPE 1 | TERMINAL TYPE | SCREW | MOUNTING TYPE | WALL | SIZE | 144 WDX350 HTX203 HT MM | TEMPERATURE RATING | -15 TO 50 DEG C | HAZARD CLASS |  | CERTIFICATION/STANDARD | UL 508C,EN/IEC 61800-3,EN/IEC 61800-5-1,IEC 61000-3-12,IEC 60721-3,IEC 61508,IEC 13849-1,CE,TÜV,ATEX INERIS,CSA,ATEX ZONE 2/22,DNV-GL | [46 empty] | Production Completed
STP_009 - Lot7 | Data Enrichment | VNE | OK | 2023-11-03 | 2023-11-13 | Part Number Updated as per Websource | 1204098 | 1204098 |  |  |  | ERSA | M | 5100 | 271125MRM | EA |  | CONTROLLER,MOTOR:VARIABLE SPEED DRIVE;AT | CONTROLLER,MOTOR:VARIABLE SPEED DRIVE;AT | CONTROLLER,MOTOR:VARIABLE SPEED DRIVE;ATV930;IP21;15KW;400V/480V;VARIABLE SPEED 15 KW |  |  |  |  | 1071180 @@ MM ELECTRICAL MERCHANDISING | ATV930DD15N4 | [12 empty] | SCHNEIDER ELECTRIC | ATV930D15N4 | MM ELECTRICAL MERCHANDISING | [15 empty] | https://www.se.com/in/en/product/ATV930D15N4/variable-speed-drive-altivar-process-atv900-atv930-15kw-400-to-480v-with-braking-unit-ip21/ | [9 empty] | ENRICHED | 39122000 Electrical Variable Speed Drives |  |  | DRIVE | VARIABLE FREQUENCY | TYPE |  | POWER RATING | 15 KW | INPUT VOLTAGE | 400 TO 480 VAC | NUMBER OF PHASE | 3 | OUTPUT CURRENT RATING | 31.7 A | OUTPUT FREQUENCY RATING | 599 HZ | DEGREE OF PROTECTION | IP21 | TERMINAL TYPE | SCREW | MOUNTING TYPE | WALL | SIZE | 211 WDX545.9 HTX235 DP MM | TEMPERATURE RATING | ;-40 TO 70 DEG C | HAZARD CLASS |  | CERTIFICATION/STANDARD | UL 508C,EN/IEC 61800-3,EN/IEC 61800-5-1,IEC 61000-3-12,IEC 60721-3,IEC 61508,IEC 13849-1,CE,TÜV,CSA | [46 empty] | Production Completed
STP_009 - Lot7 | Data Enrichment | VNE | OK | 2023-11-03 | 2023-11-13 |  | 1204099 | 1204099 |  |  |  | ERSA | M | 5100 | 271126MRM | EA |  | CONTROLLER,MOTOR:VARIABLE SPEED DRIVE;AT | CONTROLLER,MOTOR:VARIABLE SPEED DRIVE;AT | CONTROLLER,MOTOR:VARIABLE SPEED DRIVE;ATV930;IP21;30KW;400V/480V; VARIABLE SPEED 30 KW |  |  |  |  | 1071180 @@ MM ELECTRICAL MERCHANDISING | ATV930D30N4 | [12 empty] | SCHNEIDER ELECTRIC | ATV930D30N4 | MM ELECTRICAL MERCHANDISING | [15 empty] | https://www.se.com/in/en/product/ATV930D30N4/variable-speed-drive-altivar-process-atv900-atv930-30kw-400-to-480v-with-braking-unit-ip21/ | [9 empty] | ENRICHED | 39122000 Electrical Variable Speed Drives |  |  | DRIVE | VARIABLE FREQUENCY | TYPE |  | POWER RATING | 30 KW | INPUT VOLTAGE | 400 TO 480 VAC | NUMBER OF PHASE | 3 | OUTPUT CURRENT RATING | 61.5 A | OUTPUT FREQUENCY RATING | 599 HZ | DEGREE OF PROTECTION | IP21 | TERMINAL TYPE | SCREW | MOUNTING TYPE | WALL | SIZE | 226 WDX673 HTX274 DP MM | TEMPERATURE RATING | ;-40 TO 70 DEG C | HAZARD CLASS |  | CERTIFICATION/STANDARD | UL 508C,EN/IEC 61800-3,EN/IEC 61800-5-1,IEC 61000-3-12,IEC 60721-3,IEC 61508,IEC 13849-1,CE,TÜV,CSA | [46 empty] | Production Completed
STP_009 - Lot7 | Data Enrichment | VNE | OK | 2023-11-03 | 2023-11-13 |  | 1210422 | 1210422 |  |  |  | ERSA | M | 4010 | 355216MRM | SET |  | BLADE KIT,HOLESAW:19MM TO 64MM;9 BLADES; | BLADE KIT,HOLESAW:19MM TO 64MM;9 BLADES; | BLADE KIT,HOLESAW:19MM TO 64MM;9 BLADES;2 ARBORS;1 EXTENDPLUMBERS/ELEC TYPE KIT;METAL CARRY CASE; |  |  |  |  | 1068502 @@ ATOM SUPPLY | 40006585 | [12 empty] | ATOM SUPPLY | 40006585 | [16 empty] | https://www.atom.com.au/holesaw-kit-plumbers-bi-metal-fast-cut-metric-9-piece-starrett-40006585 | [9 empty] | CLEANSED | 27113201 General tool kits |  |  | KIT | NO MODIFIER | TYPE | HOLESAW | CONTENTS | (9) 19 TO 64 MM BLADES,(2) ARBORS,(1) EXTEND PLUMBERS/ELECTRIC,METAL CARRY CASE | NUMBER OF ITEMS |  | HAZARD CLASS |  | CERTIFICATION/STANDARD | [63 empty] | Production Completed
STP_009 - Lot7 | Data Enrichment | VNE | OK | 2023-11-03 | 2023-11-13 |  | 1211991 | 1211991 |  |  |  | ERSA | M | 1600 | 136551MRM | EA |  | CONTROLLER,MOTOR:VARIABLE SPEED DRIVE;15 | CONTROLLER,MOTOR:VARIABLE SPEED DRIVE;15 | CONTROLLER,MOTOR:VARIABLE SPEED DRIVE;15KW;ATV71;480V;20HP; |  |  |  |  | 1078852 @@ SCHNEIDER ELECTRIC (AUS) PTY LTD | ATV930D22N4 | [12 empty] | SCHNEIDER ELECTRIC | ATV930D22N4 | [16 empty] | https://www.se.com/in/en/product/ATV930D22N4/variable-speed-drive-altivar-process-atv900-atv930-22kw-400-to-480v-with-braking-unit-ip21/ | [9 empty] | ENRICHED | 39122000 Electrical Variable Speed Drives |  |  | DRIVE | VARIABLE FREQUENCY | TYPE |  | POWER RATING | 22 KW | INPUT VOLTAGE | 400 TO 480 VAC | NUMBER OF PHASE | 3 | OUTPUT CURRENT RATING | 46.3 A | OUTPUT FREQUENCY RATING | 599 HZ | DEGREE OF PROTECTION | IP21 | TERMINAL TYPE | SCREW | MOUNTING TYPE | WALL | SIZE | 211 WDX545.9 HTX235 DP MM | TEMPERATURE RATING | ;-40 TO 70 DEG C | HAZARD CLASS |  | CERTIFICATION/STANDARD | UL 508C,EN/IEC 61800-3,EN/IEC 61800-5-1,IEC 61000-3-12,IEC 60721-3,IEC 61508,IEC 13849-1,CE,TÜV,CSA | [46 empty] | Production Completed
STP_009 - Lot7 | Data Enrichment | VNE | OK | 2023-11-03 | 2023-11-13 |  | 1213915 | 1213915 |  |  |  | ERSA | M | 3000 | 1280882MRM | EA |  | ASSEMBLY KIT:MECHANISM QUALIFIED BOLT AS | ASSEMBLY KIT:MECHANISM QUALIFIED BOLT AS | ASSEMBLY KIT:MECHANISM QUALIFIED BOLT ASSEMBLY |  |  |  |  | 1068104 @@ METSO OUTOTEC AUSTRALIA LIMITED | MM0611220 | [10 empty] | METSO OUTOTEC AUSTRALIA LIMITED | [19 empty] | URL NOT FOUND |  |  |  |  | MM0611220 |  |  |  |  | CLEANSED | 22101700 Heavy equipment components |  |  | KIT | NO MODIFIER | TYPE | MECHANISM QUALIFIED BOLT | CONTENTS |  | NUMBER OF ITEMS |  | HAZARD CLASS |  | CERTIFICATION/STANDARD | [63 empty] | Production Completed
STP_009 - Lot7 | Data Enrichment | VNE | OK | 2023-11-03 | 2023-11-13 | Part Number Updated as per Websource | 1218426 | 1218426 |  |  |  | ERSA | M | 1600 | 270695MRM | EA |  | CONTROLLER,MOTOR:VARIABLE SPEED DRIVE FO | CONTROLLER,MOTOR:VARIABLE SPEED DRIVE FO | CONTROLLER,MOTOR:VARIABLE SPEED DRIVE FOR CONE CRUSHERS 450KW;ALTIVAR PROCESS HIGH PERFORMANCE DRIVE SYSTEM 630KW;415V |  |  |  |  | 1079053 @@ SCHNEIDER ELECTRIC (DARWIN) | ATV960C63Q4X1O-EP | [12 empty] | SCHNEIDER ELECTRIC | ATV960C63Q4X1 |  | ATV960C63Q4X1O-EP | [14 empty] | https://www.se.com/eg/en/product/ATV960C63Q4X1/variable-speed-drive-altivar-process-atv900-high-performance-system-atv960-630-500-kw-400-v-ip23/ | [9 empty] | ENRICHED | 39122000 Electrical Variable Speed Drives | FOR CONE CRUSHERS,ALTIVAR PROCESS HIGH PERFORMANCE DRIVE SYSTEM |  | DRIVE | VARIABLE FREQUENCY | TYPE |  | POWER RATING | 630/500 KW | INPUT VOLTAGE | 400 VAC | NUMBER OF PHASE | 3 | OUTPUT CURRENT RATING | 1140 A | OUTPUT FREQUENCY RATING | 0.1 TO 599 HZ | DEGREE OF PROTECTION | IP23 | TERMINAL TYPE | SCREW | MOUNTING TYPE |  | SIZE | 1200 MM WD | TEMPERATURE RATING | 0 TO 40 DEG C | HAZARD CLASS |  | CERTIFICATION/STANDARD | EN/IEC 60204-1,EN/IEC 61800-5-1,EN/IEC 61800-3,EN/IEC 61800-2,ATEX,C-TICK,EAC,CE | [46 empty] | Production Completed