## Sheet1
Project | Activities | Production User | Production Comments | Start Date | End Date | Remarks | Griha ID | MATNR | SAP MATERIAL NUMBER | ELLIPSE | LVORM | MTART | MBRSH | MATKL | BISMT | MEINS | MFRNR | MAKTX_EN | MAKTX_ES | TEXT_EN | TEXT_ES | ENRICHED DATA | Manufacturer Name | P/N | Manufacturer Name 1 | P/N 1 | Manufacturer Name 2 | P/N 2 | Manufacturer Name 3 | P/N 3 | Manufacturer Name 4 | P/N 4 | Manufacturer Name 5 | P/N 5 | Manufacturer Name 6 | P/N 6 | Input MNFR | Input PTNO | Verified MNFR from web | Verified MPN from Web | MNFR 1 | PTNO 1 | MNFR 2 | PTNO 2 | MNFR 3 | PTNO 3 | MNFR 4 | PTNO 4 | MNFR 5 | PTNO 5 | MNFR 6 | PTNO 6 | Vendor NAME | Vendor Part Number | Vendor NAME1 | Vendor Part Number1 | Reference URL | Reference URL1 | Item Number | Equipment Type | Equipment Manufacturer | Equipment Model | Equipment Serial | DWG | DRAWING VERSION | POS/TAG | Enriched/Cleansed | UNSPSC Ver.23.07 | ADDITIONAL FEATURES FROM INPUT | Additional Features from WEBSOURCE | Noun | Modifier | Attribute Name 1 | Attribute Value 1 | Attribute Name 2 | Attribute Value 2 | Attribute Name 3 | Attribute Value 3 | Attribute Name 4 | Attribute Value 4 | Attribute Name 5 | Attribute Value 5 | Attribute Name 6 | Attribute Value 6 | Attribute Name 7 | Attribute Value 7 | Attribute Name 8 | Attribute Value 8 | Attribute Name 9 | Attribute Value 9 | Attribute Name 10 | Attribute Value 10 | Attribute Name 11 | Attribute Value 11 | Attribute Name 12 | Attribute Value 12 | Attribute Name 13 | Attribute Value 13 | Attribute Name 14 | Attribute Value 14 | Attribute Name 15 | Attribute Value 15 | Attribute Name 16 | Attribute Value 16 | Attribute Name 17 | Attribute Value 17 | Attribute Name 18 | Attribute Value 18 | Attribute Name 19 | Attribute Value 19 | Attribute Name 20 | Attribute Value 20 | Attribute Name 21 | Attribute Value 21 | Attribute Name 22 | Attribute Value 22 | Attribute Name 23 | Attribute Value 23 | Attribute Name 24 | Attribute Value 24 | Attribute Name 25 | Attribute Value 25 | Attribute Name 26 | Attribute Value 26 | Attribute Name 27 | Attribute Value 27 | Attribute Name 28 | Attribute Value 28 | Attribute Name 29 | Attribute Value 29 | Attribute Name 30 | Attribute Value 30 | Attribute Name 31 | Attribute Value 31 | Attribute Name 32 | Attribute Value 32 | Attribute Name 33 | Attribute Value 33 | Attribute Name 34 | Attribute Value 34 | Attribute Name 35 | Attribute Value 35 | Attribute Name 36 | Attribute Value 36 | Status
STP_009 - Lot7 | Data Enrichment | CIR | ok | 2023-11-09 | 14th-Nov |  | 1068239 | 1068239 | 1441319 | AU_QM_000986981 |  | ERSA | M | 2200 | 1441319GZPCLNT100 | EA |  | 50MM BUTTERFLY VALVE;EPDM MATERIAL; | 50MM BUTTERFLY VALVE;EPDM MATERIAL; | SEAT,VALVE: 50MM BUTTERFLY VALVE;EPDM MATERIAL; |  | SEAT,VALVE: 50MM BUTTERFLY VALVE;EPDM MATERIAL; | [44 empty] | CLEANSED | 40141646 Valve seat |  |  | SEAT | VALVE | VALVE TYPE | BUTTERFLY | VALVE SIZE | 50 MM | SEAT MATERIAL | EPDM | FLOW COEFFICIENT |  | SIZE |  | HAZARD CLASS |  | CERTIFICATION/STANDARD | [59 empty] | Production Completed
STP_009 - Lot7 | Data Enrichment | CIR | ok | 2023-11-09 | 13th-Nov | URL FOR REFFERENCE | 1083126 | 1083126 |  |  |  | ERSA | M | 5000 | 1611570GZPCLNT100 | EA | 3000010 | ACID;SAN,1141460 | ACIDO;SAN,1141460 | ACID;MNFR:SANDVIK,PTNO:1141460 | ACIDO;MNFR:SANDVIK,PTNO:1141460 |  | SANDVIK | 1141460 | [14 empty] | SANDVIK | 1141460 | [16 empty] | https://wap.guidechem.com/encyclopedia/acetic-acid-3-3-3-5-3-acetylox-dic9015626.html | [9 empty] | CLEANSED | 51471602 Acetic acid |  |  | ACID | NO MODIFIER | TYPE |  | CONCENTRATION/PURITY |  | GRADE |  | MSDS/CAS NUMBER |  | COMPOSITION |  | CONTAINER SIZE |  | CONTAINER |  | PH VALUE |  | SPECIFIC GRAVITY |  | FORM |  | COLOUR |  | ODOR |  | FLAMMABILITY |  | SHELF LIFE |  | HAZARD CLASS |  | CERTIFICATION/STANDARD | [41 empty] | Production Completed
STP_009 - Lot7 | Data Enrichment | CIR | ok | 2023-11-09 | 14th-Nov |  | 1140460 | 1140460 | 1437410 | AU_QM_000946483 |  | ERSA | M | 4900 | 1437410GZPCLNT100 | EA |  | ALTERNATOR MOUNTING GP; | ALTERNATOR MOUNTING GP; | PULLEY,GROOVE: ALTERNATOR MOUNTING GP; CAT D11N DOZER |  | PULLEY,GROOVE:ALTERNATOR MOUNTING GP; | [37 empty] | DOZER | CATERPILLAR | D11N |  |  |  |  | CLEANSED | 26111812 Synchronous pulley | ALTERNATOR MOUNTING GP |  | PULLEY | GROOVED | TYPE |  | BORE DIAMETER |  | ROPE DIAMETER |  | LOAD CAPACITY |  | HUB DIAMETER |  | HUB WIDTH |  | NUMBER OF GROOVES |  | RIM WIDTH |  | TREAD DIAMETER |  | MATERIAL |  | MATERIAL SPECIFICATION |  | COATING/FINISH |  | HAZARD CLASS |  | CERTIFICATION/STANDARD | [45 empty] | Production Completed
STP_009 - Lot7 | Data Enrichment | CIR | ok | 2023-11-09 | 13th-nov |  | 1148952 | 1148952 |  |  |  | ERSA | M | 2920 | 1533220GZPCLNT100 | EA |  | BARRICADE,SAFTY;BARRIER REEL,W,RC3010/25 | BARRICADE,SAFTY;BARRIER REEL,W,RC3010/25 | BARRICADE,SAFTY;ADDITIONAL FEATURES:BARRIER REEL,W,RC3010/25 | [18 empty] | BARRIER GROUP | RC3010/25 | [16 empty] | https://www.barsec.com.au/images/PDF/Info%20Packs/barrier-group-catalogue-V9_low.pdf | [9 empty] | ENRICHED | 46151501 Barricades | BARRIER REEL |  | BARRICADE | SAFETY | TYPE | WEB | SIZE | 25 M | LEGEND |  | MATERIAL |  | COLOUR | RED/WHITE | HAZARD CLASS |  | CERTIFICATION/STANDARD | [59 empty] | Production Completed
STP_009 - Lot7 | Data Enrichment | CIR | ok | 2023-11-09 | 13th-nov |  | 1142144 | 1142144 | 1412269 | AU_QM_000257710 |  | ERSA | M | 5915 | 1412269GZPCLNT100 | EA |  | BARRICADE,SAFTY;WEB, HI VIS,25 M,8KG | BARRICADE,SAFTY;WEB, HI VIS,25 M,8KG | BARRICADE,SAFETY;TYPE:WEB, HI VIS,SIZE:25 M,COLOUR:BLACK/YELLOW,ADDITIONAL FEATURES EN:8KG,MNFR:01)PARTS,PTNO:01)A3986 |  | BARRICADE,SAFTY;WEB, HI VIS,25 M,8KGBARRICADE,SAFTY;WEB, HI VIS,25M,8KG | [15 empty] | A3986 | [28 empty] | CLEANSED | 46151501 Barricades | WEIGHT:8 KG |  | BARRICADE | SAFETY | TYPE | WEB,HI VISE | SIZE | 25 M | LEGEND |  | MATERIAL |  | COLOUR | BLACK/YELLOW | HAZARD CLASS |  | CERTIFICATION/STANDARD | [59 empty] | Production Completed
STP_009 - Lot7 | Data Enrichment | CIR | ok | 2023-11-09 | 13th-nov |  | 1142489 | 1142489 | 1405175 | AU_QM_000250028 |  | ERSA | M | 5915 | 1405175GZPCLNT100 | EA |  | BARRICADE,SAFTY;WEB, HI VIS,25 M,YELLOW | BARRICADE,SAFTY;WEB, HI VIS,25 M,YELLOW | BARRICADE,SAFETY;TYPE:WEB, HI VIS,SIZE:25 M,COLOUR:YELLOW,ADDITIONAL FEATURES EN:8KG,MNFR:01)PARTS,PTNO:01)A3985 |  | BARRICADE,SAFTY;WEB, HI VIS,25 M,YELLOWBARRICADE,SAFTY;WEB, HI VIS,25M,YELLOW | [15 empty] | A3985 | [28 empty] | CLEANSED | 46151501 Barricades | WEIGHT:8 KG |  | BARRICADE | SAFETY | TYPE | WEB,HI VISE | SIZE | 25 M | LEGEND |  | MATERIAL |  | COLOUR | YELLOW | HAZARD CLASS |  | CERTIFICATION/STANDARD | [59 empty] | Production Completed
STP_009 - Lot7 | Data Enrichment | CIR | ok | 2023-11-09 | 13th-nov |  | 1037926 | 1037926 | 1421204 | AU_QM_000267398 |  | ERSA | M | 5915 | 1421204GZPCLNT100 | EA |  | BARRICADE;FENCING, HARD,2.2 M | BARRICADE;FENCING, HARD,2.2 M | BARRICADE;TYPE:FENCING, HARD,SIZE:2.2 M,MNFR:01)PARTS,PTNO:01)SCBCR |  | BARRICADE;FENCING, HARD,2.2 MBARRICADE;FENCING, HARD,2.2M,SCBCR | [44 empty] | CLEANSED | 46151501 Barricades | SERIES:SCBCR |  | BARRICADE | SAFETY | TYPE | FENCING,HARD | SIZE | 2.2 M | LEGEND |  | MATERIAL |  | COLOUR |  | HAZARD CLASS |  | CERTIFICATION/STANDARD | [59 empty] | Production Completed
STP_009 - Lot7 | Data Enrichment | CIR | ok | 2023-11-09 | 14th-Nov |  | 1137641 | 1137641 | 1425840 | AU_QM_000359869 |  | ERSA | M | 5620 | 1425840GZPCLNT100 | EA |  | BHI BRAKE FRICTION DISCS; | BHI BRAKE FRICTION DISCS; | ROTOR,DISK BRAKE: BHI BRAKE FRICTION DISCS; BRAKE UNIT 63144H 736-06 SIZE 32 SER NO DB 7252J7; 1612/07/52 AUTO HOIST / HOIST BRAKE. |  | ROTOR,DISK BRAKE: BHI BRAKE FRICTION DISCS; | [37 empty] | AUTO HOIST,BRAKE UNIT |  | 1612/07/52,63144H 736-06 | DB 7252J7 |  |  |  | CLEANSED | 25171715 Disc brake rotors | SIZE 32,FOR BHI BRAKE FRICTION DISCS |  | ROTOR | BRAKE | TYPE | DISK | DIAMETER |  | PILOT SIZE |  | BRAKE SURFACE WIDTH |  | MATERIAL |  | BOLT CIRCLE DIAMETER |  | NUMBER OF BOLT HOLES |  | BOLT HOLE SIZE |  | HAZARD CLASS |  | CERTIFICATION/STANDARD | [53 empty] | Production Completed
STP_009 - Lot7 | Data Enrichment | CIR | ok | 2023-11-09 | 14th-Nov |  | 1204915 | 1204915 |  |  |  | ERSA | M | 5380 | 51409MRM | DR |  | BORIC ACID:GRANULAR AR BORIC ACID;UNIVAR | BORIC ACID:GRANULAR AR BORIC ACID;UNIVAR | BORIC ACID:GRANULAR AR BORIC ACID;UNIVAR GRADE;25KG DRUM; | [46 empty] | CLEANSED | 51471703 Boric acid |  |  | ACID | NO MODIFIER | TYPE | GRANULAR AR BORIC ACID | CONCENTRATION/PURITY |  | GRADE | UNIVAR | MSDS/CAS NUMBER |  | COMPOSITION |  | CONTAINER SIZE | 25 KG | CONTAINER | DRUM | PH VALUE |  | SPECIFIC GRAVITY |  | FORM |  | COLOUR |  | ODOR |  | FLAMMABILITY |  | SHELF LIFE |  | HAZARD CLASS |  | CERTIFICATION/STANDARD | [41 empty] | Production Completed
STP_009 - Lot7 | Data Enrichment | CIR | ok | 2023-11-09 | 14th-Nov |  | 1111744 | 1111744 | 1425847 | AU_QM_000359919 |  | ERSA | M | 5620 | 1425847GZPCLNT100 | EA |  | BRAKE DISC; PT NO. 13A-5451 | BRAKE DISC; PT NO. 13A-5451 | ROTOR,DISK BRAKE: BRAKE DISC; PT NO. 13A-5451 |  | ROTOR,DISK BRAKE: BRAKE DISC; PT NO. 13A-5451 | [15 empty] | 13A-5451 | [28 empty] | CLEANSED | 25171715 Disc brake rotors |  |  | ROTOR | BRAKE | TYPE | DISK | DIAMETER |  | PILOT SIZE |  | BRAKE SURFACE WIDTH |  | MATERIAL |  | BOLT CIRCLE DIAMETER |  | NUMBER OF BOLT HOLES |  | BOLT HOLE SIZE |  | HAZARD CLASS |  | CERTIFICATION/STANDARD | [53 empty] | Production Completed
STP_009 - Lot7 | Data Enrichment | CIR | ok | 2023-11-09 | 14th-Nov |  | 1111741 | 1111741 | 1425852 | AU_QM_000359950 |  | ERSA | M | 5620 | 1425852GZPCLNT100 | EA |  | BRAKE DISC;PT NO 560-240-44 | BRAKE DISC;PT NO 560-240-44 | ROTOR,DISK BRAKE: BRAKE DISC;PT NO 560-240-44 |  | ROTOR,DISK BRAKE: BRAKE DISC;PT NO 560-240-44 | [15 empty] | 560-240-44 | [28 empty] | CLEANSED | 25171715 Disc brake rotors |  |  | ROTOR | BRAKE | TYPE | DISK | DIAMETER |  | PILOT SIZE |  | BRAKE SURFACE WIDTH |  | MATERIAL |  | BOLT CIRCLE DIAMETER |  | NUMBER OF BOLT HOLES |  | BOLT HOLE SIZE |  | HAZARD CLASS |  | CERTIFICATION/STANDARD | [53 empty] | Production Completed
STP_009 - Lot7 | Data Enrichment | CIR | ok | 2023-11-09 | 14th-Nov |  | 1111737 | 1111737 | 1425859 | AU_QM_000360008 |  | ERSA | M | 5620 | 1425859GZPCLNT100 | EA |  | BRAKE DISC;PT NO 602-810-44 | BRAKE DISC;PT NO 602-810-44 | ROTOR,DISK BRAKE: BRAKE DISC;PT NO 602-810-44 |  | ROTOR,DISK BRAKE: BRAKE DISC;PT NO 602-810-44 | [15 empty] | 602-810-44 | [28 empty] | CLEANSED | 25171715 Disc brake rotors |  |  | ROTOR | BRAKE | TYPE | DISK | DIAMETER |  | PILOT SIZE |  | BRAKE SURFACE WIDTH |  | MATERIAL |  | BOLT CIRCLE DIAMETER |  | NUMBER OF BOLT HOLES |  | BOLT HOLE SIZE |  | HAZARD CLASS |  | CERTIFICATION/STANDARD | [53 empty] | Production Completed
STP_009 - Lot7 | Data Enrichment | CIR | ok | 2023-11-09 | 14th-Nov |  | 1142701 | 1142701 | 1421969 | AU_QM_000268244 |  | ERSA | M | 5915 | 1421969GZPCLNT100 | EA |  | BUCKLE;9.53 MM,STAINLESS STEEL 201 | BUCKLE;9.53 MM,STAINLESS STEEL 201 | BUCKLE;SIZE:9.53 MM,MATERIAL:STAINLESS STEEL 201,MNFR:01)PARTS,PTNO:01)B0084-0463 |  | BUCKLE;9.53 MM,STAINLESS STEEL 201BUCKLE;9.53MM,STAINLESS STEEL 201 | [44 empty] | CLEANSED | 53141504 Buckles |  |  | BUCKLE | NO MODIFIER | TYPE |  | LOCKING MECHANISM |  | SIZE | 9.53 MM | MATERIAL | STAINLESS STEEL 201 | HAZARD CLASS |  | CERTIFICATION/STANDARD | [61 empty] | Production Completed
STP_009 - Lot7 | Data Enrichment | CIR | ok | 2023-11-09 | 13th-nov |  | 1074670 | 1074670 |  |  |  | ERSA | M | 3730 | 1102902GZPCLNT100 | EA | 3000003 | BUS BAR;CAT,3303356 | BARRA BUS;CAT,3303356 | BUS BAR;MNFR:CATERPILLAR,PTNO:3303356 | BARRA BUS;MNFR:CATERPILLAR,PTNO:3303356 |  | CATERPILLAR | 3303356 | [14 empty] | CATERPILLAR | 330-3356 | [16 empty] | https://parts.cat.com/en/catcorp/330-3356 | [9 empty] | CLEANSED | 39121117 Buss bar |  |  | BUS BAR | NO MODIFIER | TYPE |  | MATERIAL |  | CROSS SECTION |  | LENGTH |  | INSULATION MATERIAL |  | CURRENT RATING |  | VOLTAGE RATING |  | FREQUENCY RATING |  | HAZARD CLASS |  | CERTIFICATION/STANDARD | [53 empty] | Production Completed
STP_009 - Lot7 | Data Enrichment | CIR | ok | 2023-11-09 | 13th-nov |  | 1106625 | 1106625 | 1422737 | AU_QM_000269097 |  | ERSA | M | 5915 | 1422737GZPCLNT100 | EA |  | BUS BAR;FORK,80 A | BUS BAR;FORK,80 A | BUS BAR;TYPE:FORK,CURRENT RATING:80 A,ADDITIONAL FEATURES EN:12 POLE, AS PER ITEM 15, LC 10 AND 13 UPGRADE,MNFR:01)PARTS,PTNO:01) HAGKDN380A |  | BUS BAR;FORK,80 ABUS BAR;FK,80A,12 POLE; AS PER ITEM 15 | [15 empty] | HAGKDN380A | [20 empty] | 15 | [7 empty] | CLEANSED | 39121117 Buss bar | NUMBER OF POLES:12,LC 10 AND 13 UPGRADE |  | BUS BAR | NO MODIFIER | TYPE | FORK | MATERIAL |  | CROSS SECTION |  | LENGTH |  | INSULATION MATERIAL |  | CURRENT RATING | 80 A | VOLTAGE RATING |  | FREQUENCY RATING |  | HAZARD CLASS |  | CERTIFICATION/STANDARD | [53 empty] | Production Completed
STP_009 - Lot7 | Data Enrichment | CIR | ok | 2023-11-09 | 14th-Nov |  | 1015199 | 1015199 | 1461554 | AU_QM_002707456 |  | ERSA | M | 2200 | 1461554GZPCLNT100 | EA |  | C/W GOVERNOR VALVE SEAT BUSH,NEI-PARSONS | C/W GOVERNOR VALVE SEAT BUSH,NEI-PARSONS | SEAT,VALVE: C/W GOVERNOR VALVE SEAT BUSH,NEI-PARSONS DWG.41A/U1812 MK.14 AND 1 SET (9 EACH) 3/4"DIA BSF SPECIAL RETAINING SCREWS NEI-PARSONS DWG TU189 MK.19 |  | SEAT,VALVE: C/W GOVERNOR VALVE SEAT BUSH,NEI-PARSONS | [38 empty] | NEI-PARSONS |  |  | 41A/U1812 MK.14,TU189 MK.19 |  |  | CLEANSED | 40141646 Valve seat | C/W GOVERNOR VALVE SEAT BUSH,1 SET (9 EACH), BSF SPECIAL RETAINING SCREWS |  | SEAT | VALVE | VALVE TYPE |  | VALVE SIZE |  | SEAT MATERIAL |  | FLOW COEFFICIENT |  | SIZE | 3/4 IN DIA | HAZARD CLASS |  | CERTIFICATION/STANDARD | [59 empty] | Production Completed
STP_009 - Lot7 | Data Enrichment | CIR | ok | 2023-11-09 | 14th-Nov |  | 1111445 | 1111445 | 1409830 | AU_QM_000255062 |  | ERSA | M | 5915 | 1409830GZPCLNT100 | EA |  | CASING;30342M-00003 | CASING;30342M-00003 | CASING;MNFR: ,PTNO:30342M-00003 |  | CASING;30342M-00003CASING;30342M-00003 | [17 empty] | 30342M-00003 | [16 empty] | https://scanlift.no/wp-content/uploads/2022/09/FD25-Mserie-Xinchai-M-M-ICE-2018-2.5Tto4T-PM-CN-EN-06-2020.pdf | [9 empty] | CLEANSED | 31261600 Shells and casings |  |  | CASING | NO MODIFIER | TYPE |  | SIZE |  | MATERIAL |  | HAZARD CLASS |  | CERTIFICATION/STANDARD | [63 empty] | Production Completed
STP_009 - Lot7 | Data Enrichment | CIR | ok | 2023-11-09 | 14th-Nov |  | 1110921 | 1110921 | 1420248 | AU_QM_000266376 |  | ERSA | M | 5915 | 1420248GZPCLNT100 | EA |  | CASING;A30474-00002 | CASING;A30474-00002 | CASING;MNFR: ,PTNO:A30474-00002 |  | CASING;A30474-00002CASING;A30474-00002 | [17 empty] | A30474-00002 | [16 empty] | https://scanlift.no/wp-content/uploads/2022/09/FD20-25-30-35M-A-ICE-2Tto3.5T-PM-CN-EN-06-2020.pdf | [9 empty] | ENRICHED | 31261600 Shells and casings |  |  | CASING | NO MODIFIER | TYPE |  | SIZE |  | MATERIAL | STEEL | HAZARD CLASS |  | CERTIFICATION/STANDARD | [63 empty] | Production Completed
STP_009 - Lot7 | Data Enrichment | CIR | ok | 2023-11-09 | 14th-Nov |  | 1101359 | 1101359 | 1379624 | AU_QM_000219061 |  | ERSA | M | 3000 | 1379624GZPCLNT100 | EA | 3000001 | CASING;EPI,5580 1012 74 | CASING;EPI,5580 1012 74 | CASING;MNFR:EPIROC,PTNO:5580 1012 74 |  | CASING;EPI,5580 1012 74CASING;EPI,5580 1012 74 | EPIROC | 5580 1012 74 | [12 empty] | EPIROC | 5580 1012 74 | [28 empty] | CLEANSED | 31261600 Shells and casings |  |  | CASING | NO MODIFIER | TYPE |  | SIZE |  | MATERIAL |  | HAZARD CLASS |  | CERTIFICATION/STANDARD | [63 empty] | Production Completed
STP_009 - Lot7 | Data Enrichment | CIR | ok | 2023-11-09 | 14th-Nov |  | 1101399 | 1101399 | 1378090 | AU_QM_000217370 |  | ERSA | M | 3000 | 1378090GZPCLNT100 | EA | 3000001 | CASING;EPI,9106 1426 51 | CASING;EPI,9106 1426 51 | CASING;MNFR:EPIROC,PTNO:9106 1426 51 |  | CASING;EPI,9106 1426 51CASING;EPI,9106 1426 51 | EPIROC | 9106 1426 51 | [14 empty] | EPIROC | 9106 1426 51 | [16 empty] | https://gzbosenjx.en.made-in-china.com/product/YEsRxeulmJkm/China-Epiroc-BS-Atlas-Copco-BS-Sandvil-BS-for-Gold-Mining-Chine-Briquette-Machine-Stone-Crusher-Price-Mining-Machine-Caterpillarbs-3128303930.html | [9 empty] | ENRICHED | 31261600 Shells and casings |  |  | CASING | NO MODIFIER | TYPE | BOX | SIZE |  | MATERIAL |  | HAZARD CLASS |  | CERTIFICATION/STANDARD | [63 empty] | Production Completed
STP_009 - Lot7 | Data Enrichment | CIR | ok | 2023-11-09 | 14th-Nov |  | 1139435 | 1139435 | 1442657 | AU_QM_000996625 |  | ERSA | M | 4090 | 1442657GZPCLNT100 | EA |  | CAT PLATE;RELIEF VALVE GRP; | CAT PLATE;RELIEF VALVE GRP; | SEAT,COIL SPRING: CAT PLATE;RELIEF VALVE GRP; CATERPILLAR EQUIPMENT SERVICE |  | SEAT,COIL SPRING: CAT PLATE;RELIEF VALVE GRP; | [38 empty] | CATERPILLAR | [5 empty] | CLEANSED | 40141646 Valve seat | COIL SPRING,EQUIPMENT SERVICE |  | SEAT | VALVE | VALVE TYPE | RELIEF | VALVE SIZE |  | SEAT MATERIAL |  | FLOW COEFFICIENT |  | SIZE |  | HAZARD CLASS |  | CERTIFICATION/STANDARD | [59 empty] | Production Completed
STP_009 - Lot7 | Data Enrichment | CIR | ok | 2023-11-09 | 14th-Nov |  | 1204871 | 1204871 |  |  |  | ERSA | M | 5820 | 149832MRM | EA |  | CELL SET,SPECTROPHOTOMETER:TURBIDITY PRI | CELL SET,SPECTROPHOTOMETER:TURBIDITY PRI | CELL SET,SPECTROPHOTOMETER:TURBIDITY PRIMARY STANDARD; POLYMER BEADS 37.4NTU; | [46 empty] | CLEANSED | 41115600 Electrochemical measuring instruments and accessories | SET,TURBIDITY PRIMARY STANDARD,37.4 NTU |  | CELL | NO MODIFIER | TYPE | SPECTROPHOTOMETER | CONSTANT |  | SIZE |  | MATERIAL | POLYMER BEADS | HAZARD CLASS |  | CERTIFICATION/STANDARD | [61 empty] | Production Completed
STP_009 - Lot7 | Data Enrichment | CIR | ok | 2023-11-09 | 14th-Nov |  | 1204872 | 1204872 |  |  |  | ERSA | M | 5820 | 149833MRM | EA |  | CELL SET,SPECTROPHOTOMETER:TURBIDITY STA | CELL SET,SPECTROPHOTOMETER:TURBIDITY STA | CELL SET,SPECTROPHOTOMETER:TURBIDITY STANDARD 250NTU; 500ML;POLYMER BEADS; | [46 empty] | CLEANSED | 41115600 Electrochemical measuring instruments and accessories | SET,TURBIDITY STANDARD 250 NTU,500 ML |  | CELL | NO MODIFIER | TYPE | SPECTROPHOTOMETER | CONSTANT |  | SIZE |  | MATERIAL | POLYMER BEADS | HAZARD CLASS |  | CERTIFICATION/STANDARD | [61 empty] | Production Completed
STP_009 - Lot7 | Data Enrichment | CIR | ok | 2023-11-09 | 13th-nov | Processed as per websource,conflict wrt input | 1100620 | 1100620 | 1374216 | AU_QM_000203108 |  | ERSA | M | 5100 | 1374216GZPCLNT100 | EA | 3000003 | CONDITIONER;CAT,2844568 | CONDITIONER;CAT,2844568 | CONDITIONER;MNFR:CATERPILLAR,PTNO:2844568 |  | CONDITIONER;CAT,2844568CONDITIONER;CAT,2844568 | CATERPILLAR | 2844568 | [14 empty] | CATERPILLAR | 284-4568 | [16 empty] | https://parts.cat.com/en/catcorp/284-4568 | [9 empty] | ENRICHED | 40161530 Cabin air filter |  |  | FILTER | AIR | TYPE | CABIN | FILTER RATING |  | SIZE |  | PORT SIZE |  | MATERIAL |  | PRESSURE RATING |  | FLOW RATING |  | TEMPERATURE RATING |  | HAZARD CLASS |  | CERTIFICATION/STANDARD | [53 empty] | Production Completed
STP_009 - Lot7 | Data Enrichment | CIR | ok | 2023-11-09 | 13th-nov |  | 1100007 | 1100007 | 1389594 | AU_QM_000231119 |  | ERSA | M | 5100 | 1389594GZPCLNT100 | EA | 3000003 | CONDITIONER;CAT,3332741 | CONDITIONER;CAT,3332741 | CONDITIONER;MNFR:CATERPILLAR,PTNO:3332741 |  | CONDITIONER;CAT,3332741CONDITIONER;HAS,3332741 | CATERPILLAR | 3332741 | [14 empty] | CATERPILLAR | 333-2741 | [16 empty] | https://parts.cat.com/en/catcorp/333-2741 | [9 empty] | ENRICHED | 40101701 Air conditioners |  |  | AIR CONDITIONER | NO MODIFIER | TYPE | HEAVY DUTY | BTUH CAPACITY |  | REFRIGERANT TYPE |  | FLOW RATING |  | COOLING METHOD |  | POWER RATING |  | VOLTAGE RATING |  | CURRENT RATING |  | TANK CAPACITY |  | POWER CORD LENGTH |  | CONNECTION TYPE |  | HAZARD CLASS |  | CERTIFICATION/STANDARD | [47 empty] | Production Completed
STP_009 - Lot7 | Data Enrichment | CIR | ok | 2023-11-09 | 13th-nov |  | 1100337 | 1100337 | 1381845 | AU_QM_000221843 |  | ERSA | M | 5100 | 1381845GZPCLNT100 | EA | 3000028 | CONDITIONER;MIT,SRK50ZMA-S | CONDITIONER;MIT,SRK50ZMA-S | CONDITIONER;MNFR:MITSUBISHI,PTNO:SRK50ZMA-S |  | CONDITIONER;MIT,SRK50ZMA-SCONDITIONER;MIT,SRK50ZMA-S | MITSUBISHI | SRK50ZMA-S | [14 empty] | MITSUBISHI | SRK50ZMA-S | [16 empty] | https://mhiaa.com.au/wp-content/uploads/2018/02/SR-Series-Residential-Air-Conditioners-Brochure.pdf | [9 empty] | ENRICHED | 40101701 Air conditioners |  |  | AIR CONDITIONER | NO MODIFIER | TYPE | REVERSE CYCLE INVERTER,INDOOR | BTUH CAPACITY |  | REFRIGERANT TYPE | R410A | FLOW RATING |  | COOLING METHOD |  | POWER RATING |  | VOLTAGE RATING | 220 TO 240 V | CURRENT RATING |  | TANK CAPACITY |  | POWER CORD LENGTH |  | CONNECTION TYPE | FLARE | HAZARD CLASS |  | CERTIFICATION/STANDARD | [47 empty] | Production Completed
STP_009 - Lot7 | Data Enrichment | CIR | ok | 2023-11-09 | 13th-nov |  | 1100340 | 1100340 | 1381842 | AU_QM_000221840 |  | ERSA | M | 5100 | 1381842GZPCLNT100 | EA | 3000028 | CONDITIONER;MIT,SRK63ZMA-S | CONDITIONER;MIT,SRK63ZMA-S | CONDITIONER;MNFR:MITSUBISHI,PTNO:SRK63ZMA-S |  | CONDITIONER;MIT,SRK63ZMA-SCONDITIONER;MIT,SRK63ZMA-S | MITSUBISHI | SRK63ZMA-S | [14 empty] | MITSUBISHI | SRK63ZMA-S | [16 empty] | https://mhiaa.com.au/wp-content/uploads/2018/02/SR-Series-Residential-Air-Conditioners-Brochure.pdf | [9 empty] | ENRICHED | 40101701 Air conditioners |  |  | AIR CONDITIONER | NO MODIFIER | TYPE | REVERSE CYCLE INVERTER,INDOOR | BTUH CAPACITY |  | REFRIGERANT TYPE | R410A | FLOW RATING |  | COOLING METHOD |  | POWER RATING |  | VOLTAGE RATING | 220 TO 240 V | CURRENT RATING |  | TANK CAPACITY |  | POWER CORD LENGTH |  | CONNECTION TYPE | FLARE | HAZARD CLASS |  | CERTIFICATION/STANDARD | [47 empty] | Production Completed
STP_009 - Lot7 | Data Enrichment | CIR | ok | 2023-11-09 | 13th-nov |  | 1100339 | 1100339 | 1381843 | AU_QM_000221841 |  | ERSA | M | 5100 | 1381843GZPCLNT100 | EA | 3000028 | CONDITIONER;MIT,SRK71ZMA-S | CONDITIONER;MIT,SRK71ZMA-S | CONDITIONER;MNFR:MITSUBISHI,PTNO:SRK71ZMA-S |  | CONDITIONER;MIT,SRK71ZMA-SCONDITIONER;MIT,SRK71ZMA-S | MITSUBISHI | SRK71ZMA-S | [14 empty] | MITSUBISHI | SRK71ZMA-S | [16 empty] | https://mhiaa.com.au/wp-content/uploads/2018/02/SR-Series-Residential-Air-Conditioners-Brochure.pdf | [9 empty] | ENRICHED | 40101701 Air conditioners |  |  | AIR CONDITIONER | NO MODIFIER | TYPE | REVERSE CYCLE INVERTER,INDOOR | BTUH CAPACITY |  | REFRIGERANT TYPE | R410A | FLOW RATING |  | COOLING METHOD |  | POWER RATING |  | VOLTAGE RATING | 220 TO 240 V | CURRENT RATING |  | TANK CAPACITY |  | POWER CORD LENGTH |  | CONNECTION TYPE | FLARE | HAZARD CLASS |  | CERTIFICATION/STANDARD | [47 empty] | Production Completed
STP_009 - Lot7 | Data Enrichment | CIR | ok | 2023-11-09 | 13th-nov |  | 1100336 | 1100336 | 1381846 | AU_QM_000221844 |  | ERSA | M | 5100 | 1381846GZPCLNT100 | EA | 3000028 | CONDITIONER;MIT,SRK80ZMA-S | CONDITIONER;MIT,SRK80ZMA-S | CONDITIONER;MNFR:MITSUBISHI,PTNO:SRK80ZMA-S |  | CONDITIONER;MIT,SRK80ZMA-SCONDITIONER;MIT,SRK80ZMA-S | MITSUBISHI | SRK80ZMA-S | [14 empty] | MITSUBISHI | SRK80ZMA-S | [16 empty] | https://mhiaa.com.au/wp-content/uploads/2018/02/SR-Series-Residential-Air-Conditioners-Brochure.pdf | [9 empty] | ENRICHED | 40101701 Air conditioners |  |  | AIR CONDITIONER | NO MODIFIER | TYPE | REVERSE CYCLE INVERTER,INDOOR | BTUH CAPACITY |  | REFRIGERANT TYPE | R410A | FLOW RATING |  | COOLING METHOD |  | POWER RATING |  | VOLTAGE RATING | 220 TO 240 V | CURRENT RATING |  | TANK CAPACITY |  | POWER CORD LENGTH |  | CONNECTION TYPE | FLARE | HAZARD CLASS |  | CERTIFICATION/STANDARD | [47 empty] | Production Completed
STP_009 - Lot7 | Data Enrichment | CIR | ok | 2023-11-09 | 13th-nov |  | 1100338 | 1100338 | 1381844 | AU_QM_000221842 |  | ERSA | M | 5100 | 1381844GZPCLNT100 | EA | 3000028 | CONDITIONER;MIT,SRK92ZMA-S | CONDITIONER;MIT,SRK92ZMA-S | CONDITIONER;MNFR:MITSUBISHI,PTNO:SRK92ZMA-S |  | CONDITIONER;MIT,SRK92ZMA-SCONDITIONER;MIT,SRK92ZMA-S | MITSUBISHI | SRK92ZMA-S | [14 empty] | MITSUBISHI | SRK92ZMA-S | [16 empty] | https://mhiaa.com.au/wp-content/uploads/2018/02/SR-Series-Residential-Air-Conditioners-Brochure.pdf | [9 empty] | ENRICHED | 40101701 Air conditioners |  |  | AIR CONDITIONER | NO MODIFIER | TYPE | REVERSE CYCLE INVERTER,INDOOR | BTUH CAPACITY |  | REFRIGERANT TYPE | R410A | FLOW RATING |  | COOLING METHOD |  | POWER RATING |  | VOLTAGE RATING | 220 TO 240 V | CURRENT RATING |  | TANK CAPACITY |  | POWER CORD LENGTH |  | CONNECTION TYPE | FLARE | HAZARD CLASS |  | CERTIFICATION/STANDARD | [47 empty] | Production Completed
STP_009 - Lot7 | Data Enrichment | CIR | ok | 2023-11-09 | 13th-nov |  | 1186034 | 1186034 |  |  |  | ERSA | M | 1600 | 1555373GZPCLNT100 | EA |  | CONDITIONER;PWR,60KVA,VOLTAGE: 255V | ACONDICIONADOR; | CONDITIONER;ADDITIONAL FEATURES EN:POWER,60KVA,INPUT PHASE AND WIRE,3 - 4 W+G,Y CONNECTION,VOLTAGE: 255V,FREQUENCY: 47HZ - 63 HZ, OUTPUT PHASE AND WIRE,3 - 4 W+G,Y CONNECTION,Voltage: 230V regulation: Â± 2%,Frequency: 47Hz - 63 Hz | ACONDICIONADOR; | [45 empty] | CLEANSED | 43222901 Line conditioners | INTERRUPT RATING:60 KVA,INPUT PHASE AND WIRE,3 TO 4 W+G,Y CONNECTION,VOLTAGE: 255 V,FREQUENCY: 47 TO 63 HZ, OUTPUT PHASE AND WIRE,3 TO 4 W+G,Y CONNECTION,VOLTAGE:230 V,REGULATION:A±2 PER,FREQUENCY:47 TO 63 HZ |  | CONDITIONER | NO MODIFIER | TYPE | POWER | SIZE |  | MATERIAL |  | HAZARD CLASS |  | CERTIFICATION/STANDARD | [63 empty] | Production Completed
STP_009 - Lot7 | Data Enrichment | CIR | ok | 2023-11-09 | 13th-nov |  | 1073313 | 1073313 |  |  | X | ERSA | M | 5000 | 1611973GZPCLNT100 | EA | 3000010 | CONDITIONER;SAN,G284247 | ACONDICIONADOR;SAN,G284247 | CONDITIONER;MNFR:SANDVIK,PTNO:G284247 | ACONDICIONADOR;MNFR:SANDVIK,PTNO:G284247 |  | SANDVIK | [13 empty] | SANDVIK | G284247 | [28 empty] | CLEANSED | 25173900 Electrical components |  |  | CONDITIONER | NO MODIFIER | TYPE |  | SIZE |  | MATERIAL |  | HAZARD CLASS |  | CERTIFICATION/STANDARD | [63 empty] | Production Completed
STP_009 - Lot7 | Data Enrichment | CIR | ok | 2023-11-09 | 13th-nov | Processed as per websource,conflict wrt input | 1030640 | 1030640 | 1383731 | AU_QM_000224177 |  | ERSA | M | 5100 | 1383731GZPCLNT100 | EA | 3000012 | CONDITIONER;TOY,559000K350 | CONDITIONER;TOY,559000K350 | CONDITIONER;MNFR:TOYOTA,PTNO:559000K350 |  | CONDITIONER;TOY,559000K350CONDITIONER;BEL,559000K350 | TOYOTA | 559000K350 | [14 empty] | TOYOTA | 559000K350 | [16 empty] | https://partsouq.com/en/search/all?q=559000K350 | https://www.amayama.com/en/part/toyota/559000k350 | [8 empty] | ENRICHED | 39121500 Electrical controls and accessories | FOR AIR CONDITIONER |  | ASSEMBLY | NO MODIFIER | TYPE | CONTROL | [70 empty] | Production Completed
STP_009 - Lot7 | Data Enrichment | CIR | ok | 2023-11-09 | 14th-Nov |  | 1217010 | 1217010 |  |  |  | ERSA | M | 5955 | 791137MRM | EA |  | CONNECTING LINK,RIGID:TORO 1400 DOGBONE; | CONNECTING LINK,RIGID:TORO 1400 DOGBONE; | CONNECTING LINK,RIGID:TORO 1400 DOGBONE;"REPAIRABLE ITEM"TORO 1400 LOADER | [39 empty] | LOADER | TORO | 1400 DOGBONE |  |  |  |  | CLEANSED | 31151609 Chain links | REPAIRABLE ITEM |  | LINK | NO MODIFIER | TYPE | CONNECTING,RIGID | SIZE |  | MATERIAL |  | COATING/FINISH |  | HAZARD CLASS |  | CERTIFICATION/STANDARD | [61 empty] | Production Completed
STP_009 - Lot7 | Data Enrichment | CIR | ok | 2023-11-09 | 14th-Nov |  | 1214379 | 1214379 |  |  |  | ERSA | M | 5955 | 777179MRM | EA |  | CONNECTING LINK,RIGID:TORO 450D REACTION | CONNECTING LINK,RIGID:TORO 450D REACTION | CONNECTING LINK,RIGID:TORO 450D REACTION ARM;CABIN MOUNTING GROUP;LH 24MM RH 20MMTAMROCK TORO T450D LOADER | [39 empty] | LOADER | TAMROCK TORO | 450D REACTION |  |  |  |  | CLEANSED | 31151609 Chain links | CABIN MOUNTING GROUP,LEFT HAND 24 MM,RIGHT HAND 20 MM |  | LINK | NO MODIFIER | TYPE | CONNECTING,RIGID | SIZE |  | MATERIAL |  | COATING/FINISH |  | HAZARD CLASS |  | CERTIFICATION/STANDARD | [61 empty] | Production Completed
STP_009 - Lot7 | Data Enrichment | CIR | ok | 2023-11-09 | 14th-Nov |  | 1205141 | 1205141 |  |  |  | ERSA | M | 5955 | 1007625MRM | EA |  | CONNECTING LINK,RIGID:TORO 501DL CABIN R | CONNECTING LINK,RIGID:TORO 501DL CABIN R | CONNECTING LINK,RIGID:TORO 501DL CABIN REAR REACTION ROD;TAMROCK TORO 501DL LOADER | [39 empty] | LOADER | TAMROCK TORO | 501DL |  |  |  |  | CLEANSED | 31151609 Chain links | CABIN REAR REACTION ROD |  | LINK | NO MODIFIER | TYPE | CONNECTING,RIGID | SIZE |  | MATERIAL |  | COATING/FINISH |  | HAZARD CLASS |  | CERTIFICATION/STANDARD | [61 empty] | Production Completed
STP_009 - Lot7 | Data Enrichment | CIR | ok | 2023-11-09 | 14th-Nov |  | 1214004 | 1214004 |  |  |  | ERSA | M | 5955 | 776990MRM | EA |  | CONNECTING LINK,RIGID:TORO CABIN END LIN | CONNECTING LINK,RIGID:TORO CABIN END LIN | CONNECTING LINK,RIGID:TORO CABIN END LINK;CABIN EQUIPMENT GROUP;TAMROCK TORO 0011 LOADER <(>&<)> 50D TRUCK | [39 empty] | LOADER,TRUCK | TAMROCK TORO | 0011,50D |  |  |  |  | CLEANSED | 31151609 Chain links | CABIN END LINK,CABIN EQUIPMENT GROUP |  | LINK | NO MODIFIER | TYPE | CONNECTING,RIGID | SIZE |  | MATERIAL |  | COATING/FINISH |  | HAZARD CLASS |  | CERTIFICATION/STANDARD | [61 empty] | Production Completed
STP_009 - Lot7 | Data Enrichment | CIR | ok | 2023-11-09 | 13th-nov |  | 1214721 | 1214721 |  |  |  | ERSA | M | 5920 | 1282375MRM | EA |  | CONTROL UNIT:CONTROL UNIT, METAL DETECTO | CONTROL UNIT:CONTROL UNIT, METAL DETECTO | CONTROL UNIT:CONTROL UNIT, METAL DETECTOR, ERIEZ | [16 empty] | ERIEZ | [29 empty] | CLEANSED | 39121500 Electrical controls and accessories |  |  | UNIT | CONTROL | TYPE | METAL DETECTOR | SIZE |  | ELECTRICAL RATING |  | CERTIFICATION/STANDARD | [65 empty] | Production Completed
STP_009 - Lot7 | Data Enrichment | CIR | ok | 2023-11-09 | 13th-nov |  | 1208142 | 1208142 |  |  |  | ERSA | M | 1600 | 133131MRM | EA |  | CONTROL UNIT:CONTROLLER BASE UNIT;HPU CO | CONTROL UNIT:CONTROLLER BASE UNIT;HPU CO | CONTROL UNIT:CONTROLLER BASE UNIT;HPU CONTROL PANEL;100 SERIES ROCKBREAKER;MRM1400RB002; | [17 empty] | MRM1400RB002 | [21 empty] | ROCKBREAKER,HPU CONTROL PANEL |  | 100 SERIES |  |  |  |  | CLEANSED | 39121500 Electrical controls and accessories | CONTROLLER BASE UNIT |  | UNIT | CONTROL | TYPE |  | SIZE |  | ELECTRICAL RATING |  | CERTIFICATION/STANDARD | [65 empty] | Production Completed
STP_009 - Lot7 | Data Enrichment | CIR | ok | 2023-11-09 | 13th-nov |  | 1208143 | 1208143 |  |  |  | ERSA | M | 1600 | 133133MRM | EA |  | CONTROL UNIT:CONTROLLER EXPANSION 16IN;H | CONTROL UNIT:CONTROLLER EXPANSION 16IN;H | CONTROL UNIT:CONTROLLER EXPANSION 16IN;HPU CONTROL PANEL;100 SERIES ROCKBREAKER;MRM1400RB002; | [17 empty] | MRM1400RB002 | [21 empty] | ROCKBREAKER,HPU CONTROL PANEL |  | 100 SERIES |  |  |  |  | CLEANSED | 39121500 Electrical controls and accessories | CONTROLLER EXPANSION |  | UNIT | CONTROL | TYPE |  | SIZE | 16 IN | ELECTRICAL RATING |  | CERTIFICATION/STANDARD | [65 empty] | Production Completed
STP_009 - Lot7 | Data Enrichment | CIR | ok | 2023-11-09 | 13th-nov |  | 1208144 | 1208144 |  |  |  | ERSA | M | 1600 | 133134MRM | EA |  | CONTROL UNIT:CONTROLLER EXPANSION 8OUT;H | CONTROL UNIT:CONTROLLER EXPANSION 8OUT;H | CONTROL UNIT:CONTROLLER EXPANSION 8OUT;HPU CONTROL PANEL;100 SERIES ROCKBREAKER;MRM1400RB002; | [17 empty] | MRM1400RB002 | [21 empty] | ROCKBREAKER,HPU CONTROL PANEL |  | 100 SERIES |  |  |  |  | CLEANSED | 39121500 Electrical controls and accessories | CONTROLLER EXPANSION,8 OUT |  | UNIT | CONTROL | TYPE |  | SIZE |  | ELECTRICAL RATING |  | CERTIFICATION/STANDARD | [65 empty] | Production Completed
STP_009 - Lot7 | Data Enrichment | CIR | ok | 2023-11-09 | 13th-nov |  | 1209572 | 1209572 |  |  |  | ERSA | M | 1600 | 1157023MRM | EA |  | CONTROL UNIT:OMRON PLC ASC11 UNIT; | CONTROL UNIT:OMRON PLC ASC11 UNIT; | CONTROL UNIT:OMRON PLC ASC11 UNIT; | [16 empty] | OMRON | [29 empty] | CLEANSED | 32151700 Programmable Logic Controllers | MODEL:ASC11 |  | PLC | NO MODIFIER | TYPE |  | MODULE TYPE |  | INPUT SIGNAL |  | OUTPUT SIGNAL |  | ELECTRICAL RATING |  | NUMBER OF INPUTS |  | NUMBER OF OUTPUTS |  | MEMORY |  | MOUNTING TYPE |  | HAZARD CLASS |  | CERTIFICATION/STANDARD | [51 empty] | Production Completed
STP_009 - Lot7 | Data Enrichment | CIR | ok | 2023-11-09 | 13th-nov |  | 1067652 | 1067652 | 1441424 | AU_QM_000987157 |  | ERSA | M | 1600 | 1441424GZPCLNT100 | EA |  | CONVEYOR SERVO MOTOR CONTROL; | CONVEYOR SERVO MOTOR CONTROL; | CONTROL UNIT: CONVEYOR SERVO MOTOR CONTROL; CRL TRAVERSE CONVEYOR |  | CONTROL UNIT: CONVEYOR SERVO MOTOR CONTROL; | [37 empty] | CONVEYOR SERVO MOTOR,CRL TRAVERSE CONVEYOR | [6 empty] | CLEANSED | 39121500 Electrical controls and accessories |  |  | UNIT | CONTROL | TYPE |  | SIZE |  | ELECTRICAL RATING |  | CERTIFICATION/STANDARD | [65 empty] | Production Completed
STP_009 - Lot7 | Data Enrichment | CIR | ok | 2023-11-09 | 14th-Nov | Processed as per websource,conflict wrt input | 1008941 | 1008941 |  |  |  | ERSA | M | 5000 | 1611914GZPCLNT100 | EA | 3000010 | CURTAIN;SAN,26424278 | CORTINA;SAN,26424278 | CURTAIN;MNFR:SANDVIK,PTNO:26424278 | CORTINA;MNFR:SANDVIK,PTNO:26424278 |  | SANDVIK | 26424278 | [14 empty] | SANDVIK | 26424278 | [16 empty] | https://www.volza.com/p/drilling-machine/import/import-in-india/coo-finland/ | https://www.rockser.com.tr/export/2 | [8 empty] | CLEANSED | 23153100 Industrial machinery components and accessories |  |  | COVER | NO MODIFIER | TYPE |  | SIZE |  | MATERIAL |  | HAZARD CLASS |  | CERTIFICATION/STANDARD | [63 empty] | Production Completed
STP_009 - Lot7 | Data Enrichment | CIR | ok | 2023-11-09 | 14th-Nov |  | 1213860 | 1213860 |  |  |  | ERSA | M | 1845 | 1280247MRM | EA |  | CYLINDER BARREL:BARREL SHELL | CYLINDER BARREL:BARREL SHELL | CYLINDER BARREL:BARREL SHELL | [46 empty] | CLEANSED | 24112102 Barrels |  |  | BARREL | NO MODIFIER | TYPE | CYLINDER,SHELL | CAPACITY |  | MATERIAL |  | OVERALL SIZE |  | HAZARD CLASS |  | CERTIFICATION/STANDARD | [61 empty] | Production Completed
STP_009 - Lot7 | Data Enrichment | CIR | ok | 2023-11-09 | 14th-Nov |  | 1216692 | 1216692 |  |  |  | ERSA | M | 5955 | 7128538MRM | EA |  | CYLINDER BARREL:H205D FEED INNER TUBE;TE | CYLINDER BARREL:H205D FEED INNER TUBE;TE | CYLINDER BARREL:H205D FEED INNER TUBE;TELESCOPIC FEED TTF 500 10X14 ASSY;H205D MINIMATIC POWERCLASS JUMBO | [39 empty] | FEED INNER TUBE,MINIMATIC POWERCLASS JUMBO |  | H205D |  |  |  |  | CLEANSED | 24112102 Barrels | TELESCOPIC FEED TTF 500,ASSEMBLY |  | BARREL | NO MODIFIER | TYPE | CYLINDER | CAPACITY |  | MATERIAL |  | OVERALL SIZE | 10X14 MM | HAZARD CLASS |  | CERTIFICATION/STANDARD | [61 empty] | Production Completed
STP_009 - Lot7 | Data Enrichment | CIR | ok | 2023-11-09 | 14th-Nov |  | 1108950 | 1108950 | 1470725 | AU_QM_009162307 |  | ERSA | M | 4900 | 1470725GZPCLNT100 | EA |  | DEUTZ DIESEL ENGINE; | DEUTZ DIESEL ENGINE; | PULLEY,GROOVE: DEUTZ DIESEL ENGINE; DEUTZ F6L-912W ENGINE |  | PULLEY,GROOVE:DEUTZ DIESEL ENGINE; | [37 empty] | DIESEL ENGINE | DEUTZ | F6L-912W |  |  |  |  | CLEANSED | 26111812 Synchronous pulley |  |  | PULLEY | GROOVED | TYPE |  | BORE DIAMETER |  | ROPE DIAMETER |  | LOAD CAPACITY |  | HUB DIAMETER |  | HUB WIDTH |  | NUMBER OF GROOVES |  | RIM WIDTH |  | TREAD DIAMETER |  | MATERIAL |  | MATERIAL SPECIFICATION |  | COATING/FINISH |  | HAZARD CLASS |  | CERTIFICATION/STANDARD | [45 empty] | Production Completed
STP_009 - Lot7 | Data Enrichment | CIR | ok | 2023-11-09 | 14th-Nov |  | 1065779 | 1065779 | 1470626 | AU_QM_009150579 |  | ERSA | M | 4900 | 1470626GZPCLNT100 | EA |  | DEUTZ ENGINE; | DEUTZ ENGINE; | PULLEY,GROOVE: DEUTZ ENGINE; |  | PULLEY,GROOVE:DEUTZ ENGINE; | [37 empty] | ENGINE | DEUTZ | [5 empty] | CLEANSED | 26111812 Synchronous pulley |  |  | PULLEY | GROOVED | TYPE |  | BORE DIAMETER |  | ROPE DIAMETER |  | LOAD CAPACITY |  | HUB DIAMETER |  | HUB WIDTH |  | NUMBER OF GROOVES |  | RIM WIDTH |  | TREAD DIAMETER |  | MATERIAL |  | MATERIAL SPECIFICATION |  | COATING/FINISH |  | HAZARD CLASS |  | CERTIFICATION/STANDARD | [45 empty] | Production Completed
STP_009 - Lot7 | Data Enrichment | CIR | ok | 2023-11-09 | 14th-Nov |  | 1108953 | 1108953 |  |  |  | ERSA | M | 4900 | 1470664GZPCLNT100 | EA |  | DEUTZ ENGINE; | DEUTZ ENGINE; | PULLEY,GROOVE: DEUTZ ENGINE; | [39 empty] | ENGINE | DEUTZ | [5 empty] | CLEANSED | 26111812 Synchronous pulley |  |  | PULLEY | GROOVED | TYPE |  | BORE DIAMETER |  | ROPE DIAMETER |  | LOAD CAPACITY |  | HUB DIAMETER |  | HUB WIDTH |  | NUMBER OF GROOVES |  | RIM WIDTH |  | TREAD DIAMETER |  | MATERIAL |  | MATERIAL SPECIFICATION |  | COATING/FINISH |  | HAZARD CLASS |  | CERTIFICATION/STANDARD | [45 empty] | Production Completed
STP_009 - Lot7 | Data Enrichment | CIR | ok | 2023-11-09 | 14th-Nov |  | 1108956 | 1108956 |  |  |  | ERSA | M | 4900 | 1470651GZPCLNT100 | EA |  | DEUTZ ENGINE; | DEUTZ ENGINE; | PULLEY,GROOVE: DEUTZ ENGINE; | [39 empty] | ENGINE | DEUTZ | [5 empty] | CLEANSED | 26111812 Synchronous pulley |  |  | PULLEY | GROOVED | TYPE |  | BORE DIAMETER |  | ROPE DIAMETER |  | LOAD CAPACITY |  | HUB DIAMETER |  | HUB WIDTH |  | NUMBER OF GROOVES |  | RIM WIDTH |  | TREAD DIAMETER |  | MATERIAL |  | MATERIAL SPECIFICATION |  | COATING/FINISH |  | HAZARD CLASS |  | CERTIFICATION/STANDARD | [45 empty] | Production Completed
STP_009 - Lot7 | Data Enrichment | CIR | ok | 2023-11-09 | 14th-Nov |  | 1108951 | 1108951 | 1470708 | AU_QM_009162148 |  | ERSA | M | 5920 | 1470708GZPCLNT100 | EA |  | DEUTZ INLET VALVE SEAT INSERT; | DEUTZ INLET VALVE SEAT INSERT; | SEAT,VALVE: DEUTZ INLET VALVE SEAT INSERT; DEUTZ F6L-912W ENGINE |  | SEAT,VALVE: DEUTZ INLET VALVE SEAT INSERT; | [37 empty] | ENGINE | DEUTZ | F6L-912W |  |  |  |  | CLEANSED | 40141646 Valve seat | INSERT |  | SEAT | VALVE | VALVE TYPE | INLET | VALVE SIZE |  | SEAT MATERIAL |  | FLOW COEFFICIENT |  | SIZE |  | HAZARD CLASS |  | CERTIFICATION/STANDARD | [59 empty] | Production Completed
STP_009 - Lot7 | Data Enrichment | CIR | ok | 2023-11-09 | 14th-Nov |  | 1212548 | 1212548 |  |  |  | ERSA | M | 5955 | 775895MRM | EA |  | DRAG LINK,STEERING:HILUX LN106 & YN6; | DRAG LINK,STEERING:HILUX LN106 & YN6; | DRAG LINK,STEERING:HILUX LN106 <(>&<)> YN6; | [40 empty] | HILUX | LN106,YN6 |  |  |  |  | CLEANSED | 31151609 Chain links |  |  | LINK | NO MODIFIER | TYPE | DRAG,STEERING | SIZE |  | MATERIAL |  | COATING/FINISH |  | HAZARD CLASS |  | CERTIFICATION/STANDARD | [61 empty] | Production Completed
STP_009 - Lot7 | Data Enrichment | CIR | ok | 2023-11-09 | 14th-Nov |  | 1152682 | 1152682 | 1476210 | AU_QM_000684027 |  | ERSA | M | 1500 | 1476210GZPCLNT100 | EA |  | DUX DOOR CLOSER INVERTED MOUNTING; | DUX DOOR CLOSER INVERTED MOUNTING; |  |  | BRACKET,MOUNTING: DUX DOOR CLOSER INVERTED MOUNTING; | [44 empty] | CLEANSED | 31162500 Brackets and braces |  |  | BRACKET | MOUNTING | TYPE | DUX DOOR CLOSER INVERTED | SIZE |  | MATERIAL |  | CAPACITY |  | HOLE/SLOT SIZE |  | NUMBER OF HOLES/SLOTS |  | COLOUR |  | ANGLE |  | HAZARD CLASS |  | CERTIFICATION/STANDARD | [53 empty] | Production Completed
STP_009 - Lot7 | Data Enrichment | CIR | ok | 2023-11-09 | 14th-Nov |  | 1002559 | 1002559 |  |  |  | ERSA | M | 2920 | 1584447GZPCLNT100 | EA | 3000010 | CURTAIN;SAN,BG00910382,SPLSH,OIL | CORTINA;SAN,BG00910382 | CURTAIN;MNFR:SANDVIK,PTNO:BG00910382,ADDITIONAL FEATURES EN:SPLASH,OIL | CORTINA;MNFR:SANDVIK,PTNO:BG00910382 |  | SANDVIK | BG00910382 | 1068089 @@ SANDVIK MINING & CONSTRUCTION | BG00910382 | 1068336 @@ SANDVIK MINING & CONSTRUCTION | BG00910382 | [8 empty] | SANDVIK | BG00910382 | [28 empty] | CLEANSED | 52131501 Curtains | SPLASH,OIL |  | CURTAIN | NO MODIFIER | TYPE |  | SIZE |  | COLOUR |  | MATERIAL |  | HANGING STYLE |  | DESIGN |  | HAZARD CLASS |  | CERTIFICATION/STANDARD | [57 empty] | Production Completed
STP_009 - Lot7 | Data Enrichment | CIR | ok | 2023-11-09 | 14th-Nov |  | 1003130 | 1003130 |  |  |  | ERSA | M | 5000 | 1591500GZPCLNT100 | EA | 3000010 | CELL;SAN,55013262 | CELDA;SAN,55013262 | CELL;MNFR:SANDVIK,PTNO:55013262 | CELDA;MNFR:SANDVIK,PTNO:55013262 |  | SANDVIK | 55013262 | 1068336 @@ SANDVIK MINING & CONSTRUCTION | 55013262 | [12 empty] | SANDVIK | 55013262 | [16 empty] | https://shop.aramine.com/en/electrical-components/364543-cell.html | [9 empty] | CLEANSED | 41115600 Electrochemical measuring instruments and accessories |  |  | CELL | NO MODIFIER | TYPE |  | CONSTANT |  | SIZE |  | MATERIAL |  | HAZARD CLASS |  | CERTIFICATION/STANDARD | [61 empty] | Production Completed
STP_009 - Lot7 | Data Enrichment | CIR | ok | 2023-11-09 | 13th-nov |  | 1004263 | 1004263 | 1357268 | AU_QM_000150320 |  | ERSA | M | 5100 | 1357268GZPCLNT100 | EA | 3000025 | CONDITIONER;JOH,P609445 | CONDITIONER;JOH,P609445 | CONDITIONER;MNFR:JOHN DEERE,PTNO:P609445 |  | AIR CONDITIONER:AIR CONDITIONER FILTER FOR AIOR CONDITIO | JOHN DEERE | P609445 | 1068352 @@ HITACHI | P609445 | [12 empty] | JOHN DEERE | P609445 | HITACHI | [15 empty] | https://shop.donaldson.com/store/en-in/product/P609445/31252?_requestid=600074 | [9 empty] | ENRICHED | 40161505 Air filters |  |  | FILTER | AIR | TYPE | PANEL VENTILATION | FILTER RATING |  | SIZE | 317.5 LGX179.5 WDX36.7 HT MM | PORT SIZE |  | MATERIAL |  | PRESSURE RATING |  | FLOW RATING |  | TEMPERATURE RATING |  | HAZARD CLASS |  | CERTIFICATION/STANDARD | ISO 5011 | [52 empty] | Production Completed
STP_009 - Lot7 | Data Enrichment | CIR | ok | 2023-11-09 | 14th-Nov |  | 1008791 | 1008791 |  |  |  | ERSA | M | 5000 | 1591497GZPCLNT100 | EA | 3000010 | CELL;SAN,55013151 | CELDA;SAN,55013151 | CELL;MNFR:SANDVIK,PTNO:55013151 | CELDA;MNFR:SANDVIK,PTNO:55013151 |  | SANDVIK | 55013151 | 1068336 @@ SANDVIK MINING & CONSTRUCTION | 55013151 | [12 empty] | SANDVIK | 55013151 | [16 empty] | https://www.miningsurplus.com.au/products/sandvik-cell-55013151 | [9 empty] | CLEANSED | 41115600 Electrochemical measuring instruments and accessories |  |  | CELL | NO MODIFIER | TYPE |  | CONSTANT |  | SIZE |  | MATERIAL |  | HAZARD CLASS |  | CERTIFICATION/STANDARD | [61 empty] | Production Completed
STP_009 - Lot7 | Data Enrichment | CIR | ok | 2023-11-09 | 14th-Nov |  | 1009579 | 1009579 | 1355929 | AU_QM_000146352 |  | ERSA | M | 5100 | 1355929GZPCLNT100 | EA | 3000000 | CELL;ATL,9106206645 | CELL;ATL,9106206645 | CELL;MNFR:ATLAS COPCO,PTNO:9106206645 |  | LOAD CELL,FORCE-WEIGHT: CABLETEC LOAD CELL | ATLAS COPCO | 9106206645 | 1068108 @@ EPIROC AUSTRALIA PTY LTD | 9106206645 | [12 empty] | ATLAS COPCO | 9106206645 | EPIROC AUSTRALIA PTY LTD |  | CABLETEC | [13 empty] | https://www.aga-parts.com/atlas-copco/part/9106206645_load-cell/ | https://www.peri-parts.com/9106206645-atlas-copco-original-load-cell-a2e.html | [8 empty] | CLEANSED | 41112108 Loadcells |  |  | LOAD CELL | NO MODIFIER | TYPE | FORCE-WEIGHT | CAPACITY |  | OUTPUT RATING |  | ACCURACY |  | POWER SUPPLY |  | SIZE |  | MATERIAL |  | MOUNTING TYPE |  | DEGREE OF PROTECTION |  | TEMPERATURE RATING |  | HAZARD CLASS |  | CERTIFICATION/STANDARD | [49 empty] | Production Completed
STP_009 - Lot7 | Data Enrichment | CIR | ok | 2023-11-09 | 14th-Nov |  | 1025942 | 1025942 | 1374185 | AU_QM_000203074 |  | ERSA | M | 2700 | 1374185GZPCLNT100 | EA | 3000012 | DESK;TOY,PROPLUS48 | DESK;TOY,PROPLUS48 | DESK;MNFR:TOYOTA,PTNO:PROPLUS48 |  | DESK;TOY,PROPLUS48DESK;BEL,PROPLUS48 | TOYOTA | PROPLUS48 | 1068114 @@ BELL & MOIR - PARTS ORDERS ONLY | PROPLUS48 | [10 empty] | TOYOTA |  | VARIDESK | 49858 | BELL & MOIR - PARTS ORDERS ONLY | [15 empty] | https://www.vari.com/sit-stand-converter-varidesk-pro-plus-48/DC-PP48.html | [9 empty] | ENRICHED | 56101703 Desks | BRAND:PROPLUS48 |  | DESK | NO MODIFIER | TYPE | DESKTOP,STANDING | SIZE | 48 IN | MATERIAL |  | NUMBER OF LEGS |  | NUMBER OF DRAWERS |  | NUMBER OF SHELVES |  | LOAD CAPACITY |  | COLOUR | BLACK | HAZARD CLASS |  | CERTIFICATION/STANDARD | [53 empty] | Production Completed
STP_009 - Lot7 | Data Enrichment | CIR | ok | 2023-11-09 | 14th-Nov |  | 1028271 | 1028271 |  |  |  | ERSA | M | 4015 | 1616622GZPCLNT100 | EA | 3000028 | CASING;MIT,PSA099A616,UPPER AND LOWER | REVESTIDOR;MIT,PSA099A616 | CASING;MNFR:MITSUBISHI,PTNO:PSA099A616,ADDITIONAL FEATURES EN:UPPER AND LOWER | REVESTIDOR;MNFR:MITSUBISHI,PTNO:PSA099A616 |  | MITSUBISHI | PSA099A616 | 1068181 @@ CNW (MOUNT ISA) ELECT WHOLESALER | MHIPSA099A616 | [10 empty] | MITSUBISHI |  |  | PSA099A616 | CNW (MOUNT ISA) ELECT WHOLESALER | MHIPSA099A616 | [14 empty] | https://www.mrespares.com.au/shop/fden125vf-fan-assy-and-cabinet-34969/ | [9 empty] | CLEANSED | 31261600 Shells and casings | UPPER AND LOWER |  | CASING | NO MODIFIER | TYPE |  | SIZE |  | MATERIAL |  | HAZARD CLASS |  | CERTIFICATION/STANDARD | [63 empty] | Production Completed
STP_009 - Lot7 | Data Enrichment | CIR | ok | 2023-11-09 | 13th-nov |  | 1031127 | 1031127 | 1355900 | AU_QM_000146294 |  | ERSA | M | 5100 | 1355900GZPCLNT100 | EA | 3000028 | CONDITIONER;MIT,MHISETSRK80ZRA-W | CONDITIONER;MIT,MHISETSRK80ZRA-W | CONDITIONER;MNFR:MITSUBISHI,PTNO:MHISETSRK80ZRA-W |  | AIR CONDITIONER:MITSUBISHI HEAVY INDUSTRIES 8.0KW INVERT | MITSUBISHI | MHISETSRK80ZRA-W | 1068181 @@ CNW (MOUNT ISA) ELECT WHOLESALER | MHIDXK28ZRA-W-SET | 1072013 @@ METAL MANUFACTURES PTY LTD | MHIDXK28ZRA-W-SET | [8 empty] | MITSUBISHI | MHISETSRK80ZRA-W |  |  | CNW (MOUNT ISA) ELECT WHOLESALER | MHIDXK28ZRA-W-SET | METAL MANUFACTURES PTY LTD | [23 empty] | CLEANSED | 40101701 Air conditioners |  |  | AIR CONDITIONER | NO MODIFIER | TYPE | HEAVY INDUSTRIES,INVERTER | BTUH CAPACITY |  | REFRIGERANT TYPE |  | FLOW RATING |  | COOLING METHOD |  | POWER RATING | 8 KW | VOLTAGE RATING |  | CURRENT RATING |  | TANK CAPACITY |  | POWER CORD LENGTH |  | CONNECTION TYPE |  | HAZARD CLASS |  | CERTIFICATION/STANDARD | [47 empty] | Production Completed
STP_009 - Lot7 | Data Enrichment | CIR | ok | 2023-11-09 | 13th-nov |  | 1031128 | 1031128 | 1355899 | AU_QM_000146293 |  | ERSA | M | 5100 | 1355899GZPCLNT100 | EA | 3000028 | CONDITIONER;MIT,MHISETSRK71ZRA-W | CONDITIONER;MIT,MHISETSRK71ZRA-W | CONDITIONER;MNFR:MITSUBISHI,PTNO:MHISETSRK71ZRA-W |  | AIR CONDITIONER:MITSUBISHI HEAVY INDUSTRIES 7.1KW INVERT | MITSUBISHI | MHISETSRK71ZRA-W | 1068181 @@ CNW (MOUNT ISA) ELECT WHOLESALER | MHIDXK24ZRA-W-SET | [10 empty] | MITSUBISHI | MHISETSRK71ZRA-W |  |  | CNW (MOUNT ISA) ELECT WHOLESALER | MHIDXK24ZRA-W-SET | [24 empty] | CLEANSED | 40101701 Air conditioners |  |  | AIR CONDITIONER | NO MODIFIER | TYPE | HEAVY INDUSTRIES,INVERTER | BTUH CAPACITY |  | REFRIGERANT TYPE |  | FLOW RATING |  | COOLING METHOD |  | POWER RATING | 7.1 KW | VOLTAGE RATING |  | CURRENT RATING |  | TANK CAPACITY |  | POWER CORD LENGTH |  | CONNECTION TYPE |  | HAZARD CLASS |  | CERTIFICATION/STANDARD | [47 empty] | Production Completed
STP_009 - Lot7 | Data Enrichment | CIR | ok | 2023-11-09 | 13th-nov |  | 1031129 | 1031129 | 1355897 | AU_QM_000146291 |  | ERSA | M | 5100 | 1355897GZPCLNT100 | EA | 3000028 | CONDITIONER;MIT,MHISETSRK50ZA-W | CONDITIONER;MIT,MHISETSRK50ZA-W | CONDITIONER;MNFR:MITSUBISHI,PTNO:MHISETSRK50ZA-W |  | AIR CONDITIONER:MITSUBISHI HEAVY INDUSTRIES 5.0KW INVERT | MITSUBISHI | MHISETSRK50ZA-W | 1068181 @@ CNW (MOUNT ISA) ELECT WHOLESALER | MHIDXK18ZSA-W-SET | [10 empty] | MITSUBISHI | MHISETSRK50ZA-W |  |  | CNW (MOUNT ISA) ELECT WHOLESALER | MHIDXK18ZSA-W-SET | [24 empty] | CLEANSED | 40101701 Air conditioners |  |  | AIR CONDITIONER | NO MODIFIER | TYPE | HEAVY INDUSTRIES,INVERTER | BTUH CAPACITY |  | REFRIGERANT TYPE |  | FLOW RATING |  | COOLING METHOD |  | POWER RATING | 5 KW | VOLTAGE RATING |  | CURRENT RATING |  | TANK CAPACITY |  | POWER CORD LENGTH |  | CONNECTION TYPE |  | HAZARD CLASS |  | CERTIFICATION/STANDARD | [47 empty] | Production Completed
STP_009 - Lot7 | Data Enrichment | CIR | ok | 2023-11-09 | 14th-Nov |  | 1036022 | 1036022 |  |  |  | ERSA | M | 4090 | 1526325GZPCLNT100 | BOX |  | BUCKLE;STEEL STRAP,16MM,BX,1213-00112-16 | BUCKLE;STEEL STRAP,16MM,BX,1213-00112-16 | BUCKLE;ADDITIONAL FEATURES:STEEL STRAP,16MM,BX,1213-00112-16 |  |  |  |  | 1068802 @@ WESTERNEX PTY LTD | 1213-00112-16 | [10 empty] | WESTERNEX PTY LTD | 1213-00112-16 | [28 empty] | CLEANSED | 53141504 Buckles | PACKAGING TYPE:BOX |  | BUCKLE | NO MODIFIER | TYPE |  | LOCKING MECHANISM |  | SIZE | 16 MM | MATERIAL | STEEL STRAP | HAZARD CLASS |  | CERTIFICATION/STANDARD | [61 empty] | Production Completed
STP_009 - Lot7 | Data Enrichment | CIR | ok | 2023-11-09 | 14th-Nov |  | 1036023 | 1036023 |  |  |  | ERSA | M | 4090 | 1526324GZPCLNT100 | BOX |  | BUCKLE;STEEL STRAP,12MM,BX,1213-00112-12 | BUCKLE;STEEL STRAP,12MM,BX,1213-00112-12 | BUCKLE;ADDITIONAL FEATURES:STEEL STRAP,12MM,BX,1213-00112-12 |  |  |  |  | 1068802 @@ WESTERNEX PTY LTD | 1213-00112-12 | [10 empty] | WESTERNEX PTY LTD | 1213-00112-12 | [28 empty] | CLEANSED | 53141504 Buckles | PACKAGING TYPE:BOX |  | BUCKLE | NO MODIFIER | TYPE |  | LOCKING MECHANISM |  | SIZE | 12 MM | MATERIAL | STEEL STRAP | HAZARD CLASS |  | CERTIFICATION/STANDARD | [61 empty] | Production Completed
STP_009 - Lot7 | Data Enrichment | CIR | ok | 2023-11-09 | 14th-Nov |  | 1036267 | 1036267 | 1476077 | AU_QM_000248484 |  | ERSA | M | 5315 | 1476077GZPCLNT100 | BT |  | AR GDE; (BOTL = 500G) | AR GDE; (BOTL = 500G) |  |  | TARTARIC ACID,ANALYTICAL REAGENT: AR GDE; (BOTL = 500G) |  |  | 1068082 @@ ROWE SCIENTIFIC PTY LTD | CT1070 | 1068312 @@ THERMO FISHER SCIENTIFIC AUSTRAL | AJA537-500G | [8 empty] | ROWE SCIENTIFIC PTY LTD | CT1070 |  |  |  |  | THERMO FISHER SCIENTIFIC AUSTRAL | AJA537-500G | [22 empty] | CLEANSED | 12161500 Indicators and Reagents | AR GRADE |  | REAGENT | LABORATORY | TYPE | ANALYTICAL | FORM |  | CONTAINER | 500 G BOTTLE | CONCENTRATION | TARTARIC ACID | TEMPERATURE RANGE |  | HAZARD CLASS |  | CERTIFICATION/STANDARD | [9 empty] | ODOR |  | FLAMMABILITY |  | SHELF LIFE |  | HAZARD CLASS |  | CERTIFICATION/STANDARD | [41 empty] | Production Completed
STP_009 - Lot7 | Data Enrichment | CIR | ok | 2023-11-09 | 14th-Nov |  | 1036314 | 1036314 |  |  |  | ERSA | M | 4090 | 1506076GZPCLNT100 | M |  | CHAIN;412114 | CHAIN;412114 | [5 empty] | 1069714 @@ BLACKWOODS | 412114 | 1068652 @@ J BLACKWOOD & SONS | 412114 | [10 empty] | KINGCRAFT | 412114 | [12 empty] | J BLACKWOOD & SONS | 412114 |  |  | https://www.blackwoods.com.au/lifting-rigging/chain-plastic/chain-fittings-miscellanous/chain-plastic-6mm-yellow/p/00412114 | [9 empty] | ENRICHED | 31151600 Chains |  |  | CHAIN | NO MODIFIER | TYPE |  | LOAD RATING | 700 N | SIZE | 6 MMX40 M | LENGTH | 1 M | MATERIAL | PLASTIC | MATERIAL SPECIFICATION |  | HAZARD CLASS |  | CERTIFICATION/STANDARD | [57 empty] | Production Completed
STP_009 - Lot7 | Data Enrichment | CIR | ok | 2023-11-09 | 14th-Nov |  | 1036329 | 1036329 |  |  |  | ERSA | M | 4090 | 1505753GZPCLNT100 | M |  | CHAIN;10004005 | CHAIN;10004005 | [5 empty] | 1068502 @@ ATOM SUPPLY | 10004005 | [12 empty] | ATOM SUPPLY | 10004005 | [16 empty] | https://www.atom.com.au/proof-coil-chain-grade-30-galvanised-10mm-10004005 | [9 empty] | ENRICHED | 31151600 Chains |  |  | CHAIN | NO MODIFIER | TYPE | COIL | LOAD RATING |  | SIZE | 10 MM | LENGTH |  | MATERIAL | LOW CARBON STEEL HOT DIP GALVANISED | MATERIAL SPECIFICATION |  | HAZARD CLASS |  | CERTIFICATION/STANDARD | [57 empty] | Production Completed
STP_009 - Lot7 | Data Enrichment | CIR | ok | 2023-11-09 | 13th-nov |  | 1050502 | 1050502 |  |  |  | ERSA | M | 4090 | 1581123GZPCLNT100 | EA |  | BARRICADE;STND,HRD,2022RB-BCS | BARRICADA; | BARRICADE;ADDITIONAL FEATURES EN:STAND,HARD,2022RB-BCS | BARRICADA; |  |  |  | 1068310 @@ BARKLY ENGINEERING | 2022RB-BCS | [10 empty] | BARKLY ENGINEERING | 2022RB-BCS | [28 empty] | CLEANSED | 46151501 Barricades |  |  | BARRICADE | SAFETY | TYPE | STAND,HARD | SIZE |  | LEGEND |  | MATERIAL |  | COLOUR |  | HAZARD CLASS |  | CERTIFICATION/STANDARD | [59 empty] | Production Completed
STP_009 - Lot7 | Data Enrichment | CIR | ok | 2023-11-09 | 13th-nov |  | 1052777 | 1052777 |  |  |  | ERSA | M | 2920 | 1577063GZPCLNT100 | EA |  | CLOTHING,SAFTY;COVERALLS 97ST HI VIS,ORN | ROPA SEGU; | CLOTHING,SAFETY;ADDITIONAL FEATURES EN:COVERALLS 97ST HI VIS,ORANGE,COTTON DRILL 190GSM 3M TAPE BISLEY BC6 | ROPA SEGURIDAD; |  |  |  | 1068590 @@ ATOM SUPPLY MACKAY | 90011489 | [12 empty] | ATOM SUPPLY MACKAY | 90011489 | BISLEY WORKWEAR | [15 empty] | https://www.atom.com.au/bc6718tw-hi-vis-lightweight-taped-coveralls-190gsm-bc6718tw | [9 empty] | CLEANSED | 46181500 Safety apparel | 190GSM 3M TAPE,BC6 |  | CLOTHING | SAFETY | TYPE | COVERALLS,HI-VIS | SIZE | 97ST | DESIGN |  | MATERIAL | COTTON DRILL | COLOUR | ORANGE | HAZARD CLASS |  | CERTIFICATION/STANDARD | [59 empty] | Production Completed
STP_009 - Lot7 | Data Enrichment | CIR | ok | 2023-11-09 | 13th-nov |  | 1053208 | 1053208 |  |  |  | ERSA | M | 2920 | 1582689GZPCLNT100 | EA |  | CLOTHING,SAFTY;LEG BOTTOMS,DBL LINED,94L | ROPA SEGU; | CLOTHING,SAFETY;ADDITIONAL FEATURES EN:LEG BOTTOMS,DBL LINED,94L | ROPA SEGURIDAD; |  |  |  | 1069544 @@ PYROTEK PTY LTD | PR97-21-94L | [10 empty] | PYROTEK PTY LTD | PR97-21-94L | [28 empty] | CLEANSED | 46181500 Safety apparel |  |  | CLOTHING | SAFETY | TYPE | LEG BOTTOMS,DOUBLE LINED | SIZE | 94 MM LG | DESIGN |  | MATERIAL |  | COLOUR |  | HAZARD CLASS |  | CERTIFICATION/STANDARD | [59 empty] | Production Completed
STP_009 - Lot7 | Data Enrichment | CIR | ok | 2023-11-09 | 13th-nov |  | 1053490 | 1053490 |  |  |  | ERSA | M | 2920 | 1577060GZPCLNT100 | EA |  | CLOTHING,SAFTY;COVERALLS 117R HI VIS,ORN | ROPA SEGU; | CLOTHING,SAFETY;ADDITIONAL FEATURES EN:COVERALLS 117R HI VIS,ORANGE,COTTON DRILL 190GSM 3M TAPE BISLEY BC6 | ROPA SEGURIDAD; |  |  |  | 1068590 @@ ATOM SUPPLY MACKAY | 36001178 | [12 empty] | ATOM SUPPLY MACKAY | 36001178 | BISLEY WORKWEAR | [15 empty] | https://www.atom.com.au/bc6718tw-hi-vis-lightweight-taped-coveralls-190gsm-bc6718tw | [9 empty] | CLEANSED | 46181500 Safety apparel | 190GSM 3M TAPE,BC6 |  | CLOTHING | SAFETY | TYPE | COVERALLS,HI-VIS | SIZE | 117R | DESIGN |  | MATERIAL | COTTON DRILL | COLOUR | ORANGE | HAZARD CLASS |  | CERTIFICATION/STANDARD | [59 empty] | Production Completed
STP_009 - Lot7 | Data Enrichment | CIR | ok | 2023-11-09 | 13th-nov |  | 1053491 | 1053491 |  |  |  | ERSA | M | 2920 | 1577061GZPCLNT100 | EA |  | CLOTHING,SAFTY;COVERALLS 132ST HI VIS,OR | ROPA SEGU; | CLOTHING,SAFETY;ADDITIONAL FEATURES EN:COVERALLS 132ST HI VIS,ORANGE,COTTON DRILL 190GSM 3M TAPE BISLEY BC | ROPA SEGURIDAD; |  |  |  | 1068590 @@ ATOM SUPPLY MACKAY | 36001180 | 1068502 @@ ATOM SUPPLY | 36001180 | [10 empty] | ATOM SUPPLY MACKAY | 36001180 | BISLEY WORKWEAR | [15 empty] | https://www.atom.com.au/bc6718tw-hi-vis-lightweight-taped-coveralls-190gsm-bc6718tw | [9 empty] | CLEANSED | 46181500 Safety apparel | 190GSM 3M TAPE,BC |  | CLOTHING | SAFETY | TYPE | COVERALLS,HI-VIS | SIZE | 132ST | DESIGN |  | MATERIAL | COTTON DRILL | COLOUR | ORANGE | HAZARD CLASS |  | CERTIFICATION/STANDARD | [59 empty] | Production Completed
STP_009 - Lot7 | Data Enrichment | CIR | ok | 2023-11-09 | 13th-nov |  | 1053492 | 1053492 |  |  |  | ERSA | M | 2920 | 1577062GZPCLNT100 | EA |  | CLOTHING,SAFTY;COVERALLS 87R HI VIS,ORNG | ROPA SEGU; | CLOTHING,SAFETY;ADDITIONAL FEATURES EN:COVERALLS 87R HI VIS,ORANGE,COTTON DRILL 190GSM 3M TAPE BISLEY BC67 | ROPA SEGURIDAD; |  |  |  | 1068590 @@ ATOM SUPPLY MACKAY | 36001186 | [12 empty] | ATOM SUPPLY MACKAY | 36001186 | BISLEY WORKWEAR | [15 empty] | https://www.atom.com.au/bc6718tw-hi-vis-lightweight-taped-coveralls-190gsm-bc6718tw | [9 empty] | CLEANSED | 46181500 Safety apparel | 190GSM 3M TAPE,BC67 |  | CLOTHING | SAFETY | TYPE | COVERALLS,HI-VIS | SIZE | 87R | DESIGN |  | MATERIAL | COTTON DRILL | COLOUR | ORANGE | HAZARD CLASS |  | CERTIFICATION/STANDARD | [59 empty] | Production Completed
STP_009 - Lot7 | Data Enrichment | CIR | ok | 2023-11-09 | 13th-nov |  | 1053493 | 1053493 |  |  |  | ERSA | M | 2920 | 1577064GZPCLNT100 | EA |  | CLOTHING,SAFTY;COVERALLS 107ST HI VIS,OR | ROPA SEGU; | CLOTHING,SAFETY;ADDITIONAL FEATURES EN:COVERALLS 107ST HI VIS,ORANGE,COTTON DRILL 190GSM 3M TAPE BISLEY BC | ROPA SEGURIDAD; |  |  |  | 1068590 @@ ATOM SUPPLY MACKAY | 90011491 | [12 empty] | ATOM SUPPLY MACKAY | 90011491 | BISLEY WORKWEAR | [15 empty] | https://www.atom.com.au/bc6718tw-hi-vis-lightweight-taped-coveralls-190gsm-bc6718tw | [9 empty] | CLEANSED | 46181500 Safety apparel | 190GSM 3M TAPE,BC |  | CLOTHING | SAFETY | TYPE | COVERALLS,HI-VIS | SIZE | 107ST | DESIGN |  | MATERIAL | COTTON DRILL | COLOUR | ORANGE | HAZARD CLASS |  | CERTIFICATION/STANDARD | [59 empty] | Production Completed
STP_009 - Lot7 | Data Enrichment | CIR | ok | 2023-11-09 | 13th-nov |  | 1055778 | 1055778 |  |  |  | ERSA | M | 2920 | 1607656GZPCLNT100 | EA |  | BARRICADE,SAFTY;REPLACEMENT BOLLARD | BARRERA SEGU; | BARRICADE,SAFETY;TYPE:REPLACEMENT BOLLARD,ADDITIONAL FEATURES EN:STEM ONLY | BARRERA SEGURIDAD; |  |  |  | 1068331 @@ ALLIANCE SAFETY EQUIPMENT P/L | BOL | [12 empty] | ALLIANCE SAFETY EQUIPMENT P/L | BOL | [16 empty] | https://alliancesafety.com.au/product/ttop-replacement-bollard-stem-only/bol?search=BOL | [9 empty] | ENRICHED | 46161532 Retracting or moveable traffic bollard | STEM ONLY |  | BARRICADE | SAFETY | TYPE | REPLACEMENT BOLLARD | SIZE |  | LEGEND |  | MATERIAL | PVC | COLOUR | ORANGE | HAZARD CLASS |  | CERTIFICATION/STANDARD | AS/NZS 1906.1:2007 | [58 empty] | Production Completed
STP_009 - Lot7 | Data Enrichment | CIR | ok | 2023-11-09 | 13th-nov |  | 1055779 | 1055779 |  |  |  | ERSA | M | 2920 | 1607657GZPCLNT100 | EA |  | BARRICADE,SAFTY;BOLLARD,6 KG,RUBBER,BAS | BARRERA SEGU; | BARRICADE,SAFETY;TYPE:BOLLARD,SIZE:6 KG,MATERIAL:RUBBER,ADDITIONAL FEATURES EN:BASE | BARRERA SEGURIDAD; |  |  |  | 1068331 @@ ALLIANCE SAFETY EQUIPMENT P/L | BB6 | [12 empty] | ALLIANCE SAFETY EQUIPMENT P/L | BB6 | [16 empty] | https://alliancesafety.com.au/pdfs/BOL_Data%20Sheet.pdf | https://alliancesafety.com.au/product/bollard-and-6kg-rubber-base/bb6?search=BB6 | [8 empty] | ENRICHED | 46161532 Retracting or moveable traffic bollard | C/W RUBBER BASE |  | BARRICADE | SAFETY | TYPE | BOLLARD | SIZE | 6 KG | LEGEND |  | MATERIAL | PVC | COLOUR | ORANGE | HAZARD CLASS |  | CERTIFICATION/STANDARD | [59 empty] | Production Completed
STP_009 - Lot7 | Data Enrichment | CIR | ok | 2023-11-09 | 13th-nov |  | 1056111 | 1056111 |  |  |  | ERSA | M | 5960 | 1586662GZPCLNT100 | EA |  | BARRICADE;ARCH,UPRIGHT,LEFT,RIGHT,FRME | BARRICADA; | BARRICADE;TYPE:ARCH,LEGEND:UPRIGHT,LEFT,RIGHT,ADDITIONAL FEATURES EN:FRAME | BARRICADA; |  |  |  | 1070840 @@ HOLLEY INDUSTRIES PTY LTD | ABLRU01 | [10 empty] | HOLLEY INDUSTRIES PTY LTD | ABLRU01 | [28 empty] | CLEANSED | 46151501 Barricades |  |  | BARRICADE | SAFETY | TYPE | ARCH,FRAME | SIZE |  | LEGEND | UPRIGHT,LEFT RIGHT | MATERIAL |  | COLOUR |  | HAZARD CLASS |  | CERTIFICATION/STANDARD | [59 empty] | Production Completed
STP_009 - Lot7 | Data Enrichment | CIR | ok | 2023-11-09 | 13th-nov |  | 1057454 | 1057454 |  |  |  | ERSA | M | 1600 | 1604649GZPCLNT100 | EA |  | BUS BAR;INSULATED,LG 35 MM,THREAD:M8 | BARRA BUS;AISLADO,LG | BUS BAR;TYPE:INSULATED,LENGTH:35 MM,ADDITIONAL FEATURES EN:THREAD:M8 | BARRA BUS;TIPO:AISLADO |  |  |  | 1068181 @@ CNW (MOUNT ISA) ELECT WHOLESALER | REPSM-35-M8 | [10 empty] | CNW (MOUNT ISA) ELECT WHOLESALER |  |  | SM-35-M8 | [16 empty] | https://netec.com.au/plus/index.php?_route_=SM-35-M8 | [9 empty] | CLEANSED | 39121117 Buss bar | THREAD:M8 |  | BUS BAR | NO MODIFIER | TYPE | INSULATED | MATERIAL |  | CROSS SECTION |  | LENGTH | 35 MM | INSULATION MATERIAL |  | CURRENT RATING |  | VOLTAGE RATING |  | FREQUENCY RATING |  | HAZARD CLASS |  | CERTIFICATION/STANDARD | [53 empty] | Production Completed
STP_009 - Lot7 | Data Enrichment | CIR | ok | 2023-11-09 | 13th-nov |  | 1057587 | 1057587 |  |  |  | ERSA | M | 1600 | 1604947GZPCLNT100 | EA |  | CONDITIONER,SGNL;ANALOGUE,0.5-2.5 A DC | ACONDICIONADOR SEÑAL;,DIN RAIL | CONDITIONER,SIGNAL;TYPE:ANALOGUE,INPUT RATING:0.5-2.5 A DC,OUTPUT RATING:21.6-26.4 V DC,SIZE:112.5X6.1 MM,MOUNTING TYPE:DIN RAIL, TEMPERATURE RATING:-20-60 DEG C,CERTIFICATION/STANDARD:IEC 61326-1,NE 21,ADDITIONAL FEATURES EN:SUPPLY MODULE, DISTRIBUTES SUPPLY VOLTAGE TO RAIL BUS,TYPE OF CONNECTION:SCREW CONNECTION,BRAND:WEIDMUELLER | ACONDICIONADOR SEÃ‘AL;TIPO MONTAJE:DIN RAIL |  |  |  | 1069660 @@ PACIFIC RIM TECHNICAL SERVICES | 1282490000 | [12 empty] | WEIDMUELLER | 1282490000 | PACIFIC RIM TECHNICAL SERVICES | [15 empty] | https://catalog.weidmueller.com/catalog/Start.do?localeId=en&ObjectID=1282490000 | [9 empty] | CLEANSED | 39121020 Signal conditioners | SUPPLY MODULE,DISTRIBUTES SUPPLY VOLTAGE TO RAIL BUS,TYPE OF CONNECTION:SCREW CONNECTION |  | CONDITIONER | SIGNAL | TYPE | ANALOGUE | INPUT RATING | 0.5 TO 2.5 A DC | OUTPUT RATING | 21.6 TO 26.4 V DC | ISOLATION |  | ACCURACY |  | SIZE | 112.5X6.1 MM | MOUNTING TYPE | DIN RAIL | TEMPERATURE RATING | -20 TO 60 DEG C | HAZARD CLASS |  | CERTIFICATION/STANDARD | IEC 61326-1,NE 21 | [52 empty] | Production Completed
STP_009 - Lot7 | Data Enrichment | CIR | ok | 2023-11-09 | 13th-nov |  | 1059463 | 1059463 |  |  |  | ERSA | M | 4015 | 1614096GZPCLNT100 | EA |  | CONDITIONER;WTR,HYDROMAX 100 | ACONDICIONADOR; | CONDITIONER;ADDITIONAL FEATURES EN:WATER,HYDROMAX 100 | ACONDICIONADOR; |  |  |  | 1071577 @@ IONIZED PTY T/AS HYDROSMART | HYDROMAX 100 | [10 empty] | IONIZED PTY T/AS HYDROSMART | HYDROMAX 100 | [28 empty] | CLEANSED | 47101518 Water conditioners | WATER,HYDROMAX 100 |  | CONDITIONER | NO MODIFIER | TYPE |  | SIZE |  | MATERIAL |  | HAZARD CLASS |  | CERTIFICATION/STANDARD | [63 empty] | Production Completed
STP_009 - Lot7 | Data Enrichment | CIR | ok | 2023-11-09 | 13th-nov |  | 1060458 | 1060458 |  |  |  | ERSA | M | 5955 | 1522815GZPCLNT100 | EA |  | BARRICADE;CONCERTINA WALL,05717522 | BARRICADA; | BARRICADE;ADDITIONAL FEATURES EN:CONCERTINA WALL,05717522 | BARRICADA; |  |  |  | 1071029 @@ TUTT BRYANT HIRE PTY LTD | 5717522 | [10 empty] | TUTT BRYANT HIRE PTY LTD | 5717522 | [28 empty] | CLEANSED | 46151501 Barricades |  |  | BARRICADE | SAFETY | TYPE | CONCERTINA WALL | SIZE |  | LEGEND |  | MATERIAL |  | COLOUR |  | HAZARD CLASS |  | CERTIFICATION/STANDARD | [59 empty] | Production Completed
STP_009 - Lot7 | Data Enrichment | CIR | ok | 2023-11-09 | 13th-nov |  | 1061037 | 1061037 |  |  |  | ERSA | M | 2920 | 1553521GZPCLNT100 | EA |  | CLOTHING,SAFTY;TROUSERS,112S | ROPA SEGU; | CLOTHING,SAFETY;ADDITIONAL FEATURES EN:TROUSERS,112S | ROPA SEGURIDAD; |  |  |  | 1069544 @@ PYROTEK PTY LTD | PR97-21-112S | [10 empty] | PYROTEK PTY LTD | PR97-21-112S | [28 empty] | CLEANSED | 46181500 Safety apparel | TROUSERS,112S |  | CLOTHING | SAFETY | TYPE |  | SIZE |  | DESIGN |  | MATERIAL |  | COLOUR |  | HAZARD CLASS |  | CERTIFICATION/STANDARD | [59 empty] | Production Completed
STP_009 - Lot7 | Data Enrichment | CIR | ok | 2023-11-09 | 13th-nov |  | 1062416 | 1062416 |  |  |  | ERSA | M | 1600 | 1571253GZPCLNT100 | EA |  | BUS BAR;PWR DISTRIBUTION POST | BARRA BUS; | BUS BAR;ADDITIONAL FEATURES EN:PWR DISTRIBUTION POST | BARRA BUS; |  |  |  | 1068087 @@ ASHDOWN INGRAM | ACX3146BL | [10 empty] | ASHDOWN INGRAM |  | OEX | ACX3146BL | [16 empty] | https://www.batteriesdirect.com.au/shop/product/28162/oex-stud-single-terminal-250a-(black).html | https://www.blackwoods.com.au/electrical/wiring-accessories/ring-terminals/oex-terminal-8mm-stud-black-250a-stainless-steel-terminal-acx3146bl/p/00903826 | [8 empty] | ENRICHED | 39121432 Electrical terminals | FOR POWER DISTRIBUTION POST | COLOR:BLACK | TERMINAL | NO MODIFIER | TYPE | BUS BAR,STUD | VOLTAGE RATING |  | CURRENT RATING | 250 A | WIRE SIZE |  | SIZE | 8 MM | NUMBER OF TERMINALS | 1 | MOUNTING TYPE |  | TERMINAL MATERIAL | STAINLESS STEEL | INSULATION MATERIAL |  | HAZARD CLASS |  | CERTIFICATION/STANDARD | [51 empty] | Production Completed
STP_009 - Lot7 | Data Enrichment | CIR | ok | 2023-11-09 | 14th-Nov |  | 1062770 | 1062770 | 1437715 | AU_QM_000959890 |  | ERSA | M | 2200 | 1437715GZPCLNT100 | EA |  | 80NB BUTTERFLY VALVE;EPDM; | 80NB BUTTERFLY VALVE;EPDM; | SEAT,VALVE: 80NB BUTTERFLY VALVE;EPDM; |  | SEAT,VALVE: 80NB BUTTERFLY VALVE;EPDM; |  |  | 1068471 @@ EMERSON AUTOMATION SOLUTIONS | 1437715 | 1068546 @@ KEYFLO PACIFIC PTY LTD | 1437715 | [8 empty] | EMERSON AUTOMATION SOLUTIONS | 1437715 |  |  |  |  | KEYFLO PACIFIC PTY LTD | 1437715 | [22 empty] | CLEANSED | 40141646 Valve seat |  |  | SEAT | VALVE | VALVE TYPE | BUTTERFLY | VALVE SIZE | 80 NB | SEAT MATERIAL | EPDM | FLOW COEFFICIENT |  | SIZE |  | HAZARD CLASS |  | CERTIFICATION/STANDARD | [59 empty] | Production Completed
STP_009 - Lot7 | Data Enrichment | CIR | ok | 2023-11-09 | 14th-Nov |  | 1062811 | 1062811 | 1427666 | AU_QM_000474940 |  | ERSA | M | 1600 | 1427666GZPCLNT100 | EA |  | BANNER PHOTO SENSOR; | BANNER PHOTO SENSOR; | PHOTOELECTRIC CELL: BANNER PHOTO SENSOR; |  | PHOTOELECTRIC CELL: BANNER PHOTO SENSOR; |  |  | 1072012 @@ CNW (TOWNSVILLE) ELECT SUPPLIES | Q25SN6RE | 1068181 @@ CNW (MOUNT ISA) ELECT WHOLESALER | 1427666 | [10 empty] | BANNER ENGINEERING | Q25SN6RE | CNW (TOWNSVILLE) ELECT SUPPLIES |  | CNW (MOUNT ISA) ELECT WHOLESALER | 1427666 | [12 empty] | https://www.bannerengineering.com/in/en/products/part.37092.html | [9 empty] | ENRICHED | 39121528 Photoelectric sensors |  |  | SENSOR | PHOTOELECTRIC | TYPE | RECTANGLE | SENSING RANGE |  | ELECTRICAL RATING | 10 TO 30 VDC | SENSING TARGET |  | RESPONSE TIME | 3 MS ON/1.5 MS OFF | CONNECTION TYPE | CABLE | LIGHT SOURCE | INFRARED LED | DEGREE OF PROTECTION | IP69K | CABLE LENGTH | 2 M | TEMPERATURE RATING | -40 TO 70 DEG C | MATERIAL | POLYCARBONATE | MOUNTING TYPE |  | SIZE |  | HAZARD CLASS |  | CERTIFICATION/STANDARD | [43 empty] | Production Completed
STP_009 - Lot7 | Data Enrichment | CIR | ok | 2023-11-09 | 14th-Nov |  | 1063093 | 1063093 | 1461142 | AU_QM_002599762 |  | ERSA | M | 5920 | 1461142GZPCLNT100 | EA |  | CAM,LOWER | CAM,LOWER | LINK: CAM,LOWER SUIT L/JULIUS PUMP STATION |  | LINK:CAM,LOWER |  |  | 1069379 @@ OTIS ELEVATOR CO. PTY LTD | DCS-37 | [10 empty] | OTIS ELEVATOR CO. PTY LTD | DCS-37 | [28 empty] | CLEANSED | 31151609 Chain links | SUIT L/JULIUS PUMP STATION |  | LINK | NO MODIFIER | TYPE | CAM,LOWER | SIZE |  | MATERIAL |  | COATING/FINISH |  | HAZARD CLASS |  | CERTIFICATION/STANDARD | [61 empty] | Production Completed
STP_009 - Lot7 | Data Enrichment | CIR | ok | 2023-11-09 | 13th-nov |  | 1063547 | 1063547 |  |  |  | ERSA | M | 1600 | 1571252GZPCLNT100 | EA |  | BUS BAR;PWR DISTRIBUTION POST | BARRA BUS; | BUS BAR;ADDITIONAL FEATURES EN:PWR DISTRIBUTION POST | BARRA BUS; |  |  |  | 1068087 @@ ASHDOWN INGRAM | ACX3145BL | [10 empty] | ASHDOWN INGRAM |  | OEX | ACX3145BL | [16 empty] | https://www.batteriesdirect.com.au/shop/product/28161/OEX%20Stud%20Single%20Terminal%20250A%20(Red).html | [9 empty] | ENRICHED | 39121432 Electrical terminals | FOR POWER DISTRIBUTION POST | COLOR:RED | TERMINAL | NO MODIFIER | TYPE | BUS BAR,STUD | VOLTAGE RATING |  | CURRENT RATING | 250 A | WIRE SIZE |  | SIZE | 8 MM | NUMBER OF TERMINALS | 1 | MOUNTING TYPE |  | TERMINAL MATERIAL | STAINLESS STEEL | INSULATION MATERIAL |  | HAZARD CLASS |  | CERTIFICATION/STANDARD | [51 empty] | Production Completed
STP_009 - Lot7 | Data Enrichment | CIR | ok | 2023-11-09 | 14th-Nov |  | 1067074 | 1067074 | 1356114 | AU_QM_000146780 |  | ERSA | M | 5620 | 1356114GZPCLNT100 | EA |  | CYLINDER TUBE SUMMARY | CYLINDER TUBE SUMMARY | CYLINDER BARREL: CYLINDER TUBE SUMMARY |  | CYLINDER BARREL:CYLINDER TUBE SUMMARY |  |  | 1070054 @@ SCHWING AUSTRALIA PTY LTD | 10143445 | [12 empty] | SCHWING AUSTRALIA PTY LTD | 10143445 | [16 empty] | https://motto-tr.com/en/schwing-spare-parts/ | [9 empty] | CLEANSED | 24112102 Barrels | CYLINDER TUBE SUMMARY |  | BARREL | NO MODIFIER | TYPE | CYLINDER | CAPACITY |  | MATERIAL |  | OVERALL SIZE |  | HAZARD CLASS |  | CERTIFICATION/STANDARD | [61 empty] | Production Completed
STP_009 - Lot7 | Data Enrichment | CIR | ok | 2023-11-09 | 14th-Nov |  | 1068022 | 1068022 | 1361012 | AU_QM_000158778 |  | ERSA | M | 4900 | 1361012GZPCLNT100 | EA |  | COMPRESSOR BELT TENSIONER PULLEY;75MM DI | COMPRESSOR BELT TENSIONER PULLEY;75MM DI | PULLEY,FLAT: COMPRESSOR BELT TENSIONER PULLEY;75MM DI AM X 33MM W;MERCEDES BENZ 904 ENGINE |  | PULLEY,FLAT:COMPRESSOR BELT TENSIONER PULLEY;75MM DI |  |  | 1068211 @@ PENSKE POWER SYSTEMS | 1361012 | [10 empty] | PENSKE POWER SYSTEMS | 1361012 | [21 empty] | ENGINE | MERCEDES BENZ | 904 |  |  |  |  | CLEANSED | 26111816 Flat pulley | COMPRESSOR BELT TENSIONER |  | PULLEY | FLAT | TYPE |  | INSIDE DIAMETER | 75 MM | OUTSIDE DIAMETER |  | WIDTH | 33 MM | MATERIAL |  | RIM TYPE |  | HAZARD CLASS |  | CERTIFICATION/STANDARD | [57 empty] | Production Completed
STP_009 - Lot7 | Data Enrichment | CIR | ok | 2023-11-09 | 14th-Nov |  | 1068079 | 1068079 | 1361011 | AU_QM_000158777 |  | ERSA | M | 4900 | 1361011GZPCLNT100 | EA |  | DIVERTER PULLEY;106.6MM DIAM X 34MM W;ME | DIVERTER PULLEY;106.6MM DIAM X 34MM W;ME | PULLEY,FLAT: DIVERTER PULLEY;106.6MM DIAM X 34MM W;ME RCEDES BENZ 904 ENGINE |  | PULLEY,FLAT:DIVERTER PULLEY;106.6MM DIAM X 34MM W;ME |  |  | 1068211 @@ PENSKE POWER SYSTEMS | DE-9062001170 | [10 empty] | PENSKE POWER SYSTEMS |  | MERCEDES BENZ | 9062001170 | [16 empty] | https://spareto.com/oe/9062001170 |  |  | ENGINE | MERCEDES BENZ | 904 |  |  |  |  | CLEANSED | 26111816 Flat pulley |  |  | PULLEY | FLAT | TYPE |  | INSIDE DIAMETER | 106.6 MM | OUTSIDE DIAMETER |  | WIDTH | 34 MM | MATERIAL |  | RIM TYPE |  | HAZARD CLASS |  | CERTIFICATION/STANDARD | [57 empty] | Production Completed
STP_009 - Lot7 | Data Enrichment | CIR | ok | 2023-11-09 | 14th-Nov |  | 1068240 | 1068240 | 1441320 | AU_QM_000986982 |  | ERSA | M | 2200 | 1441320GZPCLNT100 | EA |  | 150MM BUTTERFLY VALVE;EPDM MATERIAL; | 150MM BUTTERFLY VALVE;EPDM MATERIAL; | SEAT,VALVE: 150MM BUTTERFLY VALVE;EPDM MATERIAL; TANK HOUSE CELL UPGRADE |  | SEAT,VALVE: 150MM BUTTERFLY VALVE;EPDM MATERIAL; |  |  | 1068471 @@ EMERSON AUTOMATION SOLUTIONS | 1441320 | 1068546 @@ KEYFLO PACIFIC PTY LTD | 1441320 | [8 empty] | EMERSON AUTOMATION SOLUTIONS | 1441320 |  |  |  |  | KEYFLO PACIFIC PTY LTD | 1441320 | [22 empty] | CLEANSED | 40141646 Valve seat |  |  | SEAT | VALVE | VALVE TYPE | BUTTERFLY | VALVE SIZE | 150 MM | SEAT MATERIAL | EPDM | FLOW COEFFICIENT |  | SIZE |  | HAZARD CLASS |  | CERTIFICATION/STANDARD | [59 empty] | Production Completed
STP_009 - Lot7 | Data Enrichment | CIR | ok | 2023-11-09 | 14th-Nov |  | 1068464 | 1068464 | 1427419 | AU_QM_000460188 |  | ERSA | M | 5315 | 1427419GZPCLNT100 | EA |  | 32%W/W;SG 1.16;1000L BULKIBOX | 32%W/W;SG 1.16;1000L BULKIBOX | HYDROCHLORIC ACID; 32%W/W;SG 1.16;1000L BULKIBOX |  | HYDROCHLORIC ACID;32%W/W;SG 1.16;1000L BULKIBOX |  |  | 1069699 @@ REDOX PTY LTD | 1427419 | 1069196 @@ COOGEE QCA | 1427419 | 1068917 @@ ELITE SURFACE TECHNOLOGIES P/L | 1427419 | [6 empty] | REDOX PTY LTD | 1427419 |  |  |  |  | COOGEE QCA | 1427419 | ELITE SURFACE TECHNOLOGIES P/L | 1427419 | [20 empty] | CLEANSED | 12352323 Hydrochloric acid | 32%W/W,SG 1.16 |  | ACID | NO MODIFIER | TYPE | HYDROCHLORIC | CONCENTRATION/PURITY |  | GRADE |  | MSDS/CAS NUMBER |  | COMPOSITION |  | CONTAINER SIZE | 1000 L | CONTAINER | BULKIBOX | PH VALUE |  | SPECIFIC GRAVITY |  | FORM |  | COLOUR |  | ODOR |  | FLAMMABILITY |  | SHELF LIFE |  | HAZARD CLASS |  | CERTIFICATION/STANDARD | [41 empty] | Production Completed
STP_009 - Lot7 | Data Enrichment | CIR | ok | 2023-11-09 | 13th-nov |  | 1075568 | 1075568 |  |  |  | ERSA | M | 3730 | 1128070GZPCLNT100 | EA | 3000003 | CONDITIONER;CAT,4377412 | ACONDICIONADOR;CAT,4377412 | CONDITIONER;MNFR:CATERPILLAR,PTNO:4377412 | ACONDICIONADOR;MNFR:CATERPILLAR,PTNO:4377412 |  | CATERPILLAR | 4377412 | 1068196 @@ HASTINGS DEERING(AUSTRALIA) LTD | 4377412 | [12 empty] | CATERPILLAR | 437-7412 | HASTINGS DEERING(AUSTRALIA) LTD | [15 empty] | https://parts.cat.com/en/catcorp/437-7412 | [9 empty] | CLEANSED | 40101701 Air conditioners |  |  | AIR CONDITIONER | NO MODIFIER | TYPE |  | BTUH CAPACITY |  | REFRIGERANT TYPE |  | FLOW RATING |  | COOLING METHOD |  | POWER RATING |  | VOLTAGE RATING |  | CURRENT RATING |  | TANK CAPACITY |  | POWER CORD LENGTH |  | CONNECTION TYPE |  | HAZARD CLASS |  | CERTIFICATION/STANDARD | [47 empty] | Production Completed
STP_009 - Lot7 | Data Enrichment | CIR | ok | 2023-11-09 | 14th-Nov |  | 1079323 | 1079323 |  |  |  | ERSA | M | 3760 | 1614001GZPCLNT100 | EA | 3000013 | CASING;VOL,15146970 | REVESTIDOR;VOL,15146970 | CASING;MNFR:VOLVO,PTNO:15146970 | REVESTIDOR;MNFR:VOLVO,PTNO:15146970 |  | VOLVO | 15146970 | 1068317 @@ SMH EQUIPMENT PTY LTD | 15146970 | [12 empty] | VOLVO | 15146970 | SMH EQUIPMENT PTY LTD | [15 empty] | https://spare.avspart.com/spare/volvo.heavy/voe15146970/ | [9 empty] | CLEANSED | 31261600 Shells and casings |  |  | CASING | NO MODIFIER | TYPE |  | SIZE |  | MATERIAL |  | HAZARD CLASS |  | CERTIFICATION/STANDARD | [63 empty] | Production Completed
STP_009 - Lot7 | Data Enrichment | CIR | ok | 2023-11-09 | 14th-Nov |  | 1084682 | 1084682 |  |  |  | ERSA | M | 1600 | 1583519GZPCLNT100 | PAC | 3000422 | BUCKLE;CNW,UESG440,GIANT,19.05MM | HEBILLA;CNW,UESG440 | BUCKLE;MNFR:CNW,PTNO:UESG440,ADDITIONAL FEATURES EN:GIANT,19.05MM | HEBILLA;MNFR:CNW,PTNO:UESG440 |  | CNW | UESG440 | 1068181 @@ CNW (MOUNT ISA) ELECT WHOLESALER | UESG440 | [10 empty] | CNW | UESG440 |  |  | CNW (MOUNT ISA) ELECT WHOLESALER | UESG440 | [24 empty] | CLEANSED | 53141504 Buckles |  |  | BUCKLE | NO MODIFIER | TYPE | GIANT | LOCKING MECHANISM |  | SIZE | 19.05 MM | MATERIAL |  | HAZARD CLASS |  | CERTIFICATION/STANDARD | [61 empty] | Production Completed
STP_009 - Lot7 | Data Enrichment | CIR | ok | 2023-11-09 | 14th-Nov |  | 1084683 | 1084683 |  |  |  | ERSA | M | 1600 | 1583520GZPCLNT100 | PAC | 3000422 | BUCKLE;CNW,UESG441,GIANT,25.4MM | HEBILLA;CNW,UESG441 | BUCKLE;MNFR:CNW,PTNO:UESG441,ADDITIONAL FEATURES EN:GIANT,25.4MM | HEBILLA;MNFR:CNW,PTNO:UESG441 |  | CNW | UESG441 | 1068181 @@ CNW (MOUNT ISA) ELECT WHOLESALER | UESG441 | [10 empty] | CNW | UESG441 |  |  | CNW (MOUNT ISA) ELECT WHOLESALER | UESG441 | [24 empty] | CLEANSED | 53141504 Buckles |  |  | BUCKLE | NO MODIFIER | TYPE | GIANT | LOCKING MECHANISM |  | SIZE | 25.4 MM | MATERIAL |  | HAZARD CLASS |  | CERTIFICATION/STANDARD | [61 empty] | Production Completed
STP_009 - Lot7 | Data Enrichment | CIR | ok | 2023-11-09 | 14th-Nov |  | 1084684 | 1084684 |  |  |  | ERSA | M | 1600 | 1583521GZPCLNT100 | PAC | 3000422 | BUCKLE;CNW,UESG442,GIANT,31.75MM | HEBILLA;CNW,UESG442 | BUCKLE;MNFR:CNW,PTNO:UESG442,ADDITIONAL FEATURES EN:GIANT,31.75MM | HEBILLA;MNFR:CNW,PTNO:UESG442 |  | CNW | UESG442 | 1068181 @@ CNW (MOUNT ISA) ELECT WHOLESALER | UESG442 | [10 empty] | CNW | UESG442 |  |  | CNW (MOUNT ISA) ELECT WHOLESALER | UESG442 | [24 empty] | CLEANSED | 53141504 Buckles |  |  | BUCKLE | NO MODIFIER | TYPE | GIANT | LOCKING MECHANISM |  | SIZE | 31.75 MM | MATERIAL |  | HAZARD CLASS |  | CERTIFICATION/STANDARD | [61 empty] | Production Completed
STP_009 - Lot7 | Data Enrichment | CIR | ok | 2023-11-09 | 13th-nov |  | 1100257 | 1100257 | 1383435 | AU_QM_000223812 |  | ERSA | M | 5100 | 1383435GZPCLNT100 | EA | 3000003 | CONDITIONER;CAT,213-3384 | CONDITIONER;CAT,213-3384 | CONDITIONER;MNFR:CATERPILLAR,PTNO:213-3384 |  | CONDITIONER;CAT,213-3384CONDITIONER;HAS,213-3384 | CATERPILLAR | 213-3384 | 1068196 @@ HASTINGS DEERING(AUSTRALIA) LTD | 1383435 | [12 empty] | CATERPILLAR | 213-3384 | HASTINGS DEERING(AUSTRALIA) LTD | 1383435 | [14 empty] | https://parts.cat.com/en/catcorp/213-3384 | [9 empty] | CLEANSED | 40101701 Air conditioners |  |  | AIR CONDITIONER | NO MODIFIER | TYPE |  | BTUH CAPACITY |  | REFRIGERANT TYPE |  | FLOW RATING |  | COOLING METHOD |  | POWER RATING |  | VOLTAGE RATING |  | CURRENT RATING |  | TANK CAPACITY |  | POWER CORD LENGTH |  | CONNECTION TYPE |  | HAZARD CLASS |  | CERTIFICATION/STANDARD | [47 empty] | Production Completed
STP_009 - Lot7 | Data Enrichment | CIR | ok | 2023-11-09 | 13th-nov |  | 1100424 | 1100424 | 1379590 | AU_QM_000219024 |  | ERSA | M | 5100 | 1379590GZPCLNT100 | EA | 3000001 | CONDITIONER;EPI,5590 0166 50 | CONDITIONER;EPI,5590 0166 50 | CONDITIONER;MNFR:EPIROC,PTNO:5590 0166 50 |  | CONDITIONER;EPI,5590 0166 50CONDITIONER;EPI,5590 0166 50 | EPIROC | 5590 0166 50 | 1068108 @@ EPIROC AUSTRALIA PTY LTD | 5590016650 | [10 empty] | EPIROC | 5590 0166 50 |  |  | EPIROC AUSTRALIA PTY LTD | [15 empty] | https://www.szpfg.com/index.php/2021/09/08/61/ | [9 empty] | CLEANSED | 40101701 Air conditioners |  |  | AIR CONDITIONER | NO MODIFIER | TYPE |  | BTUH CAPACITY |  | REFRIGERANT TYPE |  | FLOW RATING |  | COOLING METHOD |  | POWER RATING |  | VOLTAGE RATING |  | CURRENT RATING |  | TANK CAPACITY |  | POWER CORD LENGTH |  | CONNECTION TYPE |  | HAZARD CLASS |  | CERTIFICATION/STANDARD | [47 empty] | Production Completed
STP_009 - Lot7 | Data Enrichment | CIR | ok | 2023-11-09 | 14th-Nov | Processed as per websource,conflict wrt input | 1102225 | 1102225 |  |  |  | ERSA | M | 1600 | 1523751GZPCLNT100 | EA |  | CONDITIONER,SGNL;RED LION PROGR,PGMMOD00 | CONDITIONER,SGNL;RED LION PROGR,PGMMOD00 | [5 empty] | 1068206 @@ RS COMPONENTS PTY LTD | 9221916 | [12 empty] | SCHNEIDER ELECTRIC | SSM1A16BD | [12 empty] | RS COMPONENTS PTY LTD | 922-1916 |  |  | https://www.se.com/au/en/product/SSM1A16BD/harmony-solid-state-relays-solid-state-modular-relay-6a-din-rail-mount-zero-voltage-switching-input-4-32v-dc-output-24-280v-ac/ | https://in.rsdelivers.com/product/schneider-electric/ssm1a16bd/schneider-electric-harmony-relay-series-solid-6-a/9221916 |  | RED LION PROGRAMMER |  | PGMMOD00 |  |  |  |  | ENRICHED | 39122333 Solid state relay |  |  | RELAY | SOLID STATE | TYPE |  | CURRENT RATING | 6:00 | VOLTAGE RATING | 24 TO 280 VDC | CONTACT VOLTAGE RATING |  | CONTACT CONFIGURATION |  | NUMBER OF PHASE |  | TERMINAL TYPE |  | MOUNTING TYPE | DIN RAIL | CONTACT MATERIAL |  | SIZE | 11 WDX90.3 HTX83.7 DP MM | ENCLOSURE | IP20 | TEMPERATURE RATING | -30 TO 80 DEG C | HAZARD CLASS |  | CERTIFICATION/STANDARD | [45 empty] | Production Completed
STP_009 - Lot7 | Data Enrichment | CIR | ok | 2023-11-09 | 14th-Nov | Processed as per websource,conflict wrt input | 1102226 | 1102226 |  |  |  | ERSA | M | 1600 | 1523750GZPCLNT100 | EA |  | CONDITIONER,SGNL;RED LION UNIVE,IAMS0010 | CONDITIONER,SGNL;RED LION UNIVE,IAMS0010 | [5 empty] | 1068206 @@ RS COMPONENTS PTY LTD | 9075971 | [12 empty] | RS PRO | 907-5971 | [12 empty] | RS COMPONENTS PTY LTD | 907-5971 |  |  | https://in.rsdelivers.com/product/rs-pro/rs-pro-red-flashing-beacon-110-230-v-ac-screw-led/9075971 |  |  | RED LION UNIVE |  | IAMS0010 |  |  |  |  | ENRICHED | 41112905 Infrared beacon |  |  | BEACON | NO MODIFIER | TYPE |  | LAMP TYPE | INFRARED LED | FLASH RATE |  | VOLTAGE RATING | 110 TO 230 VAC | CAP/LENS COLOUR | RED | FLASH TYPE |  | LAMP WATTAGE |  | LENS MATERIAL |  | SIZE | 45 MM HT | MOUNTING TYPE | SCREW | HOUSING/BASE MATERIAL |  | HAZARD CLASS |  | CERTIFICATION/STANDARD | [47 empty] | Production Completed
STP_009 - Lot7 | Data Enrichment | CIR | ok | 2023-11-09 | 14th-Nov |  | 1104510 | 1104510 |  |  |  | ERSA | M | 2700 | 1508198GZPCLNT100 | EA |  | DESK;SHIP SHAPE CORNER,SHWS71821.RCIR | DESK;SHIP SHAPE CORNER,SHWS71821.RCIR | DESK;ADDITIONAL FEATURES:SHIP SHAPE CORNER,SHWS71821.RCIR |  |  |  |  | 1068126 @@ EMPIRE OFFICE FURNITURE | SHWS71821.RCIR | [12 empty] | EMPIRE OFFICE FURNITURE | SHWS71821.RCIR | [16 empty] | https://empirefurniture.com.au/product/ship-shape-corner-workstation/ | [9 empty] | ENRICHED | 56101703 Desks |  |  | DESK | NO MODIFIER | TYPE | SHIP SHAPE CORNER WORKSTATION | SIZE | 1800 WDX750 DP MM | MATERIAL |  | NUMBER OF LEGS |  | NUMBER OF DRAWERS |  | NUMBER OF SHELVES |  | LOAD CAPACITY |  | COLOUR |  | HAZARD CLASS |  | CERTIFICATION/STANDARD | [53 empty] | Production Completed
STP_009 - Lot7 | Data Enrichment | CIR | ok | 2023-11-09 | 14th-Nov |  | 1104678 | 1104678 |  |  |  | ERSA | M | 4090 | 1514516GZPCLNT100 | EA |  | CURTAIN;RS RPO CLEAR,3M,PVC STRI,2020924 | CURTAIN;RS RPO CLEAR,3M,PVC STRI,2020924 | [5 empty] | 1068206 @@ RS COMPONENTS PTY LTD | 2020924 | [26 empty] | RS COMPONENTS PTY LTD | 2020924 | [12 empty] | CLEANSED | 52131501 Curtains |  |  | CURTAIN | NO MODIFIER | TYPE |  | SIZE | 3 M | COLOUR | RPO CLEAR | MATERIAL | PVC STRI | HANGING STYLE |  | DESIGN |  | HAZARD CLASS |  | CERTIFICATION/STANDARD | [57 empty] | Production Completed
STP_009 - Lot7 | Data Enrichment | CIR | ok | 2023-11-09 | 13th-nov | Processed as per websource,conflict wrt input | 1105264 | 1105264 |  |  |  | ERSA | M | 1600 | 1517152GZPCLNT100 | EA |  | CONDITIONER,SIGNAL;PROG,PCL45USB,PR4114 | CONDITIONER,SIGNAL;PROG,PCL45USB,PR4114 | CONDITIONER,SIGNAL;ADDITIONAL FEATURES:PROG,PCL45USB,PR4114 |  |  |  |  | 1069715 @@ ECE FAST | PR4114 | [12 empty] | ECE FAST | PR-4114 | [16 empty] | https://www.ecefast.co.nz/product/universal-input-transmitter/ | https://www.ecefast.co.nz/wp-content/uploads/2016/08/4114-1.pdf | [8 empty] | ENRICHED | 41112105 Temperature transmitters |  |  | TRANSMITTER | NO MODIFIER | TYPE | UNIVERSAL | MEASURING RANGE |  | ACCURACY | 0.1 PER | OUTPUT TYPE |  | INPUT RATING |  | SUPPLY VOLTAGE | 21.6 TO 253 VAC | MOUNTING TYPE |  | DISPLAY TYPE |  | PRESSURE RATING |  | TEMPERATURE RATING | -20 TO 60 DEG C | MATERIAL |  | ENCLOSURE | IP20 | SIZE | 23.5 WDX109 HTX104 DP MM | HAZARD CLASS |  | CERTIFICATION/STANDARD | [43 empty] | Production Completed
STP_009 - Lot7 | Data Enrichment | CIR | ok | 2023-11-09 | 14th-Nov | SUITABLE NM NOT FOUND (As per Web Source) | 1105305 | 1105305 |  |  |  | ERSA | M | 3000 | 1535316GZPCLNT100 | EA |  | CASING,PMP;SIDE PLATE,OUTPUT,SLC-1010-AA | CASING,PMP;SIDE PLATE,OUTPUT,SLC-1010-AA | CASING,PMP;ADDITIONAL FEATURES:SIDE PLATE,OUTPUT,SLC-1010-AA |  |  |  |  | 1070449 @@ GLOBAL PUMP GROUP PTY LTD | SLC-1010-AA | [12 empty] | GLOBAL PUMP GROUP PTY LTD | SLC-1010-AA | [16 empty] | https://www.globalpumps.com.au/hubfs/Techniflo%20mag%20drive%20IOMs/Techniflo%20TB%20IOM.pdf | [87 empty] | Production Completed
STP_009 - Lot7 | Data Enrichment | CIR | ok | 2023-11-09 | 14th-Nov |  | 1105432 | 1105432 |  |  |  | ERSA | M | 5100 | 1517134GZPCLNT100 | EA |  | CONDITIONER,SIGNAL;ACT20P,1453210000 | CONDITIONER,SIGNAL;ACT20P,1453210000 | [5 empty] | 1069660 @@ PACIFIC RIM TECHNICAL SERVICES | 1517134 | [10 empty] | PACIFIC RIM TECHNICAL SERVICES | 1517134 | WEIDMULLER | 1453210000 |  |  |  | ACT20P | [12 empty] | https://eshop.weidmueller.com/en/act20p-ui-ao-do-lp/p/1453210000 | [9 empty] | ENRICHED | 39121020 Signal conditioners |  |  | CONDITIONER | SIGNAL | TYPE |  | INPUT RATING |  | OUTPUT RATING | 4 TO 20 MA | ISOLATION | GALVANIC | ACCURACY | < 0.1 PER | SIZE | 12.5 WDX119.2 HTX113.6 DP MM | MOUNTING TYPE |  | TEMPERATURE RATING | -20 TO 70 DEG C | HAZARD CLASS |  | CERTIFICATION/STANDARD | [53 empty] | Production Completed
STP_009 - Lot7 | Data Enrichment | CIR | ok | 2023-11-09 | 14th-Nov |  | 1107956 | 1107956 | 1468855 | AU_QM_007878012 |  | ERSA | M | 3000 | 1468855GZPCLNT100 | EA |  | COMPLETE WITH SHAFT | COMPLETE WITH SHAFT | ROTOR,PUMP: COMPLETE WITH SHAFT |  | ROTOR,PUMP: COMPLETE WITH SHAFT |  |  | 1070449 @@ GLOBAL PUMP GROUP PTY LTD | 3-566-456-312-00 | [10 empty] | GLOBAL PUMP GROUP PTY LTD |  | VIKING PUMP | 3-566-456-312-00 | [16 empty] | https://www.radwell.co.uk/Buy/VIKING%20PUMP/VIKING%20PUMP/3-566-456-312-00 | https://summitpump.com/product-catalog/viking/hl4195/x-ref-3-566-456-312-00/ | [8 empty] | ENRICHED | 25171705 Rotors | COMPLETE WITH SHAFT |  | ROTOR | PUMP | TYPE |  | NUMBER OF SLOTS |  | DIAMETER |  | LENGTH |  | MATERIAL | DUCTILE IRON/STEEL | HAZARD CLASS |  | CERTIFICATION/STANDARD | [59 empty] | Production Completed
STP_009 - Lot7 | Data Enrichment | CIR | ok | 2023-11-09 | 14th-Nov |  | 1108851 | 1108851 | 1451667 | AU_QM_001160548 |  | ERSA | M | 4900 | 1451667GZPCLNT100 | EA |  | BELT IDLER PULLEY; | BELT IDLER PULLEY; | PULLEY: BELT IDLER PULLEY; V8 TOYOTA |  | PULLEY:BELT IDLER PULLEY; |  |  | 1068280 @@ ENGINEERING EXCELLENCE | PULLEYV8 | [10 empty] | ENGINEERING EXCELLENCE | PULLEYV8 | [22 empty] | TOYOTA | V8 |  |  |  |  | CLEANSED | 26111807 Timing pulley |  |  | PULLEY | TIMING BELT | TYPE | IDLER | BELT TYPE |  | BELT NUMBER |  | BORE DIAMETER |  | TOOTH PITCH |  | NUMBER OF TEETH |  | OUTSIDE DIAMETER |  | BORE LENGTH |  | RIM WIDTH |  | GROOVE DIAMETER |  | NUMBER OF GROOVES |  | PITCH DIAMETER |  | MATERIAL |  | MATERIAL SPECIFICATION |  | COATING/FINISH |  | KEYWAY SIZE |  | LOCKING SCREW SIZE |  | CERTIFICATION/STANDARD | [37 empty] | Production Completed
STP_009 - Lot7 | Data Enrichment | CIR | ok | 2023-11-09 | 14th-Nov |  | 1109511 | 1109511 | 1436366 | AU_QM_000847343 |  | ERSA | M | 2200 | 1436366GZPCLNT100 | EA |  | EIMCO CELL DART VALVE ROD ASSY; | EIMCO CELL DART VALVE ROD ASSY; | CONNECTING LINK,RIGID: EIMCO CELL DART VALVE ROD ASSY; CU CONCENTRATOR EIMCO TANK CELLS |  | CONNECTING LINK,RIGID:EIMCO CELL DART VALVE ROD ASSY; |  |  | 1068162 @@ FLSMIDTH PTY LTD | 1407315 | [10 empty] | FLSMIDTH PTY LTD | 1407315 | [21 empty] | CU CONCENTRATOR TANK CELLS | EIMCO | [5 empty] | CLEANSED | 31151609 Chain links | EIMCO CELL DART VALVE ROD ASSEMBLY |  | LINK | NO MODIFIER | TYPE | CONNECTING,RIGID | SIZE |  | MATERIAL |  | COATING/FINISH |  | HAZARD CLASS |  | CERTIFICATION/STANDARD | [61 empty] | Production Completed
STP_009 - Lot7 | Data Enrichment | CIR | ok | 2023-11-09 | 14th-Nov |  | 1113108 | 1113108 |  |  |  | ERSA | M | 2700 | 1573357GZPCLNT100 | EA |  | DESK;WRKSTN,CRNR,1800 W X 1800 W X 750 D | ESCRITORIO; | DESK;ADDITIONAL FEATURES EN:WORKSTATION,CORNER,1800 W X 1800 W X 750 D,SHIP SHAPE | ESCRITORIO; |  |  |  | 1068126 @@ EMPIRE OFFICE FURNITURE | SHWS71818.SBIR | [12 empty] | EMPIRE OFFICE FURNITURE | SHWS71818.SBIR | [16 empty] | https://empirefurniture.com.au/product/ship-shape-corner-workstation/ | [9 empty] | CLEANSED | 56101703 Desks |  |  | DESK | NO MODIFIER | TYPE | SHIP SHAPE CORNER WORKSTATION | SIZE | 1800 WDX750 DP MM | MATERIAL |  | NUMBER OF LEGS |  | NUMBER OF DRAWERS |  | NUMBER OF SHELVES |  | LOAD CAPACITY |  | COLOUR |  | HAZARD CLASS |  | CERTIFICATION/STANDARD | [53 empty] | Production Completed
STP_009 - Lot7 | Data Enrichment | CIR | ok | 2023-11-09 | 13th-nov |  | 1114449 | 1114449 |  |  |  | ERSA | M | 2920 | 1571348GZPCLNT100 | EA |  | BARRICADE,SAFTY;25M,RETRACTABLE BELT,RED | BARRERA SEGU; | BARRICADE,SAFETY;ADDITIONAL FEATURES EN:25M,RETRACTABLE BELT,RED/WHITE,WALL MNT RECEIVER CLIP & BRACKET | BARRERA SEGURIDAD; |  |  |  | 1068926 @@ CONTAIN IT SOLUTIONS | CRH-25RW | [12 empty] | CONTAIN IT SOLUTIONS | CRH-25RW | [26 empty] | CLEANSED | 46151501 Barricades | WALL MOUNT RECEIVER CLIP AND BRACKET |  | BARRICADE | SAFETY | TYPE | RETRACTABLE BELT | SIZE | 25 M | LEGEND |  | MATERIAL |  | COLOUR | RED/WHITE | HAZARD CLASS |  | CERTIFICATION/STANDARD | [59 empty] | Production Completed
STP_009 - Lot7 | Data Enrichment | CIR | ok | 2023-11-09 | 13th-nov |  | 1114450 | 1114450 |  |  |  | ERSA | M | 2920 | 1571347GZPCLNT100 | EA |  | BARRICADE,SAFTY;15M,RETRACTABLE BELT,RED | BARRERA SEGU; | BARRICADE,SAFETY;ADDITIONAL FEATURES EN:15M,RETRACTABLE BELT,RED/WHITE,WALL MOUNT RECEIVER CLIP & BRACKET | BARRERA SEGURIDAD; |  |  |  | 1068926 @@ CONTAIN IT SOLUTIONS | CRH-15RW | [12 empty] | CONTAIN IT SOLUTIONS | CRH-15RW | [26 empty] | CLEANSED | 46151501 Barricades | WALL MOUNT RECEIVER CLIP AND BRACKET |  | BARRICADE | SAFETY | TYPE | RETRACTABLE BELT | SIZE | 15 M | LEGEND |  | MATERIAL |  | COLOUR | RED/WHITE | HAZARD CLASS |  | CERTIFICATION/STANDARD | [59 empty] | Production Completed
STP_009 - Lot7 | Data Enrichment | CIR | ok | 2023-11-09 | 14th-Nov |  | 1145544 | 1145544 |  |  |  | ERSA | M | 1600 | 1536401GZPCLNT100 | EA |  | BUCKLE;SUIT 19MM S/STEEL B,YURIKA,406311 | BUCKLE;SUIT 19MM S/STEEL B,YURIKA,406311 | BUCKLE;ADDITIONAL FEATURES:SUIT 19MM S/STEEL B,YURIKA,406311 |  |  |  |  | 1068560 @@ YURIKA PTY LTD | 406311 | [10 empty] | YURIKA PTY LTD | 406311 | [28 empty] | CLEANSED | 53141504 Buckles |  |  | BUCKLE | NO MODIFIER | TYPE |  | LOCKING MECHANISM |  | SIZE | 19 MM | MATERIAL | STAINLESS STEEL | HAZARD CLASS |  | CERTIFICATION/STANDARD | [61 empty] | Production Completed
STP_009 - Lot7 | Data Enrichment | CIR | ok | 2023-11-09 | 14th-Nov |  | 1145545 | 1145545 |  |  |  | ERSA | M | 1600 | 1536400GZPCLNT100 | EA |  | BUCKLE;SUIT 10MM S/STEEL B,YURIKA,406303 | BUCKLE;SUIT 10MM S/STEEL B,YURIKA,406303 | BUCKLE;ADDITIONAL FEATURES:SUIT 10MM S/STEEL B,YURIKA,406303 |  |  |  |  | 1068560 @@ YURIKA PTY LTD | 406303 | [10 empty] | YURIKA PTY LTD | 406303 | [28 empty] | CLEANSED | 53141504 Buckles |  |  | BUCKLE | NO MODIFIER | TYPE |  | LOCKING MECHANISM |  | SIZE | 10 MM | MATERIAL | STAINLESS STEEL | HAZARD CLASS |  | CERTIFICATION/STANDARD | [61 empty] | Production Completed
STP_009 - Lot7 | Data Enrichment | CIR | ok | 2023-11-09 | 13th-nov |  | 1145564 | 1145564 |  |  |  | ERSA | M | 1600 | 1536377GZPCLNT100 | EA |  | BUS BAR;HASE CONNECTION, 8,YURIKA,168575 | BUS BAR;HASE CONNECTION, 8,YURIKA,168575 | BUS BAR;ADDITIONAL FEATURES:HASE CONNECTION, 8,YURIKA,168575 |  |  |  |  | 1068560 @@ YURIKA PTY LTD | 168575 | [10 empty] | YURIKA PTY LTD | 168575 | [28 empty] | CLEANSED | 39121117 Buss bar | HASE CONNECTION,8 |  | BUS BAR | NO MODIFIER | TYPE |  | MATERIAL |  | CROSS SECTION |  | LENGTH |  | INSULATION MATERIAL |  | CURRENT RATING |  | VOLTAGE RATING |  | FREQUENCY RATING |  | HAZARD CLASS |  | CERTIFICATION/STANDARD | [53 empty] | Production Completed
STP_009 - Lot7 | Data Enrichment | CIR | ok | 2023-11-09 | 14th-Nov |  | 1145931 | 1145931 |  |  |  | ERSA | M | 1600 | 1537213GZPCLNT100 | EA |  | CLOSER;R,AUTO 33KV, 3 PH,,YURIKA,2424034 | CLOSER;R,AUTO 33KV, 3 PH,,YURIKA,2424034 | CLOSER;ADDITIONAL FEATURES:R,AUTO 33KV, 3 PH,,YURIKA,2424034 |  |  |  |  | 1068560 @@ YURIKA PTY LTD | 2424034 | [10 empty] | YURIKA PTY LTD | 2424034 | [28 empty] | CLEANSED | 39121570 Recloser | VOLTAGE:33 KV,NUMBER OF PHASE:3 |  | CLOSER | NO MODIFIER | TYPE | R,AUTO | SIZE |  | MATERIAL |  | MOUNTING TYPE |  | HAZARD CLASS |  | CERTIFICATION/STANDARD | [61 empty] | Production Completed
STP_009 - Lot7 | Data Enrichment | CIR | ok | 2023-11-09 | 14th-Nov |  | 1145932 | 1145932 |  |  |  | ERSA | M | 1600 | 1537212GZPCLNT100 | EA |  | CLOSER;R,AUTO 11KV, 3 PH,,YURIKA,2424018 | CLOSER;R,AUTO 11KV, 3 PH,,YURIKA,2424018 | CLOSER;ADDITIONAL FEATURES:R,AUTO 11KV, 3 PH,,YURIKA,2424018 |  |  |  |  | 1068560 @@ YURIKA PTY LTD | 2424018 | [10 empty] | YURIKA PTY LTD | 2424018 | [28 empty] | CLEANSED | 39121570 Recloser | VOLTAGE:11 KV,NUMBER OF PHASE:3 |  | CLOSER | NO MODIFIER | TYPE | R,AUTO | SIZE |  | MATERIAL |  | MOUNTING TYPE |  | HAZARD CLASS |  | CERTIFICATION/STANDARD | [61 empty] | Production Completed
STP_009 - Lot7 | Data Enrichment | CIR | ok | 2023-11-09 | 14th-Nov |  | 1148187 | 1148187 |  |  |  | ERSA | M | 2700 | 1538919GZPCLNT100 | EA |  | DESK;OVERHEAD HUTCH,1070X1500WX,25049585 | DESK;OVERHEAD HUTCH,1070X1500WX,25049585 | DESK;ADDITIONAL FEATURES:OVERHEAD HUTCH,1070X1500WX,25049585 |  |  |  |  | 1068167 @@ WINC AUSTRALIA PTY LTD | 25049585 | [10 empty] | WINC AUSTRALIA PTY LTD | 25049585 | [28 empty] | CLEANSED | 56101703 Desks |  |  | DESK | NO MODIFIER | TYPE | OVERHEAD HUTCH | SIZE | 1070 LG MMX1.5 WD M | MATERIAL |  | NUMBER OF LEGS |  | NUMBER OF DRAWERS |  | NUMBER OF SHELVES |  | LOAD CAPACITY |  | COLOUR |  | HAZARD CLASS |  | CERTIFICATION/STANDARD | [53 empty] | Production Completed
STP_009 - Lot7 | Data Enrichment | CIR | ok | 2023-11-09 | 13th-nov |  | 1148220 | 1148220 |  |  |  | ERSA | M | 2920 | 1538804GZPCLNT100 | EA |  | BARRICADE,SAFTY;ADJ,3M TAPE,SNSASB03DHV | BARRICADE,SAFTY;ADJ,3M TAPE,SNSASB03DHV | BARRICADE,SAFTY;ADDITIONAL FEATURES:ADJ,3M TAPE,SNSASB03DHV |  |  |  |  | 1068181 @@ CNW (MOUNT ISA) ELECT WHOLESALER | ASB03DHV | [10 empty] | CNW (MOUNT ISA) ELECT WHOLESALER | SNSASB03DHV | [28 empty] | CLEANSED | 46151501 Barricades |  |  | BARRICADE | SAFETY | TYPE | ADJACENT,TAPE | SIZE | 3 M | LEGEND |  | MATERIAL |  | COLOUR |  | HAZARD CLASS |  | CERTIFICATION/STANDARD | [59 empty] | Production Completed
STP_009 - Lot7 | Data Enrichment | CIR | ok | 2023-11-09 | 13th-nov |  | 1148221 | 1148221 |  |  |  | ERSA | M | 2920 | 1538803GZPCLNT100 | EA |  | BARRICADE,SAFTY;ADJ,3M TAPE,SNSASB03DNE | BARRICADE,SAFTY;ADJ,3M TAPE,SNSASB03DNE | BARRICADE,SAFTY;ADDITIONAL FEATURES:ADJ,3M TAPE,SNSASB03DNE |  |  |  |  | 1068181 @@ CNW (MOUNT ISA) ELECT WHOLESALER | ASB03DNE | [10 empty] | CNW (MOUNT ISA) ELECT WHOLESALER | SNSASB03DNE | [28 empty] | CLEANSED | 46151501 Barricades |  |  | BARRICADE | SAFETY | TYPE | ADJACENT,TAPE | SIZE | 3 M | LEGEND |  | MATERIAL |  | COLOUR |  | HAZARD CLASS |  | CERTIFICATION/STANDARD | [59 empty] | Production Completed
STP_009 - Lot7 | Data Enrichment | CIR | ok | 2023-11-09 | 14th-Nov |  | 1150017 | 1150017 |  |  |  | ERSA | M | 2700 | 1529999GZPCLNT100 | EA |  | DESK;CORNER WORKSTATION,1,SHWS61818.RCIR | DESK;CORNER WORKSTATION,1,SHWS61818.RCIR | DESK;ADDITIONAL FEATURES:CORNER WORKSTATION,1,SHWS61818.RCIR |  |  |  |  | 1068126 @@ EMPIRE OFFICE FURNITURE | SHWS61818.RCIR | [12 empty] | EMPIRE OFFICE FURNITURE | SHWS61818.RCIR | [16 empty] | https://empirefurniture.com.au/product/ship-shape-corner-workstation/ | [9 empty] | ENRICHED | 56101703 Desks |  |  | DESK | NO MODIFIER | TYPE | SHIP SHAPE CORNER WORKSTATION | SIZE | 1800 WDX600 DP MM | MATERIAL |  | NUMBER OF LEGS |  | NUMBER OF DRAWERS |  | NUMBER OF SHELVES |  | LOAD CAPACITY |  | COLOUR |  | HAZARD CLASS |  | CERTIFICATION/STANDARD | [53 empty] | Production Completed
STP_009 - Lot7 | Data Enrichment | CIR | ok | 2023-11-09 | 14th-Nov |  | 1150340 | 1150340 |  |  |  | ERSA | M | 2700 | 1504492GZPCLNT100 | EA |  | DESK;OFFICE,ADJ,ELEC,230420211 | DESK;OFFICE,ADJ,ELEC,230420211 | DESK;ADDITIONAL FEATURES:OFFICE,ADJ,ELEC,230420211 |  |  |  |  | 1071650 @@ FDB COMMERCIAL PTY LTD | 1504492 | [10 empty] | FDB COMMERCIAL PTY LTD | 1504492 | [7 empty] | 230420211 | [20 empty] | CLEANSED | 56101703 Desks |  |  | DESK | NO MODIFIER | TYPE | OFFICE,ADJACENT,ELECTRICAL | SIZE |  | MATERIAL |  | NUMBER OF LEGS |  | NUMBER OF DRAWERS |  | NUMBER OF SHELVES |  | LOAD CAPACITY |  | COLOUR |  | HAZARD CLASS |  | CERTIFICATION/STANDARD | [53 empty] | Production Completed
STP_009 - Lot7 | Data Enrichment | CIR | ok | 2023-11-09 | 13th-nov |  | 1152512 | 1152512 |  |  |  | ERSA | M | 2920 | 1478465GZPCLNT100 | EA |  | CLOTHING,SAFETY,SHIRT L/S,MATERNITY | CLOTHING,SAFETY,SHIRT L/S,MATERNITY | CLOTHING,SAFETY;SHIRT L/S,MATERNITY |  |  |  |  | 1068502 @@ ATOM SUPPLY | 1478465 | [10 empty] | ATOM SUPPLY | 1478465 | [28 empty] | CLEANSED | 46181500 Safety apparel |  |  | CLOTHING | SAFETY | TYPE | SHIRT,MATERNITY | SIZE | LARGE/SMALL | DESIGN |  | MATERIAL |  | COLOUR |  | HAZARD CLASS |  | CERTIFICATION/STANDARD | [59 empty] | Production Completed
STP_009 - Lot7 | Data Enrichment | CIR | ok | 2023-11-09 | 13th-nov |  | 1152513 | 1152513 |  |  |  | ERSA | M | 2920 | 1478464GZPCLNT100 | EA |  | CLOTHING,SAFETY,PANTS CARGO MATERNITY | CLOTHING,SAFETY,PANTS CARGO MATERNITY | CLOTHING,SAFETY;PANTS CARGO MATERNITY |  |  |  |  | 1068502 @@ ATOM SUPPLY | 1478464 | [10 empty] | ATOM SUPPLY | 1478464 | [28 empty] | CLEANSED | 46181500 Safety apparel |  |  | CLOTHING | SAFETY | TYPE | PANTS,MATERNITY | SIZE |  | DESIGN |  | MATERIAL |  | COLOUR | CARGO | HAZARD CLASS |  | CERTIFICATION/STANDARD | [59 empty] | Production Completed
STP_009 - Lot7 | Data Enrichment | CIR | ok | 2023-11-09 | 13th-nov |  | 1153476 | 1153476 |  |  |  | ERSA | M | 1600 | 1514645GZPCLNT100 | EA |  | BUS BAR;BUSBAR COMB RESI MAX,SCHRMXPH112 | BUS BAR;BUSBAR COMB RESI MAX,SCHRMXPH112 | BUS BAR;ADDITIONAL FEATURES:BUSBAR COMB RESI MAX,SCHRMXPH112 |  |  |  |  | 1068181 @@ CNW (MOUNT ISA) ELECT WHOLESALER | SCHRMXPH112 | [12 empty] | SCHNEIDER | RMXPH112 | [16 empty] | https://eref.se.com/au/en/clipsal/product-pdf/RMXPH112 | https://shop.cnw.com.au/cnw/en/AUD/AllCategories/Electrical-Distribution/Busbar/BUSBAR-COMB-RESI-MAX-1P%2BN-12-MODULE/p/SCHRMXPH112I28 | [8 empty] | ENRICHED | 39121117 Buss bar | COMB RESI MAX |  | BUS BAR | NO MODIFIER | TYPE |  | MATERIAL |  | CROSS SECTION |  | LENGTH |  | INSULATION MATERIAL |  | CURRENT RATING | 80 A | VOLTAGE RATING | 230 V | FREQUENCY RATING |  | HAZARD CLASS |  | CERTIFICATION/STANDARD | [53 empty] | Production Completed
STP_009 - Lot7 | Data Enrichment | CIR | ok | 2023-11-09 | 13th-nov |  | 1153953 | 1153953 |  |  |  | ERSA | M | 1600 | 1506770GZPCLNT100 | EA |  | BUS BAR;BUSBAR,COMB PIN,TYPE 1,NHPICL123 | BUS BAR;BUSBAR,COMB PIN,TYPE 1,NHPICL123 | BUS BAR;ADDITIONAL FEATURES:BUSBAR,COMB PIN,TYPE 1,NHPICL123 |  |  |  |  | 1068181 @@ CNW (MOUNT ISA) ELECT WHOLESALER | ICL123 | 1068652 @@ J BLACKWOOD & SONS | 1506770 | [8 empty] | CNW (MOUNT ISA) ELECT WHOLESALER |  | NHP | ICL123 | [12 empty] | J BLACKWOOD & SONS | 1506770 |  |  | https://cdn2.learsmith.com.au/medias/sys_Aulearsmith/sheets/sheets/h0c/hfb/9115104739358/ICL123-pds.pdf | [9 empty] | ENRICHED | 39121117 Buss bar | COMB PIN,TYPE 1 |  | BUS BAR | NO MODIFIER | TYPE |  | MATERIAL |  | CROSS SECTION |  | LENGTH |  | INSULATION MATERIAL |  | CURRENT RATING | 130 A | VOLTAGE RATING |  | FREQUENCY RATING |  | HAZARD CLASS |  | CERTIFICATION/STANDARD | [53 empty] | Production Completed
STP_009 - Lot7 | Data Enrichment | CIR | ok | 2023-11-09 | 14th-Nov |  | 1154969 | 1154969 |  |  |  | ERSA | M | 5915 | 1495070GZPCLNT100 | EA |  | CURTAIN;QBC X-LRGE,5.7M X 5.3M,NF0000150 | CURTAIN;QBC X-LRGE,5.7M X 5.3M,NF0000150 | CURTAIN;ADDITIONAL FEATURES:QBC X-LRGE,5.7M X 5.3M,NF0000150 |  |  |  |  | 1070040 @@ ORICA AUSTRALIA PTY LTD | 1495070 | 1075600 @@ NATIONWIDE MINING CORP PTY LTD | 1495070 | [8 empty] | ORICA AUSTRALIA PTY LTD | 1495070 |  |  |  |  | NATIONWIDE MINING CORP PTY LTD | 1495070 |  | NF0000150 | [20 empty] | CLEANSED | 52131501 Curtains | QBC |  | CURTAIN | NO MODIFIER | TYPE |  | SIZE | X-LARGE | COLOUR |  | MATERIAL |  | HANGING STYLE |  | DESIGN |  | HAZARD CLASS |  | CERTIFICATION/STANDARD | [57 empty] | Production Completed
STP_009 - Lot7 | Data Enrichment | CIR | ok | 2023-11-09 | 14th-Nov |  | 1154970 | 1154970 |  |  |  | ERSA | M | 5915 | 1495069GZPCLNT100 | EA |  | CURTAIN;QBC MEDIUM,3.6M X 3.8M,NF0000581 | CURTAIN;QBC MEDIUM,3.6M X 3.8M,NF0000581 | CURTAIN;ADDITIONAL FEATURES:QBC MEDIUM,3.6M X 3.8M,NF0000581 |  |  |  |  | 1070040 @@ ORICA AUSTRALIA PTY LTD | 1495069 | 1075600 @@ NATIONWIDE MINING CORP PTY LTD | 1495069 | [8 empty] | ORICA AUSTRALIA PTY LTD | 1495069 |  |  |  |  | NATIONWIDE MINING CORP PTY LTD | 1495069 |  | NF0000581 | [20 empty] | CLEANSED | 52131501 Curtains | QBC |  | CURTAIN | NO MODIFIER | TYPE |  | SIZE | MEDIUM | COLOUR |  | MATERIAL |  | HANGING STYLE |  | DESIGN |  | HAZARD CLASS |  | CERTIFICATION/STANDARD | [57 empty] | Production Completed
STP_009 - Lot7 | Data Enrichment | CIR | ok | 2023-11-09 | 14th-Nov |  | 1155018 | 1155018 |  |  |  | ERSA | M | 2700 | 1538922GZPCLNT100 | EA |  | DESK;CNR W/STATION,1800WX1800WX,87170300 | DESK;CNR W/STATION,1800WX1800WX,87170300 | DESK;ADDITIONAL FEATURES:CNR W/STATION,1800WX1800WX,87170300 |  |  |  |  | 1068167 @@ WINC AUSTRALIA PTY LTD | 87170300 | [12 empty] | WINC AUSTRALIA PTY LTD | 87170300 | [16 empty] | https://www.winc.com.au/main-catalogue-productdetail/rapid-line-corner-workstation-730h-x-1800w-x-1800w-x-750dmm-beech-ironstone/87170300 | [9 empty] | ENRICHED | 56101703 Desks |  |  | DESK | NO MODIFIER | TYPE | RAPID LINE CORNER WORKSTATION | SIZE | 1800 WDX730 HTX750 DP MM | MATERIAL | MELAMINE | NUMBER OF LEGS |  | NUMBER OF DRAWERS |  | NUMBER OF SHELVES |  | LOAD CAPACITY |  | COLOUR | BEECH/IRONSTONE | HAZARD CLASS |  | CERTIFICATION/STANDARD | [53 empty] | Production Completed
STP_009 - Lot7 | Data Enrichment | CIR | ok | 2023-11-09 | 14th-Nov |  | 1155589 | 1155589 |  |  |  | ERSA | M | 5380 | 1506989GZPCLNT100 | EA |  | ACID;HYDROCHLORIC ACID,5LT,MSPS0001 | ACID;HYDROCHLORIC ACID,5LT,MSPS0001 | ACID;ADDITIONAL FEATURES:HYDROCHLORIC ACID,5LT,MSPS0001 |  |  |  |  | 1068148 @@ MILES STREET POOL SUPPLIES | MSPS0001 | [10 empty] | MILES STREET POOL SUPPLIES | MSPS0001 | [28 empty] | CLEANSED | 12352323 Hydrochloric acid |  |  | ACID | NO MODIFIER | TYPE | HYDROCHLORIC | CONCENTRATION/PURITY |  | GRADE |  | MSDS/CAS NUMBER |  | COMPOSITION |  | CONTAINER SIZE | 5 L | CONTAINER |  | PH VALUE |  | SPECIFIC GRAVITY |  | FORM |  | COLOUR |  | ODOR |  | FLAMMABILITY |  | SHELF LIFE |  | HAZARD CLASS |  | CERTIFICATION/STANDARD | [41 empty] | Production Completed
STP_009 - Lot7 | Data Enrichment | CIR | ok | 2023-11-09 | 14th-Nov |  | 1179530 | 1179530 |  |  |  | ERSA | M | 2700 | 1542965GZPCLNT100 | EA |  | DESK;CORNER WORKSTATION | ESCRITORIO; | DESK;ADDITIONAL FEATURES EN:CORNER WORKSTATION | ESCRITORIO; |  |  |  | 1068126 @@ EMPIRE OFFICE FURNITURE | SHWS61515.WHSV | [12 empty] | EMPIRE OFFICE FURNITURE | SHWS61515.WHSV | [16 empty] | https://empirefurniture.com.au/product/ship-shape-corner-workstation/ | [9 empty] | ENRICHED | 56101703 Desks |  |  | DESK | NO MODIFIER | TYPE | SHIP SHAPE CORNER WORKSTATION | SIZE | 1500 WDX727 HTX600 DP MM | MATERIAL |  | NUMBER OF LEGS |  | NUMBER OF DRAWERS |  | NUMBER OF SHELVES |  | LOAD CAPACITY |  | COLOUR |  | HAZARD CLASS |  | CERTIFICATION/STANDARD | [53 empty] | Production Completed
STP_009 - Lot7 | Data Enrichment | CIR | ok | 2023-11-09 | 13th-nov |  | 1179811 | 1179811 |  |  |  | ERSA | M | 2920 | 1513235GZPCLNT100 | EA |  | CLOTHING,SAFTY;CINCH,DO NOT USE | ROPA SEGU; | CLOTHING,SAFETY;TYPE:CINCH,201244, MB90530002 | ROPA SEGURIDAD; |  |  |  | 1069578 @@ WORN OUT WEST | 201244, MB90530002 | [10 empty] | WORN OUT WEST | 201244 | CINCH JEANS | MB90530002 | [16 empty] | https://www.highcountrywesternwear.com/products/mens-cinch-green-label-jean-mb90530002-c | https://dannyswesternwear.com/cinch-mens-relaxed-fit-green-label-mb90530002.html | [8 empty] | ENRICHED | 46181500 Safety apparel |  |  | CLOTHING | SAFETY | TYPE |  | SIZE |  | DESIGN | GREEN LABEL | MATERIAL |  | COLOUR |  | HAZARD CLASS |  | CERTIFICATION/STANDARD | [59 empty] | Production Completed
STP_009 - Lot7 | Data Enrichment | CIR | ok | 2023-11-09 | 14th-Nov |  | 1179884 | 1179884 |  |  |  | ERSA | M | 5920 | 1569175GZPCLNT100 | EA | 3000353 | CASING;SULZ,104607863008,WEAR RING | REVESTIDOR;SULZ,104607863008 | CASING;MNFR:SULZER,PTNO:104607863008,ADDITIONAL FEATURES EN:WEAR RING | REVESTIDOR;MNFR:SULZER,PTNO:104607863008 |  | SULZER | 104607863008 | 1068276 @@ SULZER AUSTRALIA PTY LTD | 104607863008 | [10 empty] | SULZER | 104607863008 |  |  | SULZER AUSTRALIA PTY LTD | 104607863008 | [18 empty] | SULZER | [5 empty] | CLEANSED | 40151701 Pump casings |  |  | CASING | PUMP | TYPE | WEAR RING | PUMP SIZE |  | INLET CONNECTION |  | OUTLET CONNECTION |  | MATERIAL |  | MOUNTING TYPE |  | OVERALL SIZE |  | HAZARD CLASS |  | CERTIFICATION/STANDARD | [55 empty] | Production Completed
STP_009 - Lot7 | Data Enrichment | CIR | ok | 2023-11-09 | 14th-Nov |  | 1180048 | 1180048 |  |  |  | ERSA | M | 2700 | 1568986GZPCLNT100 | EA |  | DESK;MAPLE TOP,WHITE FRAME,725X1500X750M | ESCRITORIO; | DESK;ADDITIONAL FEATURES EN:MAPLE TOP,WHITE FRAME,725X1500X750MM | ESCRITORIO; |  |  |  | 1068167 @@ WINC AUSTRALIA PTY LTD | 25102906 | [12 empty] | WINC AUSTRALIA PTY LTD | 25102906 | [26 empty] | CLEANSED | 56101703 Desks | WHITE FRAME |  | DESK | NO MODIFIER | TYPE | MAPLE TOP | SIZE | 1500 WDX725 HTX750 DP MM | MATERIAL |  | NUMBER OF LEGS |  | NUMBER OF DRAWERS |  | NUMBER OF SHELVES |  | LOAD CAPACITY |  | COLOUR |  | HAZARD CLASS |  | CERTIFICATION/STANDARD | [53 empty] | Production Completed
STP_009 - Lot7 | Data Enrichment | CIR | ok | 2023-11-09 | 14th-Nov |  | 1180258 | 1180258 |  |  |  | ERSA | M | 1600 | 1544233GZPCLNT100 | EA |  | CURTAIN;CLR,PVC,CNW1200X3X20PVCCLEAR | CORTINA; | CURTAIN;SIZE:TBC,ADDITIONAL FEATURES EN:CLEAR,PVC,A CABINET | CORTINA; |  |  |  | 1068181 @@ CNW (MOUNT ISA) ELECT WHOLESALER | CNW1200X3X20PVCCLEAR | [10 empty] | CNW (MOUNT ISA) ELECT WHOLESALER | CNW1200X3X20PVCCLEAR | [28 empty] | CLEANSED | 52131501 Curtains |  |  | CURTAIN | NO MODIFIER | TYPE | TBC,A CABINET | SIZE | 1.2 MX3X20 MM | COLOUR | CLEAR | MATERIAL | PVC | HANGING STYLE |  | DESIGN |  | HAZARD CLASS |  | CERTIFICATION/STANDARD | [57 empty] | Production Completed
STP_009 - Lot7 | Data Enrichment | CIR | ok | 2023-11-09 | 14th-Nov |  | 1180482 | 1180482 |  |  |  | ERSA | M | 2700 | 1526346GZPCLNT100 | EA |  | DESK;SIT/STAND,CNR,1800W,700D,685-1285H | ESCRITORIO; | DESK;TYPE:SIT/STAND,ADDITIONAL FEATURES EN:CNR,1800W,700D,685-1285H | ESCRITORIO; |  |  |  | 1071650 @@ FDB COMMERCIAL PTY LTD | SE-18187 | [10 empty] | FDB COMMERCIAL PTY LTD |  |  | SE-18187 | [16 empty] | https://www.officefurnitureworld.com.au/product/electric-sit-to-stand-height-adjustable-corner-works/ | [9 empty] | CLEANSED | 56101703 Desks | HEIGHT:685 TO 1285 MM |  | DESK | NO MODIFIER | TYPE | SIT/STAND | SIZE | 1.8 WD MX700 DP MM | MATERIAL |  | NUMBER OF LEGS |  | NUMBER OF DRAWERS |  | NUMBER OF SHELVES |  | LOAD CAPACITY |  | COLOUR |  | HAZARD CLASS |  | CERTIFICATION/STANDARD | [53 empty] | Production Completed
STP_009 - Lot7 | Data Enrichment | CIR | ok | 2023-11-09 | 14th-Nov |  | 1180483 | 1180483 |  |  |  | ERSA | M | 2700 | 1526345GZPCLNT100 | EA |  | DESK;SIT/STAND,1800W,700D,685-1285H | ESCRITORIO; | DESK;TYPE:SIT/STAND,ADDITIONAL FEATURES EN:1800W,700D,685-1285H | ESCRITORIO; |  |  |  | 1071650 @@ FDB COMMERCIAL PTY LTD | SE-187 | [10 empty] | FDB COMMERCIAL PTY LTD | SE-187 | [28 empty] | CLEANSED | 56101703 Desks | HEIGHT:685 TO 1285 MM |  | DESK | NO MODIFIER | TYPE | SIT/STAND | SIZE | 1.8 WD MX700 DP MM | MATERIAL |  | NUMBER OF LEGS |  | NUMBER OF DRAWERS |  | NUMBER OF SHELVES |  | LOAD CAPACITY |  | COLOUR |  | HAZARD CLASS |  | CERTIFICATION/STANDARD | [53 empty] | Production Completed
STP_009 - Lot7 | Data Enrichment | CIR | ok | 2023-11-09 | 13th-nov |  | 1180521 | 1180521 |  |  |  | ERSA | M | 1600 | 1522827GZPCLNT100 | EA |  | BUS BAR;INSUL BRAIDED COND,ACC534409 | BARRA BUS; | BUS BAR;ADDITIONAL FEATURES EN:INSUL BRAIDED COND,ACC534409 | BARRA BUS; |  |  |  | 1068181 @@ CNW (MOUNT ISA) ELECT WHOLESALER | 534409 | [10 empty] | CNW (MOUNT ISA) ELECT WHOLESALER |  |  | 534409 |  |  |  | ACC534409 | [12 empty] | https://us.rs-online.com/product/nvent-eriflex/534409/71532980/ | [9 empty] | ENRICHED | 39121117 Buss bar | INSULATED BRAIDED CONDUCTOR |  | BUS BAR | NO MODIFIER | TYPE |  | MATERIAL |  | CROSS SECTION | 25 TO 240 MM2 | LENGTH | 230 TO 1030 MM | INSULATION MATERIAL |  | CURRENT RATING | 80 TO 700 A | VOLTAGE RATING |  | FREQUENCY RATING |  | HAZARD CLASS |  | CERTIFICATION/STANDARD | [53 empty] | Production Completed
STP_009 - Lot7 | Data Enrichment | CIR | ok | 2023-11-09 | 13th-nov |  | 1180603 | 1180603 |  |  |  | ERSA | M | 2920 | 1574584GZPCLNT100 | EA |  | CLOTHING,SAFTY;PANTS,WOMENS CARGO NAVY 8 | ROPA SEGU; | CLOTHING,SAFETY;ADDITIONAL FEATURES EN:PANTS,WOMENS CARGO NAVY 8,COTTON DRILL 310GSM 3M TAPE,ENDURITE | ROPA SEGURIDAD; |  |  |  | 1068502 @@ ATOM SUPPLY | 40023008 | [10 empty] | ATOM SUPPLY | 40023008 |  |  | ENDURITE | [25 empty] | CLEANSED | 46181500 Safety apparel | 310GSM 3M TAPE |  | CLOTHING | SAFETY | TYPE | PANTS,WOMENS | SIZE | 8 | DESIGN | CARGO | MATERIAL | COTTON DRILL | COLOUR | NAVY | HAZARD CLASS |  | CERTIFICATION/STANDARD | [59 empty] | Production Completed
STP_009 - Lot7 | Data Enrichment | CIR | ok | 2023-11-09 | 13th-nov |  | 1180667 | 1180667 |  |  |  | ERSA | M | 4090 | 1574363GZPCLNT100 | EA |  | BARRICADE;CONTAINMENT ROLL,2 M X 45 M | BARRICADA; | BARRICADE;ADDITIONAL FEATURES EN:CONTAINMENT ROLL,2 M X 45 M | BARRICADA; |  |  |  | 1068663 @@ BURWELL TECHNOLOGIES PTY LTD | 1102-3425 | [12 empty] | BURWELL TECHNOLOGIES PTY LTD | 1102-3425 | [16 empty] | https://www.burwell.com.au/products/containment-screen/envirogard | [9 empty] | CLEANSED | 30265802 Plastic sheet |  |  | SHEET | NO MODIFIER | TYPE | CONTAINMENT ROLL | LENGTH | 45 M | WIDTH | 2 M | THICKNESS |  | MATERIAL | POLYETHYLENE | MATERIAL SPECIFICATION |  | GRADE |  | COATING/FINISH |  | HAZARD CLASS |  | CERTIFICATION/STANDARD | [53 empty] | Production Completed
STP_009 - Lot7 | Data Enrichment | CIR | ok | 2023-11-09 | 13th-nov |  | 1184215 | 1184215 |  |  |  | ERSA | M | 1600 | 1560201GZPCLNT100 | EA | 3000422 | BUS BAR;CNW,NHPICL213,100A,21P,3 PHASE,C | BARRA BUS;CNW,NHPICL213 | BUS BAR;MNFR:CNW,PTNO:NHPICL213,ADDITIONAL FEATURES EN:100A,21P,3 PHASE,COMB | BARRA BUS;MNFR:CNW,PTNO:NHPICL213 |  | CNW | NHPICL213 | 1068181 @@ CNW (MOUNT ISA) ELECT WHOLESALER | NHPICL213 | [10 empty] | CNW |  | NHP | ICL213 | CNW (MOUNT ISA) ELECT WHOLESALER | [15 empty] | https://nhp.com.au/product/icl213 | [9 empty] | CLEANSED | 39121117 Buss bar | NUMBER OF POLE:21,NUMBER OF PHASE:3,COMB |  | BUS BAR | NO MODIFIER | TYPE |  | MATERIAL |  | CROSS SECTION |  | LENGTH |  | INSULATION MATERIAL |  | CURRENT RATING | 100 A | VOLTAGE RATING |  | FREQUENCY RATING |  | HAZARD CLASS |  | CERTIFICATION/STANDARD | [53 empty] | Production Completed
STP_009 - Lot7 | Data Enrichment | CIR | ok | 2023-11-09 | 13th-nov |  | 1184216 | 1184216 |  |  |  | ERSA | M | 1600 | 1560200GZPCLNT100 | EA | 3000422 | BUS BAR;CNW,NHPIBC121P,CMB,120A,1 PHASE | BARRA BUS;CNW,NHPIBC121P | BUS BAR;MNFR:CNW,PTNO:NHPIBC121P,ADDITIONAL FEATURES EN:COMB,120A,1 PHASE,21P | BARRA BUS;MNFR:CNW,PTNO:NHPIBC121P |  | CNW | NHPIBC121P | 1068181 @@ CNW (MOUNT ISA) ELECT WHOLESALER | NHPIBC121P | [10 empty] | CNW |  | NHP | IBC121P | CNW (MOUNT ISA) ELECT WHOLESALER | [15 empty] | https://nhp.com.au/product/ibc121p | [9 empty] | CLEANSED | 39121117 Buss bar | NUMBER OF POLE:21,NUMBER OF PHASE:1,COMB |  | BUS BAR | NO MODIFIER | TYPE |  | MATERIAL |  | CROSS SECTION |  | LENGTH |  | INSULATION MATERIAL |  | CURRENT RATING | 120 A | VOLTAGE RATING |  | FREQUENCY RATING |  | HAZARD CLASS |  | CERTIFICATION/STANDARD | [53 empty] | Production Completed
STP_009 - Lot7 | Data Enrichment | CIR | ok | 2023-11-09 | 13th-nov | SERIES MATCH | 1186326 | 1186326 |  |  |  | ERSA | M | 2920 | 1552892GZPCLNT100 | EA | 3000422 | CLOTHING,SAFTY;CNW,ARC-BALACLAVA2,BALACL | ROPA SEGU;CNW,ARC-BALACLAVA2 | CLOTHING,SAFETY;MNFR:CNW,PTNO:ARC-BALACLAVA2,ADDITIONAL FEATURES EN:BALACLAVA,CAT 2,DBL LAYER,200GSM | ROPA SEGURIDAD;MNFR:CNW,PTNO:ARC-BALACLAVA2 |  | CNW | ARC-BALACLAVA2 | 1068181 @@ CNW (MOUNT ISA) ELECT WHOLESALER | ARC-BALACLAVA2 | [12 empty] | CNW | ARC-BALACLAVA2 | CNW (MOUNT ISA) ELECT WHOLESALER | ARC-BALACLAVA2 | [14 empty] | https://www.substation-safety.com/product/arcflash-balaclava/ | [9 empty] | ENRICHED | 46181500 Safety apparel | DOUBLE LAYER,200GSM |  | CLOTHING | SAFETY | TYPE | ARC FLASH | SIZE |  | DESIGN |  | MATERIAL | FABRIC | COLOUR | NAVY | HAZARD CLASS |  | CERTIFICATION/STANDARD | [59 empty] | Production Completed
STP_009 - Lot7 | Data Enrichment | CIR | ok | 2023-11-09 | 13th-nov |  | 1186453 | 1186453 |  |  |  | ERSA | M | 1600 | 1552760GZPCLNT100 | EA | 3000422 | BUS BAR;CNW,SCHA9XPH124,CMB,1P,100A,24MO | BARRA BUS;CNW,SCHA9XPH124 | BUS BAR;MNFR:CNW,PTNO:SCHA9XPH124,ADDITIONAL FEATURES EN:COMB,1P,100A,24MOD | BARRA BUS;MNFR:CNW,PTNO:SCHA9XPH124 |  | CNW | SCHA9XPH124 | 1068181 @@ CNW (MOUNT ISA) ELECT WHOLESALER | SCHA9XPH124 | [10 empty] | CNW |  | SCHNEIDER | A9XPH124 | CNW (MOUNT ISA) ELECT WHOLESALER | [15 empty] | https://www.se.com/uk/en/product/A9XPH124/acti9-comb-busbar-1l-18-mm-pitch-24-modules-100a/ | [9 empty] | ENRICHED | 39121117 Buss bar | NUMBER OF POLE:1,24 MODULE,COMB |  | BUS BAR | NO MODIFIER | TYPE |  | MATERIAL |  | CROSS SECTION | 16 MM2 | LENGTH |  | INSULATION MATERIAL |  | CURRENT RATING | 100 A | VOLTAGE RATING | 415 VAC | FREQUENCY RATING |  | HAZARD CLASS |  | CERTIFICATION/STANDARD | IEC 61439-2/60947-7-1 | [52 empty] | Production Completed
STP_009 - Lot7 | Data Enrichment | CIR | ok | 2023-11-09 | 13th-nov |  | 1186455 | 1186455 |  |  |  | ERSA | M | 1600 | 1552758GZPCLNT100 | EA | 3000422 | BUS BAR;CNW,SCHA9XPH324,CMB,24 MODULE,3P | BARRA BUS;CNW,SCHA9XPH324 | BUS BAR;MNFR:CNW,PTNO:SCHA9XPH324,ADDITIONAL FEATURES EN:COMB,24 MODULE,3POLE,100A | BARRA BUS;MNFR:CNW,PTNO:SCHA9XPH324 |  | CNW | SCHA9XPH324 | 1068181 @@ CNW (MOUNT ISA) ELECT WHOLESALER | SCHA9XPH324 | [10 empty] | CNW |  | SCHNEIDER | A9XPH324 | CNW (MOUNT ISA) ELECT WHOLESALER | [15 empty] | https://www.se.com/eg/en/product/A9XPH324/acti9-comb-busbar-3l-18-mm-pitch-24-modules-100a/ | [9 empty] | ENRICHED | 39121117 Buss bar | NUMBER OF POLE:3,24 MODULE,COMB |  | BUS BAR | NO MODIFIER | TYPE |  | MATERIAL |  | CROSS SECTION | 16 MM2 | LENGTH |  | INSULATION MATERIAL |  | CURRENT RATING | 100 A | VOLTAGE RATING | 415 VAC | FREQUENCY RATING |  | HAZARD CLASS |  | CERTIFICATION/STANDARD | IEC 61439-2/60947-7-1 | [52 empty] | Production Completed
STP_009 - Lot7 | Data Enrichment | CIR | ok | 2023-11-09 | 13th-nov |  | 1187745 | 1187745 |  |  |  | ERSA | M | 4090 | 1609656GZPCLNT100 | EA |  | BARRICADE,SAFTY;BOLLARD,ORANGE | BARRERA SEGU;,NARANJA | BARRICADE,SAFETY;TYPE:BOLLARD,SIZE:WD 420 X LG 420 X HT 1100 MM,COLOUR:ORANGE,ADDITIONAL FEATURES EN:IMPACT-A,WT:6KG | BARRERA SEGURIDAD;TONO:NARANJA |  |  |  | 1068254 @@ MOUNT ISA MINING SUPPLIES P/L | 28928 | [10 empty] | MOUNT ISA MINING SUPPLIES P/L | 28928 | [28 empty] | CLEANSED | 46161532 Retracting or moveable traffic bollard | IMPACT-A,WEIGHT:6 KG |  | BARRICADE | SAFETY | TYPE | BOLLARD | SIZE | 420 LGX420 WDX1100 HT MM | LEGEND |  | MATERIAL |  | COLOUR | ORANGE | HAZARD CLASS |  | CERTIFICATION/STANDARD | [59 empty] | Production Completed
STP_009 - Lot7 | Data Enrichment | CIR | ok | 2023-11-09 | 13th-nov |  | 1189088 | 1189088 |  |  |  | ERSA | M | 1600 | 1576364GZPCLNT100 | EA | 3000422 | BUS BAR;CNW,HAGKDN380G,INSLTD,FK,3PH,18 | BARRA BUS;CNW,HAGKDN380G | BUS BAR;MNFR:CNW,PTNO:HAGKDN380G,ADDITIONAL FEATURES EN:INSULATED,FORK,3PH,18 MOD, 80A | BARRA BUS;MNFR:CNW,PTNO:HAGKDN380G |  | CNW | HAGKDN380G | 1068181 @@ CNW (MOUNT ISA) ELECT WHOLESALER | HAGKDN380G | [10 empty] | CNW |  | HAGER | KDN380G | CNW (MOUNT ISA) ELECT WHOLESALER | [15 empty] | https://hager.com/nz/products/product-information/kdn380g-insulated-fork-busbar-3p-16mm-18m | https://shop.cnw.com.au/cnw/en/AUD/All-Categories/Electrical-Distribution/Busbar/BUSBAR-INSULATED-FORK-3PH-18-MOD-80A/p/HAGKDN380GI07 | [8 empty] | ENRICHED | 39121117 Buss bar | NUMBER OF PHASE:3,18 MODULE |  | BUS BAR | NO MODIFIER | TYPE | INSULATED,FORK | MATERIAL |  | CROSS SECTION | 16 MM2 | LENGTH | 210 MM | INSULATION MATERIAL |  | CURRENT RATING | 80 A | VOLTAGE RATING | 4 KV | FREQUENCY RATING |  | HAZARD CLASS |  | CERTIFICATION/STANDARD | [53 empty] | Production Completed
STP_009 - Lot7 | Data Enrichment | CIR | ok | 2023-11-09 | 13th-nov |  | 1189089 | 1189089 |  |  |  | ERSA | M | 1600 | 1576363GZPCLNT100 | EA | 3000422 | BUS BAR;CNW,HAGKDN380A,FK,3PH,12-MOD,80A | BARRA BUS;CNW,HAGKDN380A | BUS BAR;MNFR:CNW,PTNO:HAGKDN380A,ADDITIONAL FEATURES EN:FORK,3PH,12-MOD,80A | BARRA BUS;MNFR:CNW,PTNO:HAGKDN380A |  | CNW | HAGKDN380A | 1068181 @@ CNW (MOUNT ISA) ELECT WHOLESALER | HAGKDN380A | [10 empty] | CNW |  | HAGER | KDN380A | CNW (MOUNT ISA) ELECT WHOLESALER | [15 empty] | https://hager.com/au/products/product-information/kdn380a-insulated-busbar-3p-fork-16mm-12m | [9 empty] | ENRICHED | 39121117 Buss bar | NUMBER OF PHASE:3,12 MODULE |  | BUS BAR | NO MODIFIER | TYPE | INSULATED,FORK | MATERIAL |  | CROSS SECTION | 16 MM2 | LENGTH | 210 MM | INSULATION MATERIAL |  | CURRENT RATING | 80 A | VOLTAGE RATING | 400 V | FREQUENCY RATING |  | HAZARD CLASS |  | CERTIFICATION/STANDARD | [53 empty] | Production Completed
STP_009 - Lot7 | Data Enrichment | CIR | ok | 2023-11-09 | 13th-nov |  | 1189090 | 1189090 |  |  |  | ERSA | M | 1600 | 1576362GZPCLNT100 | EA | 3000422 | BUS BAR;CNW,HAGKDN280A,INSLTD,FK,2PH,12 | BARRA BUS;CNW,HAGKDN280A | BUS BAR;MNFR:CNW,PTNO:HAGKDN280A,ADDITIONAL FEATURES EN:INSULATED,FORK,2PH,12 MOD, 80A | BARRA BUS;MNFR:CNW,PTNO:HAGKDN280A |  | CNW | HAGKDN280A | 1068181 @@ CNW (MOUNT ISA) ELECT WHOLESALER | HAGKDN280A | [10 empty] | CNW |  | HAGER | KDN280A | CNW (MOUNT ISA) ELECT WHOLESALER | [15 empty] | https://hager.com/au/products/product-information/kdn280a-insulated-busbar-2p-fork-16mm-12m | [9 empty] | ENRICHED | 39121117 Buss bar | NUMBER OF PHASE:2,12 MODULE |  | BUS BAR | NO MODIFIER | TYPE | INSULATED,FORK | MATERIAL |  | CROSS SECTION | 16 MM2 | LENGTH | 210 MM | INSULATION MATERIAL |  | CURRENT RATING | 80 A | VOLTAGE RATING | 400 V | FREQUENCY RATING |  | HAZARD CLASS |  | CERTIFICATION/STANDARD | [53 empty] | Production Completed
STP_009 - Lot7 | Data Enrichment | CIR | ok | 2023-11-09 | 13th-nov |  | 1189091 | 1189091 |  |  |  | ERSA | M | 1600 | 1576361GZPCLNT100 | EA | 3000422 | BUS BAR;CNW,HAGKDN180G,INSLTD,FK,1PH,16M | BARRA BUS;CNW,HAGKDN180G | BUS BAR;MNFR:CNW,PTNO:HAGKDN180G,ADDITIONAL FEATURES EN:INSULATED,FORK,1PH,16MM 18-MOD | BARRA BUS;MNFR:CNW,PTNO:HAGKDN180G |  | CNW | HAGKDN180G | 1068181 @@ CNW (MOUNT ISA) ELECT WHOLESALER | HAGKDN180G | [10 empty] | CNW |  | HAGER | KDN180G | CNW (MOUNT ISA) ELECT WHOLESALER | [15 empty] | https://hager.com/au/products/product-information/kdn180g-insulated-fork-busbar-1p-16mm-18m | [9 empty] | ENRICHED | 39121117 Buss bar | NUMBER OF PHASE:1,18 MODULE |  | BUS BAR | NO MODIFIER | TYPE | INSULATED,FORK | MATERIAL |  | CROSS SECTION | 16 MM2 | LENGTH | 319 MM | INSULATION MATERIAL |  | CURRENT RATING | 80 A | VOLTAGE RATING | 4 KV | FREQUENCY RATING |  | HAZARD CLASS |  | CERTIFICATION/STANDARD | [53 empty] | Production Completed
STP_009 - Lot7 | Data Enrichment | CIR | ok | 2023-11-09 | 13th-nov |  | 1189092 | 1189092 |  |  |  | ERSA | M | 1600 | 1576360GZPCLNT100 | EA | 3000422 | BUS BAR;CNW,HAGKDN180A,INSLTD,12 FORK,1P | BARRA BUS;CNW,HAGKDN180A | BUS BAR;MNFR:CNW,PTNO:HAGKDN180A,ADDITIONAL FEATURES EN:INSULATED,12 FORK,1PH | BARRA BUS;MNFR:CNW,PTNO:HAGKDN180A |  | CNW | HAGKDN180A | 1068181 @@ CNW (MOUNT ISA) ELECT WHOLESALER | HAGKDN180A | [10 empty] | CNW |  | HAGER | KDN180A | CNW (MOUNT ISA) ELECT WHOLESALER | [15 empty] | https://hager.com/au/products/product-information/kdn180a-insulated-busbar-1p-fork-16mm-12m | [9 empty] | ENRICHED | 39121117 Buss bar | NUMBER OF PHASE:2,12 MODULE |  | BUS BAR | NO MODIFIER | TYPE | INSULATED,FORK | MATERIAL |  | CROSS SECTION | 16 MM2 | LENGTH | 210 MM | INSULATION MATERIAL |  | CURRENT RATING | 80 A | VOLTAGE RATING | 230 V | FREQUENCY RATING |  | HAZARD CLASS |  | CERTIFICATION/STANDARD | [53 empty] | Production Completed
STP_009 - Lot7 | Data Enrichment | CIR | ok | 2023-11-09 | 13th-nov |  | 1189998 | 1189998 |  |  |  | ERSA | M | 2920 | 1575220GZPCLNT100 | EA |  | CLOTHING,SAFTY;PANTS WOMAN CARGO NAVY 12 | ROPA SEGU; | CLOTHING,SAFETY;ADDITIONAL FEATURES EN:PANTS WOMAN CARGO NAVY 12,TAPE CO903 | ROPA SEGURIDAD; |  |  |  | 1068652 @@ J BLACKWOOD & SONS | 1166697 | [12 empty] | CO GEAR | CO903N12 | [12 empty] | J BLACKWOOD & SONS | 1166697 |  |  | https://www.cogear.com.au/products/alison-hi-vis-work-cargo-pants?variant=31342861320250 | https://www.blackwoods.com.au/clothing/workwear-women-s-pants-denim-shorts/co-gear-alison-hi-vis-work-cargo-pants-co903/co-gear-co903-pants-women-alison-hi-vis-taped-cargo-navy-12/p/01166697 | [8 empty] | ENRICHED | 46181500 Safety apparel |  |  | CLOTHING | SAFETY | TYPE | PANTS WOMAN | SIZE | 12 | DESIGN | CARGO | MATERIAL | 2 PER ELASTANE,98 PER COTTON | COLOUR | NAVY | HAZARD CLASS |  | CERTIFICATION/STANDARD | [59 empty] | Production Completed
STP_009 - Lot7 | Data Enrichment | CIR | ok | 2023-11-09 | 13th-nov |  | 1190089 | 1190089 |  |  |  | ERSA | M | 2920 | 1575108GZPCLNT100 | EA |  | CLOTHING,SAFTY;PANTS WOMEN CARGO NAVY 14 | ROPA SEGU; | CLOTHING,SAFETY;ADDITIONAL FEATURES EN:PANTS WOMEN CARGO NAVY 14,COTTON DRILL 310GSM 3M TAPE ENDURITE | ROPA SEGURIDAD; |  |  |  | 1068502 @@ ATOM SUPPLY | 40023011 | [10 empty] | ATOM SUPPLY | 40023011 |  |  | ENDURITE | [25 empty] | CLEANSED | 46181500 Safety apparel | 310GSM 3M TAPE |  | CLOTHING | SAFETY | TYPE | PANTS WOMAN | SIZE | 14 | DESIGN | CARGO | MATERIAL | COTTON DRILL | COLOUR | NAVY | HAZARD CLASS |  | CERTIFICATION/STANDARD | [59 empty] | Production Completed
STP_009 - Lot7 | Data Enrichment | CIR | ok | 2023-11-09 | 13th-nov |  | 1203336 | 1203336 |  |  |  | ERSA | M | 1600 | 270704MRM | EA |  | CONTROL UNIT:RDCU-12C; BLANK | CONTROL UNIT:RDCU-12C; BLANK | CONTROL UNIT:RDCU-12C; BLANK |  |  |  |  | 1068212 @@ ABB AUSTRALIA PTY LTD | 3AUA0000036521 | [12 empty] | ABB AUSTRALIA PTY LTD | 3AUA0000036521 | [16 empty] | https://new.abb.com/products/3AUA0000036521/3aua0000036521 | [9 empty] | CLEANSED | 39121500 Electrical controls and accessories | SERIES:RDCU-12C |  | UNIT | CONTROL | TYPE | BLANK | SIZE |  | ELECTRICAL RATING |  | CERTIFICATION/STANDARD | [65 empty] | Production Completed
STP_009 - Lot7 | Data Enrichment | CIR | ok | 2023-11-09 | 13th-nov |  | 1203337 | 1203337 |  |  |  | ERSA | M | 1600 | 270705MRM | EA |  | CONTROL UNIT:RDCU-12 WITH SOFTWARE AS7R7 | CONTROL UNIT:RDCU-12 WITH SOFTWARE AS7R7 | CONTROL UNIT:RDCU-12 WITH SOFTWARE AS7R7365 |  |  |  |  | 1068212 @@ ABB AUSTRALIA PTY LTD | 3AUA0000036521-SW | [12 empty] | ABB AUSTRALIA PTY LTD | 3AUA0000036521-SW | [16 empty] | https://new.abb.com/products/3AUA0000036521/3aua0000036521 | [9 empty] | CLEANSED | 39121500 Electrical controls and accessories | SERIES:RDCU-12C,C/W SOFTWARE AS7R7365 |  | UNIT | CONTROL | TYPE |  | SIZE |  | ELECTRICAL RATING |  | CERTIFICATION/STANDARD | [65 empty] | Production Completed
STP_009 - Lot7 | Data Enrichment | CIR | ok | 2023-11-09 | 13th-nov |  | 1203419 | 1203419 |  |  |  | ERSA | M | 1600 | 270804MRM | EA |  | CONTROL UNIT:MLX1100/1200/1400;EXPANSION | CONTROL UNIT:MLX1100/1200/1400;EXPANSION | CONTROL UNIT:MLX1100/1200/1400;EXPANSION MODULE;8DI-24VDC;6DO RLY |  |  |  |  | 1068083 @@ NHP ELECTRICAL ENGINEERING PROD | 1762-IQ8OW6 | [12 empty] | NHP | 1762-IQ8OW6 | [16 empty] | https://prdsccdnstorage.blob.core.windows.net/techdatasheets/1762IQ8OW6-13479-datasheet.pdf?sv=2019-02-02&ss=b&srt=sco&sp=rwdlac&se=2050-02-24T14:36:22Z&st=2020-02-24T06:36:22Z&spr=https&sig=ZYSSzNvPIpdF2duj%2B0Q%2Fxscgj9MvyEATcIdm%2Bn6Urmc%3D |  |  |  |  | MLX1100/1200/1400 |  |  |  |  | CLEANSED | 39121500 Electrical controls and accessories | 8DI,6DO RLY |  | UNIT | CONTROL | TYPE | EXPANSION MODULE | SIZE |  | ELECTRICAL RATING | 24 VDC | CERTIFICATION/STANDARD | [65 empty] | Production Completed
STP_009 - Lot7 | Data Enrichment | CIR | ok | 2023-11-09 | 13th-nov |  | 1208590 | 1208590 |  |  |  | ERSA | M | 1600 | 155703MRM | EA |  | CONTROL UNIT:OUTOTEC PF144 HAND HELD CON | CONTROL UNIT:OUTOTEC PF144 HAND HELD CON | CONTROL UNIT:OUTOTEC PF144 HAND HELD CONTROL UNIT; C/W 25 MTR OF CABLE |  |  |  |  | 1068104 @@ METSO OUTOTEC AUSTRALIA LIMITED | PN1208590 | [10 empty] | METSO OUTOTEC AUSTRALIA LIMITED | PN1208590 | [28 empty] | CLEANSED | 39121500 Electrical controls and accessories | MODEL:PF144,C/W 25 METER OF CABLE |  | UNIT | CONTROL | TYPE | HAND HELD | SIZE |  | ELECTRICAL RATING |  | CERTIFICATION/STANDARD | [65 empty] | Production Completed
STP_009 - Lot7 | Data Enrichment | CIR | ok | 2023-11-09 | 13th-nov |  | 1213864 | 1213864 |  |  |  | ERSA | M | 1845 | 1280288MRM | EA |  | BARREL;DISCHARGE HEAD; PC20-DIS/LPL;DIS | BARREL;DISCHARGE HEAD; PC20-DIS/LPL;DIS | BARREL;DISCHARGE HEAD; PC20-DIS/LPL;DIS HEAD LINER;200 DENSIFIER;LOOSE;PU LINER |  |  |  |  | 1068642 @@ MULTOTEC PTY LTD | DI-ZZ-010 | [10 empty] | MULTOTEC PTY LTD | DI-ZZ-010 | [5 empty] | PC20-DIS/LPL | [22 empty] | CLEANSED | 24112102 Barrels | 200 DENSIFIER;LOOSE;PU LINER |  | BARREL | NO MODIFIER | TYPE | DISCHARGE HEAD LINER | CAPACITY |  | MATERIAL |  | OVERALL SIZE |  | HAZARD CLASS |  | CERTIFICATION/STANDARD | [61 empty] | Production Completed
STP_009 - Lot7 | Data Enrichment | CIR | ok | 2023-11-09 | 13th-nov |  | 1216967 | 1216967 |  |  |  | ERSA | M | 1600 | 147767MRM | EA |  | CONTROL UNIT:PRE PROGRAMMED PLC UNIT;2T | CONTROL UNIT:PRE PROGRAMMED PLC UNIT;2T | CONTROL UNIT:PRE PROGRAMMED PLC UNIT;2T BULK BAG FILLER SYSTEM |  |  |  |  | 1069056 @@ FLEXICON CORPORATION (AUSTRALIA) | PN1216967 | [10 empty] | FLEXICON CORPORATION (AUSTRALIA) | PN1216967 | [21 empty] | 2T BULK BAG FILLER SYSTEM | [6 empty] | CLEANSED | 32151700 Programmable Logic Controllers |  |  | PLC | NO MODIFIER | TYPE | PRE PROGRAMMED | MODULE TYPE |  | INPUT SIGNAL |  | OUTPUT SIGNAL |  | ELECTRICAL RATING |  | NUMBER OF INPUTS |  | NUMBER OF OUTPUTS |  | MEMORY |  | MOUNTING TYPE |  | HAZARD CLASS |  | CERTIFICATION/STANDARD | [51 empty] | Production Completed