## Sheet1
Project | Activities | Production User | Production Comments | Start Date | End Date | Remarks | Griha ID | MATNR | SAP MATERIAL NUMBER | ELLIPSE | LVORM | MTART | MBRSH | MATKL | BISMT | MEINS | MFRNR | MAKTX_EN | MAKTX_ES | TEXT_EN | TEXT_ES | ENRICHED DATA | Manufacturer Name | P/N | Manufacturer Name 1 | P/N 1 | Manufacturer Name 2 | P/N 2 | Manufacturer Name 3 | P/N 3 | Manufacturer Name 4 | P/N 4 | Manufacturer Name 5 | P/N 5 | Manufacturer Name 6 | P/N 6 | Input MNFR | Input PTNO | Verified MNFR from web | Verified MPN from Web | MNFR 1 | PTNO 1 | MNFR 2 | PTNO 2 | MNFR 3 | PTNO 3 | MNFR 4 | PTNO 4 | MNFR 5 | PTNO 5 | MNFR 6 | PTNO 6 | Vendor NAME | Vendor Part Number | Vendor NAME1 | Vendor Part Number1 | Reference URL | Reference URL1 | Item Number | Equipment Type | Equipment Manufacturer | Equipment Model | Equipment Serial | DWG | DRAWING VERSION | POS/TAG | Enriched/Cleansed | UNSPSC Ver.23.07 | ADDITIONAL FEATURES FROM INPUT | Additional Features from WEBSOURCE | Noun | Modifier | Attribute Name 1 | Attribute Value 1 | Attribute Name 2 | Attribute Value 2 | Attribute Name 3 | Attribute Value 3 | Attribute Name 4 | Attribute Value 4 | Attribute Name 5 | Attribute Value 5 | Attribute Name 6 | Attribute Value 6 | Attribute Name 7 | Attribute Value 7 | Attribute Name 8 | Attribute Value 8 | Attribute Name 9 | Attribute Value 9 | Attribute Name 10 | Attribute Value 10 | Attribute Name 11 | Attribute Value 11 | Attribute Name 12 | Attribute Value 12 | Attribute Name 13 | Attribute Value 13 | Attribute Name 14 | Attribute Value 14 | Attribute Name 15 | Attribute Value 15 | Attribute Name 16 | Attribute Value 16 | Attribute Name 17 | Attribute Value 17 | Attribute Name 18 | Attribute Value 18 | Attribute Name 19 | Attribute Value 19 | Attribute Name 20 | Attribute Value 20 | Attribute Name 21 | Attribute Value 21 | Attribute Name 22 | Attribute Value 22 | Attribute Name 23 | Attribute Value 23 | Attribute Name 24 | Attribute Value 24 | Attribute Name 25 | Attribute Value 25 | Attribute Name 26 | Attribute Value 26 | Attribute Name 27 | Attribute Value 27 | Attribute Name 28 | Attribute Value 28 | Attribute Name 29 | Attribute Value 29 | Attribute Name 30 | Attribute Value 30 | Attribute Name 31 | Attribute Value 31 | Attribute Name 32 | Attribute Value 32 | Attribute Name 33 | Attribute Value 33 | Attribute Name 34 | Attribute Value 34 | Attribute Name 35 | Attribute Value 35 | Attribute Name 36 | Attribute Value 36 | Status
STP_009 - Lot7 | Data Enrichment | PJR | OK | 2023-11-17 | 2023-11-17 |  | 1009818 | 1009818 |  |  |  | ERSA | M | 5100 | 1615098GZPCLNT100 | EA | 3000014 | AMMETER;ABB,3ADV050119P0010,DC,PQ 72X72 | AMPERIMETRO;ABB,3ADV050119P0010 | AMMETER;MNFR:ABB,PTNO:3ADV050119P0010,ADDITIONAL FEATURES EN:DC,PQ 72X72, SCALE:0 - 100 PCT,0 - 10V,FOR DCS800 DRIVE | AMPERIMETRO;MNFR:ABB,PTNO:3ADV050119P0010 |  | ABB | 3ADV050119P0010 | 1068212 @@ ABB AUSTRALIA PTY LTD | 3ADV050119P0010 | [10 empty] | ABB | 3ADV050119P0010 |  |  | ABB AUSTRALIA PTY LTD | [15 empty] | URL Not Found | [9 empty] | Cleansed | 41113601 Ammeters | PG,VOLTAGE RATING:0 TO 10 V,FOR DCS800 DRIVE |  | AMMETER | NO MODIFIER | TYPE | DC | MEASURING RANGE |  | ACCURACY | 0 TO 100 PCT | DISPLAY TYPE |  | DIAL SIZE | 72X72 MM | RESOLUTION |  | MATERIAL |  | MOUNTING TYPE |  | HAZARD CLASS |  | CERTIFICATION/STANDARD | [53 empty] | Production Completed
STP_009 - Lot7 | Data Enrichment | PJR | OK | 2023-11-17 | 2023-11-17 |  | 1014960 | 1014960 | 1470384 | AU_QM_009146019 |  | ERSA | M | 5100 | 1470384GZPCLNT100 | EA |  | CENTRE ZERO-300-0-300A DC | CENTRE ZERO-300-0-300A DC | AMMETER: CENTRE ZERO-300-0-300A DC SUIT ELECTRICAL WINDER AT R62 |  | AMMETER:CENTRE ZERO-300-0-300A DC |  |  | 1068212 @@ ABB AUSTRALIA PTY LTD | 1470384 | [10 empty] | ABB AUSTRALIA PTY LTD | 1470384 | [18 empty] | URL Not Found | [9 empty] | Cleansed | 41113601 Ammeters | CENTRE ZERO FOR ELECTRICAL WINDER AT R62 |  | AMMETER | NO MODIFIER | TYPE | DC | MEASURING RANGE | 300 TO 0 TO 300 A | ACCURACY |  | DISPLAY TYPE |  | DIAL SIZE |  | RESOLUTION |  | MATERIAL |  | MOUNTING TYPE |  | HAZARD CLASS |  | CERTIFICATION/STANDARD | [53 empty] | Production Completed
STP_009 - Lot7 | Data Enrichment | PJR | OK | 2023-11-17 | 2023-11-17 |  | 1136641 | 1136641 | 1439204 | AU_QM_000980444 |  | ERSA | M | 5920 | 1439204GZPCLNT100 | EA |  | DOBIKON 1014 ELEMENT; | DOBIKON 1014 ELEMENT; | INSERT,FLEX COUPLING: DOBIKON 1014 ELEMENT; COUPLING HALF SHAFT CONNECTION; NOM 160MM DIA SHAFT; BIKON 10/330 20/330 140/170 HALFS |  | INSERT,FLEX COUPLING: DOBIKON 1014 ELEMENT; |  |  | 1068409 @@ APPLIED INDUSTRIAL TECHNOLOGIES | 1439204 | 1068113 @@ SIEMENS LTD | 1014-140/160 | [8 empty] | CATERPILLAR | 1439204 |  |  | SIEMENS LTD | 1014-140/160 | [10 empty] | APPLIED INDUSTRIAL TECHNOLOGIES |  |  |  | URL Not Found | [9 empty] | Cleansed | 31162802 Inserts | REF:DOBIKON 1014,CONNECTION:COUPLING HALF SHAFT,SHAFT NOMINAL SIZE:160 MM DIA,BIKON 10/330 20/330 140/170 HALFS |  | INSERT | FLEXIBLE COUPLING | TYPE | ELEMENT | SIZE |  | MATERIAL |  | HAZARD CLASS |  | CERTIFICATION/STANDARD | [63 empty] | Production Completed
STP_009 - Lot7 | Data Enrichment | PJR | OK | 2023-11-17 | 2023-11-17 | Processed based on Websource, Conflict w.r.t Input | 1140061 | 1140061 | 1351448 | AU_QM_000135954 |  | ERSA | M | 2200 | 1351448GZPCLNT100 | EA |  | COUNTERBALANCE VALVE;(1CEB120P35S3) | COUNTERBALANCE VALVE;(1CEB120P35S3) | INSERT,CARTRIDGE VALVE: COUNTERBALANCE VALVE;(1CEB120P35S3) 3:1 RATIO; ENTERPRISE LOAD STATION LOAD FLASK |  | INSERT,CARTRIDGE VALVE: COUNTERBALANCE VALVE;(1CEB120P35S3) |  |  | 1068156 @@ BOSCH REXROTH PTY LTD | 1CEB120P35S3 | [12 empty] | DANFOSS | 1CEB120P35S3 | BOSCH REXROTH PTY LTD | [15 empty] | https://eriksdigitalcdn.azureedge.net/hlr-system/nl/roermond/datasheets/1ceb120.pdf | https://shop.eriks.nl/en/hydraulics-motion-load-control-valves-counterbalance-valves/overcenter-valve-1ceb120p35s3-a877-12051941/ | [8 empty] | Enriched | 40141600 Valves | PILOT RATIO:3:1,ENTERPRISE LOAD STATION LOAD FLASK |  | VALVE | NO MODIFIER | TYPE | OVERCENTER,COUNTERBALANCE,SCREW IN | NOMINAL SIZE |  | END CONNECTION |  | CONFIGURATION |  | PRESSURE CLASS/RATING | 70 TO 350 BAR | BODY MATERIAL | STEEL | DESIGN PRESSURE | 350 BAR | TEMPERATURE RATING | -30 TO 90 DEG C | OPERATED | PILOT ASSISTED RELIEF | TRIM | STEEL CARTRIDGE | SOFTGOODS | NITRILE SEAL | HAZARD CLASS |  | CERTIFICATION/STANDARD | [47 empty] | Production Completed
STP_009 - Lot7 | Data Enrichment | PJR | OK | 2023-11-17 | 2023-11-17 | Processed based on Websource, Conflict w.r.t Input | 1140062 | 1140062 | 1351445 | AU_QM_000135947 |  | ERSA | M | 2200 | 1351445GZPCLNT100 | EA |  | COUNTERBALANCE VALVE;(1CEB30F35S5) | COUNTERBALANCE VALVE;(1CEB30F35S5) | INSERT,CARTRIDGE VALVE: COUNTERBALANCE VALVE;(1CEB30F35S5) 5:1 RATIO; ENTERPRISE 20L AND 25L COLLAR DOORS |  | INSERT,CARTRIDGE VALVE: COUNTERBALANCE VALVE;(1CEB30F35S5) |  |  | 1068156 @@ BOSCH REXROTH PTY LTD | AVC30 | [12 empty] | DANFOSS | 1CEB30F35S5 | BOSCH REXROTH PTY LTD | AVC30 | [14 empty] | https://eriksdigitalcdn.azureedge.net/hlr-system/nl/roermond/datasheets/1ceb30.pdf | https://shop.eriks.nl/en/hydraulics-motion-load-control-valves-counterbalance-valves/overcenter-valve-1ceb30f35s5-a6610-12051930/?searchTerm=1CEB30F35S5&searchType=102 | [8 empty] | Enriched | 40141600 Valves | PILOT RATIO:5:1,ENTERPRISE 20L AND 25L COLLAR DOORS |  | VALVE | NO MODIFIER | TYPE | OVERCENTER,COUNTERBALANCE,SCREW IN | NOMINAL SIZE |  | END CONNECTION |  | CONFIGURATION |  | PRESSURE CLASS/RATING | 100 TO 350 BAR | BODY MATERIAL | STEEL | DESIGN PRESSURE | 300 BAR | TEMPERATURE RATING | -30 TO 90 DEG C | OPERATED | PILOT ASSISTED RELIEF | TRIM | STEEL CARTRIDGE | SOFTGOODS | NITRILE SEAL | HAZARD CLASS |  | CERTIFICATION/STANDARD | [47 empty] | Production Completed
STP_009 - Lot7 | Data Enrichment | PJR | OK | 2023-11-17 | 2023-11-17 | Processed based on Websource, Conflict w.r.t Input | 1109038 | 1109038 | 1351449 | AU_QM_000135962 |  | ERSA | M | 2200 | 1351449GZPCLNT100 | EA |  | COUNTERBALANCE VALVE;(1CEB300F35S3) | COUNTERBALANCE VALVE;(1CEB300F35S3) | INSERT,CARTRIDGE VALVE: COUNTERBALANCE VALVE;(1CEB300F35S3) ENTERPRISE LOAD STATION LOAD FLASK |  | INSERT,CARTRIDGE VALVE: COUNTERBALANCE VALVE;(1CEB300F35S3) |  |  | 1068156 @@ BOSCH REXROTH PTY LTD | AVC300 | [12 empty] | DANFOSS | 1CEB300F35S3 | BOSCH REXROTH PTY LTD | AVC300 | [14 empty] | https://eriksdigitalcdn.azureedge.net/hlr-system/nl/roermond/datasheets/1ceb300.pdf | https://shop.eriks.nl/en/hydraulics-motion-load-control-valves-counterbalance-valves/overcenter-valve-1ceb300f35s3-a6935-12051957/ | [8 empty] | Enriched | 40141600 Valves | ENTERPRISE LOAD STATION LOAD FLASK | PILOT RATIO:3:1 | VALVE | NO MODIFIER | TYPE | OVERCENTER,COUNTERBALANCE,SCREW IN | NOMINAL SIZE |  | END CONNECTION |  | CONFIGURATION |  | PRESSURE CLASS/RATING | 70 TO 350 BAR | BODY MATERIAL | STEEL | DESIGN PRESSURE | 350 BAR | TEMPERATURE RATING | -30 TO 90 DEG C | OPERATED | PILOT ASSISTED RELIEF | TRIM | STEEL CARTRIDGE | SOFTGOODS | NITRILE SEAL | HAZARD CLASS |  | CERTIFICATION/STANDARD | [47 empty] | Production Completed
STP_009 - Lot7 | Data Enrichment | PJR | OK | 2023-11-17 | 2023-11-17 | Processed based on Websource, Conflict w.r.t Input | 1110064 | 1110064 | 1397691 | AU_QM_000241745 |  | ERSA | M | 2200 | 1397691GZPCLNT100 | EA |  | CHECK VALVE CARTRIDGE;207BAR WP; | CHECK VALVE CARTRIDGE;207BAR WP; | INSERT,CARTRIDGE VALVE: CHECK VALVE CARTRIDGE;207BAR WP; 140L/M@100PSI NOM;0.34BAR CRACK;STEEL CART.ALLOY BODY;BUNA-N SEALS; |  | INSERT,CARTRIDGE VALVE: CHECK VALVE CARTRIDGE;207BAR WP; |  |  | 1068156 @@ BOSCH REXROTH PTY LTD | CP101-1-B-0-005 | [12 empty] | DANFOSS | CP101-1-B-0-005 | BOSCH REXROTH PTY LTD | [15 empty] | https://www.mhs.co.uk/shop/uploaded/pdf/WEB_Section02_Check_valves.pdf | [9 empty] | Enriched | 40141600 Valves | CRACK PRESSURE RATING:0.34 BAR,FLOW RATING:140 L/MIN |  | VALVE | CHECK | TYPE | CARTRIDGE | NOMINAL SIZE |  | END CONNECTION |  | END TO END DISTANCE | 2-1/4 IN | CONFIGURATION |  | BODY MATERIAL | ALLOY | PRESSURE CLASS/RATING | 210 BAR | DESIGN PRESSURE |  | TEMPERATURE RATING |  | TRIM | STEEL CARTRIDGE | SOFTGOODS | BUNA-N SEAL | HAZARD CLASS |  | CERTIFICATION/STANDARD | [47 empty] | Production Completed
STP_009 - Lot7 | Data Enrichment | PJR | OK | 2023-11-17 | 2023-11-17 | Processed based on Websource, Conflict w.r.t Input | 1140063 | 1140063 | 1351441 | AU_QM_000135939 |  | ERSA | M | 2200 | 1351441GZPCLNT100 | EA |  | COUNTERBALANCE VALVE;55L/MIN MAX FLOW; | COUNTERBALANCE VALVE;55L/MIN MAX FLOW; | INSERT,CARTRIDGE VALVE: COUNTERBALANCE VALVE;55L/MIN MAX FLOW; (OVERCENTRE) ENTERPRISE 20L AND 25L COLLAR DOORS |  | INSERT,CARTRIDGE VALVE: COUNTERBALANCE VALVE;55L/MIN MAX FLOW; |  |  | 1068156 @@ BOSCH REXROTH PTY LTD | CP440-1-B-O-E-B-***-4.5-005 | [12 empty] | DANFOSS | CP440-1-B-O-E-B-***-4.5-005 | BOSCH REXROTH PTY LTD | [15 empty] | https://www.sauerbibus.de/fileadmin/editors/countries/sab/Produkte/Comatrol/PDF_NEU/25-CX_Cross_Reference_Catalog.pdf | [9 empty] | Enriched | 40141600 Valves | FLOW RATING:55 L/MIN,ENTERPRISE 20L AND 25L COLLAR DOORS |  | VALVE | NO MODIFIER | TYPE | OVERCENTER,COUNTERBALANCE,CARTRIDGE | NOMINAL SIZE | 12 | END CONNECTION |  | CONFIGURATION | 3 PORT | PRESSURE CLASS/RATING | 345 BAR | BODY MATERIAL | STEEL | DESIGN PRESSURE |  | TEMPERATURE RATING |  | OPERATED |  | TRIM | STEEL CARTRIDGE | SOFTGOODS | BUNA-N SEAL | HAZARD CLASS |  | CERTIFICATION/STANDARD | [47 empty] | Production Completed
STP_009 - Lot7 | Data Enrichment | PJR | OK | 2023-11-17 | 2023-11-17 | Processed based on Websource, Conflict w.r.t Input | 1110063 | 1110063 | 1397705 | AU_QM_000241760 |  | ERSA | M | 2200 | 1397705GZPCLNT100 | EA |  | COUNTERBALANCE VALVE CARTRIDGE;345BAR WP | COUNTERBALANCE VALVE CARTRIDGE;345BAR WP | INSERT,CARTRIDGE VALVE: COUNTERBALANCE VALVE CARTRIDGE;345BAR WP 114L/M NOM FLOW;0.34BAR CRACK;EXTERNAL ADJUST;4.5 PILOT RATIO;ALL STEEL CART. ALLOY BODY;BUNA-N SEALS; |  | INSERT,CARTRIDGE VALVE: COUNTERBALANCE VALVE CARTRIDGE;345BAR WP |  |  | 1068156 @@ BOSCH REXROTH PTY LTD | CP441-1-B-12S-E-B-XXX-4.5-015 | [12 empty] | DANFOSS | CP441-1-B-12S-E-B-XXX-4.5-015 | BOSCH REXROTH PTY LTD | [15 empty] | https://assets.danfoss.com/documents/latest/152164/BC359777222385en-000101.pdf | [9 empty] | Enriched | 40141600 Valves | CRACK PRESSURE:0.34 BAR,FLOW RATING:114 L/MIN,PILOT RATIO:4.5:1,EXTERNAL ADJUST |  | VALVE | NO MODIFIER | TYPE | OVERCENTER,COUNTERBALANCE,CARTRIDGE | NOMINAL SIZE | 12 | END CONNECTION |  | CONFIGURATION | 3 PORT | PRESSURE CLASS/RATING | 345 BAR | BODY MATERIAL | STEEL | DESIGN PRESSURE |  | TEMPERATURE RATING |  | OPERATED |  | TRIM | STEEL CARTRIDGE | SOFTGOODS | BUNA-N SEAL | HAZARD CLASS |  | CERTIFICATION/STANDARD | [47 empty] | Production Completed
STP_009 - Lot7 | Data Enrichment | PJR | OK | 2023-11-17 | 2023-11-17 | Processed based on Websource, Conflict w.r.t Input | 1110062 | 1110062 | 1397715 | AU_QM_000241778 |  | ERSA | M | 2200 | 1397715GZPCLNT100 | EA |  | COUNTERBALANCE VALVE CARTRIDGE;345BAR WP | COUNTERBALANCE VALVE CARTRIDGE;345BAR WP | INSERT,CARTRIDGE VALVE: COUNTERBALANCE VALVE CARTRIDGE;345BAR WP 19L/M NOM FLOW;0.34BAR CRACK;EXTERNAL ADJUST;3.0 PILOT RATIO;ALL STEEL CART. ALLOY BODY;BUNA-N SEALS; |  | INSERT,CARTRIDGE VALVE: COUNTERBALANCE VALVE CARTRIDGE;345BAR WP |  |  | 1068156 @@ BOSCH REXROTH PTY LTD | CP448-A01-B-0-E-B-***-4.5-005 | [12 empty] | DANFOSS | CP448-A01-B-0-E-B-***-4.5-005 | BOSCH REXROTH PTY LTD | [15 empty] | https://www.sauerbibus.de/fileadmin/editors/countries/sab/Produkte/Comatrol/PDF_NEU/25-CX_Cross_Reference_Catalog.pdf | https://files.danfoss.com/download/PowerSolutions/Cartridge%20valves%20and%20HICs/Counterbalance%20Valves/Dual%20Counterbalance%20Valve,%20Hydraulic%20Vent,%20Catalog%20HIC/CP448-2/CP448-2%20Catalog%20Page.pdf | [8 empty] | Enriched | 40141600 Valves | CRACK PRESSURE:0.34 BAR,FLOW RATING:19 L/MIN,PILOT RATIO:4.5:1,EXTERNAL ADJUST |  | VALVE | NO MODIFIER | TYPE | DUAL COUNTERBALANCE,CARTRIDGE,HYDRAULIC VENT | NOMINAL SIZE | 8 | END CONNECTION |  | CONFIGURATION | 2 PORT | PRESSURE CLASS/RATING | 350 BAR | BODY MATERIAL | STEEL | DESIGN PRESSURE |  | TEMPERATURE RATING |  | OPERATED |  | TRIM | STEEL CARTRIDGE | SOFTGOODS | BUNA-N SEAL | HAZARD CLASS |  | CERTIFICATION/STANDARD | [47 empty] | Production Completed
STP_009 - Lot7 | Data Enrichment | PJR | OK | 2023-11-17 | 2023-11-17 | Processed based on Websource, Conflict w.r.t Input | 1138673 | 1138673 | 1433234 | AU_QM_000765233 |  | ERSA | M | 2200 | 1433234GZPCLNT100 | EA |  | COMPACT CP721-3-B-0-050-O | COMPACT CP721-3-B-0-050-O | INSERT,CARTRIDGE VALVE: COMPACT CP721-3-B-0-050-O |  | INSERT,CARTRIDGE VALVE: COMPACT CP721-3-B-0-050-O |  |  | 1068156 @@ BOSCH REXROTH PTY LTD | CP721-3-B-0-050-O | [12 empty] | DANFOSS | CP721-3-B-0-050-O | COMPACT |  | BOSCH REXROTH PTY LTD | [13 empty] | https://www.bibus.ba/fileadmin/editors/countries/bizag/Katalozi/Hidraulika/Comatroll/Dokumenti/Section03_Shuttle_valves.pdf | http://www.dmhydro.co.kr/pds/data/pds0001/Cci00cat.pdf | [8 empty] | Enriched | 40141600 Valves |  | FLOW RATING:90 L/MIN | VALVE | SHUTTLE | TYPE | HOT OIL,INTERNALLY PILOTTED SPOOL | NOMINAL SIZE |  | END CONNECTION |  | CONFIGURATION | 3-WAY,3-POSITION | PRESSURE CLASS/RATING | 350 BAR | BODY MATERIAL | STEEL | DESIGN PRESSURE |  | TEMPERATURE RATING |  | SOFTGOODS | BUNA-N SEAL | HAZARD CLASS |  | CERTIFICATION/STANDARD | [51 empty] | Production Completed
STP_009 - Lot7 | Data Enrichment | PJR | OK | 2023-11-17 | 2023-11-17 | Series Match | 1065228 | 1065228 | 1449952 | AU_QM_001124650 |  | ERSA | M | 2200 | 1449952GZPCLNT100 | EA |  | CART.SOL.DIR.3/2.NO.SOL;ID 69963; | CART.SOL.DIR.3/2.NO.SOL;ID 69963; | INSERT,CARTRIDGE VALVE: CART.SOL.DIR.3/2.NO.SOL;ID 69963; GFM 75KW PLATE FEEDER HYDRAULICS |  | INSERT,CARTRIDGE VALVE: CART.SOL.DIR.3/2.NO.SOL;ID 69963; |  |  | 1068156 @@ BOSCH REXROTH PTY LTD | KK10-3/EMDV-10-N-3C-0-XXX-X | [12 empty] | BUCHER | KK10-3/EMDV-10-N-3C-0-XXX-X | BOSCH REXROTH PTY LTD | [15 empty] | https://www.northeasthydraulicsinc.com/products/solenoid-operated-cartridge-valve-3-way-2-position-closed-center-emdv-10-n-3c-0 | https://cdn.shopify.com/s/files/1/0594/0242/0407/files/EMDV-10-3C_520-P-101220-en.pdf?v=1678920566 |  | PLATE FEEDER HYDRAULICS |  | GFM 75KW |  |  |  |  | Enriched | 40141605 Solenoid valves | REF:ID 69963 | FLOW RATING:8 GPM,SEAL MATERIAL:BUNA-N | VALVE | SPOOL | TYPE | CARTRIDGE,BALANCED POPPET,DIRECT ACTING | NOMINAL SIZE | 7/8 IN | END CONNECTION |  | END TO END DISTANCE | 140.4 MM | CONFIGURATION | 3/2-WAY,NC | PRESSURE CLASS/RATING | 5000 PSI | DESIGN PRESSURE RANGE |  | ACTUATION TYPE | SOLENOID | BODY MATERIAL |  | CERTIFICATION/STANDARD | [53 empty] | Production Completed
STP_009 - Lot7 | Data Enrichment | PJR | OK | 2023-11-17 | 2023-11-17 |  | 1063849 | 1063849 | 1449949 | AU_QM_001124627 |  | ERSA | M | 2200 | 1449949GZPCLNT100 | EA |  | COUNTERBALANCE;20-3S;CAV.4:1 A.V. | COUNTERBALANCE;20-3S;CAV.4:1 A.V. | INSERT,CARTRIDGE VALVE: COUNTERBALANCE;20-3S;CAV.4:1 A.V. ID B69032 GFM 75KW PLATE FEEDER HYDRAULICS |  | INSERT,CARTRIDGE VALVE: COUNTERBALANCE;20-3S;CAV.4:1 A.V. |  |  | 1068156 @@ BOSCH REXROTH PTY LTD | VBST-20A/045918035835 | [12 empty] | BOSCH REXROTH PTY LTD | VBST-20A/045918035835 | [16 empty] | https://apps.boschrexroth.com/products/compact-hydraulics/ch-catalog/pdf/045918X58Z_RE18320-15.pdf | [9 empty] | Enriched | 40141600 Valves |  | FLOW RATING:320 L/MIN,PILOT RATIO:4:1,COMMON CAVITY,SIZE:20 | VALVE | NO MODIFIER | TYPE | COUNTERBALANCE,VENTED GUIDED POPPET | NOMINAL SIZE |  | END CONNECTION |  | CONFIGURATION |  | PRESSURE CLASS/RATING | 350 BAR | BODY MATERIAL |  | DESIGN PRESSURE |  | TEMPERATURE RATING | -30 TO 100 DEG C | OPERATED |  | TRIM |  | SOFTGOODS | BUNA-N SEAL | HAZARD CLASS |  | CERTIFICATION/STANDARD | [47 empty] | Production Completed
STP_009 - Lot7 | Data Enrichment | PJR | OK | 2023-11-17 | 2023-11-17 |  | 1067015 | 1067015 | 1351325 | AU_QM_000135747 |  | ERSA | M | 3600 | 1351325GZPCLNT100 | EA |  | 1400 X 24;TUBE;;ATLAS COPCO M2D DRILL/NO | 1400 X 24;TUBE;;ATLAS COPCO M2D DRILL/NO | INNER TUBE,PNEUMATIC TYRE: 1400 X 24;TUBE;;ATLAS COPCO M2D DRILL/NO RMET; |  | INNER TUBE,PNEUMATIC TYRE:1400 X 24;TUBE;;ATLAS COPCO M2D DRILL/NO |  |  | 1068174 @@ BRIDGESTONE MINING SOLUTIONS | ORSCK062 | [10 empty] | BRIDGESTONE MINING SOLUTIONS | ORSCK062 | [18 empty] | URL Not Found |  |  | DRILL | ATLAS COPCO | M2D |  |  |  |  | Cleansed | 25172500 Tires and tire tubes | NO RMET |  | TUBE | TIRE | TYPE | PNEUMATIC | TIRE TRADE SIZE | 1400-24 | TUBE SIZE |  | MATERIAL |  | PRESSURE RATING |  | VALVE TYPE |  | TEMPERATURE RATING |  | HAZARD CLASS |  | CERTIFICATION/STANDARD | [55 empty] | Production Completed
STP_009 - Lot7 | Data Enrichment | PJR | OK | 2023-11-17 | 2023-11-17 |  | 1036466 | 1036466 |  |  |  | ERSA | M | 5700 | 1535860GZPCLNT100 | M |  | CONVEYOR,BLT;CONVEYOR B,1050 ST1000 15:5 | CONVEYOR,BLT;CONVEYOR B,1050 ST1000 15:5 | [5 empty] | 1068293 @@ BRITRAC (AUST) PTY LTD | 1050 ST1000 15:5 | [10 empty] | BRITRAC (AUST) PTY LTD | 1050 ST1000 15:5 | [18 empty] | URL Not Found | [9 empty] | Cleansed | 24101712 Belt conveyors | RATIO:15:5 |  | CONVEYOR | BELT | TYPE |  | BELT WIDTH | 1.05 M | BELT TYPE |  | SPEED RATING |  | CAPACITY |  | POWER RATING |  | ELECTRICAL RATING |  | DRIVE DETAILS |  | CONSTRUCTION |  | BED TYPE |  | BED SIZE |  | SECTION LENGTH |  | FRAME WIDTH |  | HAZARD CLASS |  | CERTIFICATION/STANDARD | [43 empty] | Production Completed
STP_009 - Lot7 | Data Enrichment | PJR | OK | 2023-11-17 | 2023-11-17 |  | 1011290 | 1011290 |  |  |  | ERSA | M | 3730 | 1586766GZPCLNT100 | EA | 3000003 | DRIVER;CAT,2666396,DRIVE GP-SWING - 2666 | CONDUCTOR;CAT,2666396 | DRIVER;MNFR:CATERPILLAR,PTNO:2666396,ADDITIONAL FEATURES EN:DRIVE GP-SWING - 2666396 | CONDUCTOR;MNFR:CATERPILLAR,PTNO:2666396 |  | CATERPILLAR | 2666396 | 1068196 @@ HASTINGS DEERING(AUSTRALIA) LTD | 2666396 | [12 empty] | CATERPILLAR | 266-6396 | HASTINGS DEERING(AUSTRALIA) LTD | [15 empty] | https://parts.cat.com/en/catcorp/266-6396 | [9 empty] | Cleansed | 40141700 Hardware and fittings |  | C/W MOTOR | DRIVE | NO MODIFIER | TYPE | GROUP,SWING | SIZE |  | MATERIAL |  | HAZARD CLASS |  | CERTIFICATION/STANDARD | [63 empty] | Production Completed
STP_009 - Lot7 | Data Enrichment | PJR | OK | 2023-11-17 | 2023-11-17 |  | 1025139 | 1025139 | 1391835 | AU_QM_000233797 |  | ERSA | M | 4800 | 1391835GZPCLNT100 | EA | 3000003 | DRIVER;CAT,5P6208 | DRIVER;CAT,5P6208 | DRIVER;MNFR:CATERPILLAR,PTNO:5P6208 |  | DRIVER;CAT,5P6208DRIVER;HAS,5P6208 | CATERPILLAR | 5P6208 | [14 empty] | CATERPILLAR | 5P-6208 | [16 empty] | https://spare.avspart.com/caterpillar/driver/5p6208/ | [9 empty] | Enriched | 23153100 Industrial machinery components and accessories |  |  | DRIVER | NO MODIFIER | TYPE | SLEEVE | SIZE |  | MATERIAL |  | HAZARD CLASS |  | CERTIFICATION/STANDARD | [63 empty] | Production Completed
STP_009 - Lot7 | Data Enrichment | PJR | OK | 2023-11-17 | 2023-11-17 |  | 1066503 | 1066503 | 1362543 | AU_QM_000161983 |  | ERSA | M | 1600 | 1362543GZPCLNT100 | EA |  | CONNECTOR NARROW INSERT MALE; 10PIN | CONNECTOR NARROW INSERT MALE; 10PIN | INSERT,ELEC CONNECTOR: CONNECTOR NARROW INSERT MALE; 10PIN |  | INSERT,ELEC CONNECTOR:CONNECTOR NARROW INSERT MALE; 10PIN |  |  | 1068181 @@ CNW (MOUNT ISA) ELECT WHOLESALER | 1362543 | [10 empty] | CNW (MOUNT ISA) ELECT WHOLESALER | 1362543 | [18 empty] | URL Not Found | [9 empty] | Cleansed | 39121400 Electrical lugs plugs and connectors | NUMBER OF PINS:10 |  | INSERT | ELECTRONIC | TYPE | MALE NARROW CONNECTOR | POWER SUPPLY |  | MEASURING PRINCIPLE |  | MEASURING RANGE |  | OUTPUT SIGNAL |  | ACCURACY |  | INTERFACE TYPE |  | MOUNTING TYPE |  | TEMPERATURE RATING |  | SIZE |  | MATERIAL |  | HAZARD CLASS |  | CERTIFICATION/STANDARD | [47 empty] | Production Completed
STP_009 - Lot7 | Data Enrichment | PJR | OK | 2023-11-17 | 2023-11-17 |  | 1066502 | 1066502 | 1362544 | AU_QM_000161985 |  | ERSA | M | 1600 | 1362544GZPCLNT100 | EA |  | CONNECTOR NARROW INSERT FEMALE; 10PIN | CONNECTOR NARROW INSERT FEMALE; 10PIN | INSERT,ELEC CONNECTOR: CONNECTOR NARROW INSERT FEMALE; 10PIN |  | INSERT,ELEC CONNECTOR:CONNECTOR NARROW INSERT FEMALE; 10PIN |  |  | 1068181 @@ CNW (MOUNT ISA) ELECT WHOLESALER | 1362544 | [10 empty] | CNW (MOUNT ISA) ELECT WHOLESALER | 1362544 | [18 empty] | URL Not Found | [9 empty] | Cleansed | 39121400 Electrical lugs plugs and connectors | NUMBER OF PINS:10 |  | INSERT | ELECTRONIC | TYPE | MALE NARROW CONNECTOR | POWER SUPPLY |  | MEASURING PRINCIPLE |  | MEASURING RANGE |  | OUTPUT SIGNAL |  | ACCURACY |  | INTERFACE TYPE |  | MOUNTING TYPE |  | TEMPERATURE RATING |  | SIZE |  | MATERIAL |  | HAZARD CLASS |  | CERTIFICATION/STANDARD | [47 empty] | Production Completed
STP_009 - Lot7 | Data Enrichment | PJR | OK | 2023-11-17 | 2023-11-17 |  | 1066501 | 1066501 | 1362545 | AU_QM_000161986 |  | ERSA | M | 1600 | 1362545GZPCLNT100 | EA |  | CONNECTOR MOBILE 10PIN; FEMALE STRAIGHT | CONNECTOR MOBILE 10PIN; FEMALE STRAIGHT | INSERT,ELEC CONNECTOR: CONNECTOR MOBILE 10PIN; FEMALE STRAIGHT |  | INSERT,ELEC CONNECTOR:CONNECTOR MOBILE 10PIN; FEMALE STRAIGHT |  |  | 1068181 @@ CNW (MOUNT ISA) ELECT WHOLESALER | 1362545 | [10 empty] | CNW (MOUNT ISA) ELECT WHOLESALER | 1362545 | [18 empty] | URL Not Found | [9 empty] | Cleansed | 39121400 Electrical lugs plugs and connectors | NUMBER OF PINS:10 |  | INSERT | ELECTRONIC | TYPE | FEMALE STRAIGHT MOBILE CONNECTOR | POWER SUPPLY |  | MEASURING PRINCIPLE |  | MEASURING RANGE |  | OUTPUT SIGNAL |  | ACCURACY |  | INTERFACE TYPE |  | MOUNTING TYPE |  | TEMPERATURE RATING |  | SIZE |  | MATERIAL |  | HAZARD CLASS |  | CERTIFICATION/STANDARD | [47 empty] | Production Completed
STP_009 - Lot7 | Data Enrichment | PJR | OK | 2023-11-17 | 2023-11-17 | Processed based on Websource, Conflict w.r.t Input | 1140259 | 1140259 | 1447115 | AU_QM_001053784 |  | ERSA | M | 4045 | 1447115GZPCLNT100 | EA |  | BUSH 3/8 OD X 1/8 ID;HYDRAULIC FITTING; | BUSH 3/8 OD X 1/8 ID;HYDRAULIC FITTING; | REDUCER: BUSH 3/8 OD X 1/8 ID;HYDRAULIC FITTING; ELPHINSTONE AD55 |  | REDUCER:BUSH 3/8 OD X 1/8 ID;HYDRAULIC FITTING; |  |  | 1068181 @@ CNW (MOUNT ISA) ELECT WHOLESALER | 1447115 | 1068196 @@ HASTINGS DEERING(AUSTRALIA) LTD | 3B7721 | [10 empty] | CATERPILLAR | 3B-7721 | HASTINGS DEERING(AUSTRALIA) LTD |  | CNW (MOUNT ISA) ELECT WHOLESALER | 1447115 | [12 empty] | https://parts.cat.com/en/catcorp/3B-7721 |  |  |  | ELPHINSTONE | AD55 |  |  |  |  | Enriched | 40171700 Pipe adapters |  |  | ADAPTER | PIPE | TYPE | FLUID CARRYING STRAIGHT,HYDRAULIC | NOMINAL SIZE | 3/8 IN-18 TPIX1/8 IN-27 TPI | END CONNECTION | NPTF | LENGTH | 19 MM | SCHEDULE/WALL THICKNESS |  | PRESSURE CLASS/RATING |  | MATERIAL | PLATED STEEL | MATERIAL SPECIFICATION |  | COATING/FINISH |  | TEMPERATURE RATING |  | HAZARD CLASS |  | CERTIFICATION/STANDARD | [49 empty] | Production Completed
STP_009 - Lot7 | Data Enrichment | PJR | OK | 2023-11-17 | 2023-11-17 |  | 1107719 | 1107719 | 1462238 | AU_QM_003525121 |  | ERSA | M | 1600 | 1462238GZPCLNT100 | EA |  | COMPENSATING SOCKET;MALE; | COMPENSATING SOCKET;MALE; | INSERT,ELEC CONNECTOR: COMPENSATING SOCKET;MALE; LEEDS AND NORTHRUP RECORDER |  | INSERT,ELEC CONNECTOR:COMPENSATING SOCKET;MALE; |  |  | 1068181 @@ CNW (MOUNT ISA) ELECT WHOLESALER | 40358 | [10 empty] | CNW (MOUNT ISA) ELECT WHOLESALER | 40358 | [18 empty] | URL Not Found | [9 empty] | Cleansed | 39121400 Electrical lugs plugs and connectors | LEEDS AND NORTHRUP RECORDER |  | INSERT | ELECTRONIC | TYPE | COMPENSATING MALE SOCKET CONNECTOR | POWER SUPPLY |  | MEASURING PRINCIPLE |  | MEASURING RANGE |  | OUTPUT SIGNAL |  | ACCURACY |  | INTERFACE TYPE |  | MOUNTING TYPE |  | TEMPERATURE RATING |  | SIZE |  | MATERIAL |  | HAZARD CLASS |  | CERTIFICATION/STANDARD | [47 empty] | Production Completed
STP_009 - Lot7 | Data Enrichment | PJR | OK | 2023-11-17 | 2023-11-17 |  | 1054994 | 1054994 |  |  |  | ERSA | M | 3300 | 1608869GZPCLNT100 | EA |  | ARBOR,HOLSW;32-198MM,11 MM,HEX | MANDRIL CORN;,HEX | ARBOR,HOLESAW;HOLESAW SIZE:32-198MM,SHANK SIZE:11 MM,SHANK TYPE:HEX,ADDITIONAL FEATURES EN:BRAND:SHEFFIELD,PTN:SHEARB-2 | MANDRIL CORONA;TIPO VASTAGO:HEX |  |  |  | 1068181 @@ CNW (MOUNT ISA) ELECT WHOLESALER | SHEARB-2 | [12 empty] | SHEFFIELD | SHEARB-2 | CNW (MOUNT ISA) ELECT WHOLESALER | [15 empty] | https://shop.cnw.com.au/cnw/en/AUD/All-Categories/Tools-and-Test-Equipment/Drilling/Arbour-Bit/LARGE-ARBOR-SUIT-32-250mm-HOLESAWS/p/SHEARB-2M12 | https://shop.cnw.com.au/medias/SHEARB-2.pdf?context=bWFzdGVyfHJvb3R8MzkxMDIwfGFwcGxpY2F0aW9uL3BkZnxoZTIvaGI4Lzk4NDc1OTA3NDgxOTAvU0hFQVJCLTIucGRmfDM4YWM5OTI0OTU1NzYzZTU5MjNiNzkyN2Q0YTAzM2FhZDA2MjZjZWIyYzc0MjQ2YzRmZGU5OWIxZjA0MmQzYTc | [8 empty] | Enriched | 27112811 Arbors |  |  | ARBOR | HOLESAW | TYPE | HEAVY DUTY SCREW UP | HOLESAW SIZE | 32 TO 250 MM | SHANK SIZE | 11 MM | SHANK TYPE | LARGE HEXAGON | THREAD SIZE |  | OVERALL LENGTH | 228 MM | PILOT DRILL DIAMETER | 6.35X114 MM | MATERIAL | BI-METAL | HAZARD CLASS |  | CERTIFICATION/STANDARD | [53 empty] | Production Completed
STP_009 - Lot7 | Data Enrichment | PJR | OK | 2023-11-17 | 2023-11-17 |  | 1067549 | 1067549 | 1364932 | AU_QM_000167089 |  | ERSA | M | 5915 | 1364932GZPCLNT100 | EA |  | CAM RING; SUITS NORMEX COUPLING; FOR PBS | CAM RING; SUITS NORMEX COUPLING; FOR PBS | INSERT,FLEX COUPLING: CAM RING; SUITS NORMEX COUPLING; FOR PBS M #4 CRANE AUX HOIST MOTOR-GEARBOX |  | INSERT,FLEX COUPLING: CAM RING; SUITS NORMEX COUPLING; FOR PBS |  |  | 1068418 @@ CONSOLIDATED BEARING CO (QLD) | 1364932 | [10 empty] | CONSOLIDATED BEARING CO (QLD) | 1364932 | [18 empty] | URL Not Found |  |  | CRANE AUX HOIST MOTOR-GEARBOX | [6 empty] | Cleansed | 26111530 Transmission cam | FOR NORMEX COUPLING,FOR PBS M#4 |  | CAM | NO MODIFIER | TYPE | RING | BORE SIZE |  | THICKNESS |  | KEYWAY SIZE |  | MATERIAL |  | HAZARD CLASS |  | CERTIFICATION/STANDARD | [59 empty] | Production Completed
STP_009 - Lot7 | Data Enrichment | PJR | OK | 2023-11-17 | 2023-11-17 |  | 1064647 | 1064647 | 1470768 | AU_QM_009176220 |  | ERSA | M | 4900 | 1470768GZPCLNT100 | EA |  | DRIVE HEAD ASSY D-3921; | DRIVE HEAD ASSY D-3921; | GEAR: DRIVE HEAD ASSY D-3921; 81R-1164 RAISEBORER |  | GEAR:DRIVE HEAD ASSY D-3921; |  |  | 1068108 @@ EPIROC AUSTRALIA PTY LTD | C3701 | [10 empty] | EPIROC AUSTRALIA PTY LTD | C3701 | [18 empty] | URL Not Found |  |  | RAISEBORER |  | 81R-1164 |  |  |  |  | Cleansed | 31171700 Gears | DRIVE HEAD ASSEMBLY,REF:D-3921 |  | GEAR | NO MODIFIER | TYPE |  | BORE SIZE |  | OUTSIDE DIAMETER |  | NUMBER OF TEETH |  | MATERIAL |  | MATERIAL SPECIFICATION |  | HAZARD CLASS |  | CERTIFICATION/STANDARD | [57 empty] | Production Completed
STP_009 - Lot7 | Data Enrichment | PJR | OK | 2023-11-17 | 2023-11-17 |  | 1058420 | 1058420 |  |  |  | ERSA | M | 4500 | 1606724GZPCLNT100 | EA |  | DRIVER;SINGLE ENCODER,A1000 ACCESSORY | CONDUCTOR; | DRIVER;TYPE:SINGLE ENCODER,SIZE:A1000 ACCESSORY,ADDITIONAL FEATURES EN:DIFFERENTIAL LINE DRIVER,MAXIMUM INPUT FREQUENCY: 300 KHZ, PHASES A AND B MOUNTS AT OPTION CONNECTOR CN5-C OR CN5-B | CONDUCTOR; |  |  |  | 1070461 @@ ESM AUSTRALIA PTY LTD | PG-X3 | [12 empty] | ESM AUSTRALIA PTY LTD | PG-X3 | [16 empty] | https://prbelectronics.com/product/yaskawa-pg-x3-single-encoder-feedback-line-driver-option-card/ | [9 empty] | Cleansed | 39121500 Electrical controls and accessories | ACCESSORY,MAXIMUM INPUT FREQUENCY:300 KHZ,PHASES A AND B MOUNTS AT OPTION CONNECTOR CN5-C OR CN5-B |  | DRIVER | NO MODIFIER | TYPE | SINGLE ENCODER,DIFFERENT LINE | SIZE | A1000 | MATERIAL |  | HAZARD CLASS |  | CERTIFICATION/STANDARD | [63 empty] | Production Completed
STP_009 - Lot7 | Data Enrichment | PJR | OK | 2023-11-17 | 2023-11-17 |  | 1207316 | 1207316 |  |  |  | ERSA | M | 5700 | 132745MRM | M |  | CONVEYOR,BELT:1200MM WIDE CONVEYOR BELTI | CONVEYOR,BELT:1200MM WIDE CONVEYOR BELTI | CONVEYOR,BELT:1200MM WIDE CONVEYOR BELTING;10/3MM COVERS M+ GRADE; |  |  |  |  | 1079254 @@ FENNER DUNLOP (NT) | 133618 | [10 empty] | FENNER DUNLOP (NT) | 133618 | [18 empty] | URL Not Found | [9 empty] | Cleansed | 24101712 Belt conveyors | COVER THICKNESS:10/3 MM,COVER GRADE:M+ |  | CONVEYOR | BELT | TYPE |  | BELT WIDTH | 1.2 M | BELT TYPE |  | SPEED RATING |  | CAPACITY |  | POWER RATING |  | ELECTRICAL RATING |  | DRIVE DETAILS |  | CONSTRUCTION |  | BED TYPE |  | BED SIZE |  | SECTION LENGTH |  | FRAME WIDTH |  | HAZARD CLASS |  | CERTIFICATION/STANDARD | [43 empty] | Production Completed
STP_009 - Lot7 | Data Enrichment | PJR | OK | 2023-11-17 | 2023-11-17 |  | 1207317 | 1207317 |  |  |  | ERSA | M | 5700 | 132747MRM | M |  | CONVEYOR,BELT:900MM WIDE;CONVEYOR BELTIN | CONVEYOR,BELT:900MM WIDE;CONVEYOR BELTIN | CONVEYOR,BELT:900MM WIDE;CONVEYOR BELTING;10/3MM; COVERS M+ GRADE;PN1000;POLY NYLON; |  |  |  |  | 1079254 @@ FENNER DUNLOP (NT) | 312936-100M | [10 empty] | FENNER DUNLOP (NT) | 312936-100M | [18 empty] | URL Not Found | [9 empty] | Cleansed | 24101712 Belt conveyors | MATERIAL:POLY NYLON,COVER THICKNESS:10/3 MM,COVER GRADE:M+,DESIGNATION:PN1000 |  | CONVEYOR | BELT | TYPE |  | BELT WIDTH | 900 MM | BELT TYPE |  | SPEED RATING |  | CAPACITY |  | POWER RATING |  | ELECTRICAL RATING |  | DRIVE DETAILS |  | CONSTRUCTION |  | BED TYPE |  | BED SIZE |  | SECTION LENGTH |  | FRAME WIDTH |  | HAZARD CLASS |  | CERTIFICATION/STANDARD | [43 empty] | Production Completed
STP_009 - Lot7 | Data Enrichment | PJR | OK | 2023-11-17 | 2023-11-17 |  | 1180281 | 1180281 |  |  |  | ERSA | M | 5700 | 1544123GZPCLNT100 | M |  | CONVEYOR,BLT;PN600/4PLY,6/2COVER,2400MM | BANDA TRANSP; | CONVEYOR,BELT;ADDITIONAL FEATURES EN:PN600/4PLY,6/2COVER,2400MM | BANDA TRANSPORTADORA; |  |  |  | 1068237 @@ FENNER DUNLOP AUSTRALIA PTY LTD | 145181 | [10 empty] | FENNER DUNLOP AUSTRALIA PTY LTD | 145181 | [18 empty] | URL Not Found | [9 empty] | Cleansed | 24101712 Belt conveyors | DESIGNATION:PN600/4 PLY,COVER THICKNESS:6X2 MM |  | CONVEYOR | BELT | TYPE |  | BELT WIDTH | 2.4 M | BELT TYPE |  | SPEED RATING |  | CAPACITY |  | POWER RATING |  | ELECTRICAL RATING |  | DRIVE DETAILS |  | CONSTRUCTION |  | BED TYPE |  | BED SIZE |  | SECTION LENGTH |  | FRAME WIDTH |  | HAZARD CLASS |  | CERTIFICATION/STANDARD | [43 empty] | Production Completed
STP_009 - Lot7 | Data Enrichment | PJR | OK | 2023-11-17 | 2023-11-17 |  | 1035953 | 1035953 |  |  |  | ERSA | M | 5700 | 1532461GZPCLNT100 | M |  | CONVEYOR,BLT;630/4 6X2,0.50,1600,312740 | CONVEYOR,BLT;630/4 6X2,0.50,1600,312740 | CONVEYOR,BLT;ADDITIONAL FEATURES:630/4 6X2,0.50,1600,312740 |  |  |  |  | 1068237 @@ FENNER DUNLOP AUSTRALIA PTY LTD | 312740 | [10 empty] | FENNER DUNLOP AUSTRALIA PTY LTD | 312740 | [18 empty] | URL Not Found | [9 empty] | Cleansed | 24101712 Belt conveyors | DESIGNATION:PN630/4 PLY,COVER THICKNESS:6X2 MM,0.5 |  | CONVEYOR | BELT | TYPE |  | BELT WIDTH | 1.6 M | BELT TYPE |  | SPEED RATING |  | CAPACITY |  | POWER RATING |  | ELECTRICAL RATING |  | DRIVE DETAILS |  | CONSTRUCTION |  | BED TYPE |  | BED SIZE |  | SECTION LENGTH |  | FRAME WIDTH |  | HAZARD CLASS |  | CERTIFICATION/STANDARD | [43 empty] | Production Completed
STP_009 - Lot7 | Data Enrichment | PJR | OK | 2023-11-17 | 2023-11-17 |  | 1035952 | 1035952 |  |  |  | ERSA | M | 5700 | 1532463GZPCLNT100 | M |  | CONVEYOR,BLT;630/4 6X2 0.50,1000,312850 | CONVEYOR,BLT;630/4 6X2 0.50,1000,312850 | CONVEYOR,BLT;ADDITIONAL FEATURES:630/4 6X2 0.50,1000,312850 |  |  |  |  | 1068237 @@ FENNER DUNLOP AUSTRALIA PTY LTD | 312850 | [10 empty] | FENNER DUNLOP AUSTRALIA PTY LTD | 312850 | [18 empty] | URL Not Found | [9 empty] | Cleansed | 24101712 Belt conveyors | DESIGNATION:PN630/4 PLY,COVER THICKNESS:6X2 MM,0.5 |  | CONVEYOR | BELT | TYPE |  | BELT WIDTH | 1 M | BELT TYPE |  | SPEED RATING |  | CAPACITY |  | POWER RATING |  | ELECTRICAL RATING |  | DRIVE DETAILS |  | CONSTRUCTION |  | BED TYPE |  | BED SIZE |  | SECTION LENGTH |  | FRAME WIDTH |  | HAZARD CLASS |  | CERTIFICATION/STANDARD | [43 empty] | Production Completed
STP_009 - Lot7 | Data Enrichment | PJR | OK | 2023-11-17 | 2023-11-17 |  | 1180280 | 1180280 |  |  |  | ERSA | M | 5700 | 1544124GZPCLNT100 | M |  | CONVEYOR,BLT;PN1600/4PLY,8X3COVER,1300MM | BANDA TRANSP; | CONVEYOR,BELT;ADDITIONAL FEATURES EN:PN1600/4PLY,8X3COVER,1300MM | BANDA TRANSPORTADORA; |  |  |  | 1068237 @@ FENNER DUNLOP AUSTRALIA PTY LTD | 417952 | [10 empty] | FENNER DUNLOP AUSTRALIA PTY LTD | 417952 | [18 empty] | URL Not Found | [9 empty] | Cleansed | 24101712 Belt conveyors | DESIGNATION:PN1600/4 PLY,COVER THICKNESS:8X3 MM |  | CONVEYOR | BELT | TYPE |  | BELT WIDTH | 1.3 M | BELT TYPE |  | SPEED RATING |  | CAPACITY |  | POWER RATING |  | ELECTRICAL RATING |  | DRIVE DETAILS |  | CONSTRUCTION |  | BED TYPE |  | BED SIZE |  | SECTION LENGTH |  | FRAME WIDTH |  | HAZARD CLASS |  | CERTIFICATION/STANDARD | [43 empty] | Production Completed
STP_009 - Lot7 | Data Enrichment | PJR | OK | 2023-11-17 | 2023-11-17 |  | 1180260 | 1180260 |  |  |  | ERSA | M | 5700 | 1544224GZPCLNT100 | M |  | CONVEYOR,BLT;PN800/4PLY,6/2COVER,1200MMW | BANDA TRANSP; | CONVEYOR,BELT;ADDITIONAL FEATURES EN:PN800/4PLY,6/2COVER,1200MMW | BANDA TRANSPORTADORA; |  |  |  | 1068237 @@ FENNER DUNLOP AUSTRALIA PTY LTD | 51906 | [10 empty] | FENNER DUNLOP AUSTRALIA PTY LTD | 51906 | [18 empty] | URL Not Found | [9 empty] | Cleansed | 24101712 Belt conveyors | DESIGNATION:PN800/4 PLY,COVER THICKNESS:6X2 MM |  | CONVEYOR | BELT | TYPE |  | BELT WIDTH | 1.2 M | BELT TYPE |  | SPEED RATING |  | CAPACITY |  | POWER RATING |  | ELECTRICAL RATING |  | DRIVE DETAILS |  | CONSTRUCTION |  | BED TYPE |  | BED SIZE |  | SECTION LENGTH |  | FRAME WIDTH |  | HAZARD CLASS |  | CERTIFICATION/STANDARD | [43 empty] | Production Completed
STP_009 - Lot7 | Data Enrichment | PJR | OK | 2023-11-17 | 2023-11-17 |  | 1067377 | 1067377 | 1364899 | AU_QM_000167026 |  | ERSA | M | 5915 | 1364899GZPCLNT100 | EA |  | CAM RING; SUITS BIPEX BWN 97; FOR PBSM S | CAM RING; SUITS BIPEX BWN 97; FOR PBSM S | INSERT,FLEX COUPLING: CAM RING; SUITS BIPEX BWN 97; FOR PBSM S TREET CRANE AUX HOIST MOTOR-GEARBOX |  | INSERT,FLEX COUPLING: CAM RING; SUITS BIPEX BWN 97; FOR PBSM S |  |  | 1068563 @@ FLENDER PTY. LTD. | 1364899 | [10 empty] | FLENDER PTY. LTD. | 1364899 | [18 empty] | URL Not Found |  |  | STREET CRANE AUX HOIST MOTOR-GEARBOX | [6 empty] | Cleansed | 26111530 Transmission cam | FOR BIPEX BWN 97 FOR PBSM |  | CAM | NO MODIFIER | TYPE | RING | BORE SIZE |  | THICKNESS |  | KEYWAY SIZE |  | MATERIAL |  | HAZARD CLASS |  | CERTIFICATION/STANDARD | [59 empty] | Production Completed
STP_009 - Lot7 | Data Enrichment | PJR | OK | 2023-11-17 | 2023-11-17 |  | 1067590 | 1067590 | 1449685 | AU_QM_001117738 |  | ERSA | M | 4900 | 1449685GZPCLNT100 | EA |  | BM03 PINION GEAR;22 TOOTH;C/W KEYS; | BM03 PINION GEAR;22 TOOTH;C/W KEYS; | GEAR,HELICAL: BM03 PINION GEAR;22 TOOTH;C/W KEYS; LESS BEARINGS;TO DIN17210 - 17CrNiMo6 CASE CARBURISED HRC HARDNESS 60-62; REF: 07-E468-01 |  | GEAR,HELICAL: BM03 PINION GEAR;22 TOOTH;C/W KEYS; |  |  | 1068162 @@ FLSMIDTH PTY LTD | 1449685 | [10 empty] | FLSMIDTH PTY LTD | 1449685 | [18 empty] | URL Not Found | [9 empty] | Cleansed | 31171714 Helical gears | HARDNESS:60 TO 62 HRC,REF:07-E468-01,BM03,C/W KEYS,LESS BEARINGS |  | GEAR | HELICAL | TYPE | PINION | BORE SIZE |  | PITCH DIAMETER |  | OUTSIDE DIAMETER |  | NUMBER OF TEETH | 22 | MATERIAL | 17CRNIMO6 CASE CARBURISED,DIN17210 | PRESSURE ANGLE |  | DIAMETRAL PITCH |  | FACE WIDTH |  | HUB LENGTH |  | HAZARD CLASS |  | CERTIFICATION/STANDARD | [49 empty] | Production Completed
STP_009 - Lot7 | Data Enrichment | PJR | OK | 2023-11-17 | 2023-11-17 |  | 1065936 | 1065936 | 1469695 | AU_QM_008703066 |  | ERSA | M | 5920 | 1469695GZPCLNT100 | EA |  | C/W SHAFT | C/W SHAFT | GEAR,IDLER; C/W SHAFT FOR ROPER 801-2AM08 ROTARY GEAR PUMP |  | GEAR,IDLER; C/W SHAFT |  |  | 1068919 @@ GILBARCO AUSTRALIA PTY LTD | 801-D2-1430(IDLER-GEAR) | [12 empty] | GILBARCO AUSTRALIA PTY LTD | 801-D2-1430(IDLER-GEAR) | [16 empty] | https://pumpsandprocess.com/parts/roper-pump-parts/ |  |  | ROTARY GEAR PUMP | ROPER | 801-2AM08 |  |  |  |  | Cleansed | 31171700 Gears | C/W SHAFT |  | IDLER | GEAR | TYPE |  | NUMBER OF TEETH |  | PITCH DIAMETER |  | DIAMETRAL PITCH |  | SHAFT SIZE |  | PRESSURE ANGLE |  | MATERIAL |  | HAZARD CLASS |  | CERTIFICATION/STANDARD | [55 empty] | Production Completed
STP_009 - Lot7 | Data Enrichment | PJR | OK | 2023-11-17 | 2023-11-17 |  | 1054279 | 1054279 |  |  |  | ERSA | M | 5700 | 1575216GZPCLNT100 | EA |  | CONVEYOR;RC-600,600 MM X 3 M,L824 | TRANSPORTADOR; | CONVEYOR;ADDITIONAL FEATURES EN:RC-600,600 MM X 3 M,L824 | TRANSPORTADOR; |  |  |  | 1068290 @@ HARE & FORBES | L824 | [12 empty] | HARE & FORBES | L824 | [16 empty] | https://www.machineryhouse.com.au/l824 | [9 empty] | Enriched | 24101709 Roller conveyors | MODEL:RC-600 |  | CONVEYOR | ROLLER | TYPE |  | CAPACITY | 35 KG | SPEED RATING |  | ROLLER DIAMETER | 50 MM | LENGTH | 3 M | WIDTH | 600 MM | PITCH | 150 MM | POWER RATING |  | DRIVE DETAILS |  | ELECTRICAL RATING |  | MATERIAL | STEEL ZINC PLATED | OVERALL SIZE |  | HAZARD CLASS |  | CERTIFICATION/STANDARD | [45 empty] | Production Completed
STP_009 - Lot7 | Data Enrichment | PJR | OK | 2023-11-17 | 2023-11-17 |  | 1140076 | 1140076 | 1350068 | AU_QM_000132144 |  | ERSA | M | 2200 | 1350068GZPCLNT100 | EA |  | CARTRIDGE VALVE;LH SIDE;HEAD END;;R1700 | CARTRIDGE VALVE;LH SIDE;HEAD END;;R1700 | INSERT,CARTRIDGE VALVE: CARTRIDGE VALVE;LH SIDE;HEAD END;;R1700 SBR RIDE CONTROL; |  | INSERT,CARTRIDGE VALVE: CARTRIDGE VALVE;LH SIDE;HEAD END;;R1700 |  |  | 1068342 @@ ISADRAULICS | GS060700N | [12 empty] | ISADRAULICS | GS060700N | [16 empty] | https://www.hi-des.com/en/gs0607-1422 |  |  | LOAD HAUL DUMP | CATERPILLAR | R1700 |  |  |  |  | Enriched | 40141605 Solenoid valves | SBR RIDE CONTROL,LH SIDE,HEAD END |  | VALVE | SOLENOID | TYPE | DIRECTIONAL,POPPET | NOMINAL SIZE |  | END CONNECTION |  | CONFIGURATION | 2-WAY,NC | ORIFICE SIZE |  | ELECTRICAL RATING |  | FLOW RATING | 190 L/MIN | PRESSURE CLASS/RATING | 350 BAR | BODY MATERIAL |  | DESIGN PRESSURE |  | TEMPERATURE RATING |  | ENCLOSURE |  | HAZARD CLASS |  | CERTIFICATION/STANDARD | [45 empty] | Production Completed
STP_009 - Lot7 | Data Enrichment | PJR | OK | 2023-11-17 | 2023-11-17 |  | 1140075 | 1140075 | 1350069 | AU_QM_000132145 |  | ERSA | M | 2200 | 1350069GZPCLNT100 | EA |  | CARTRIDGE VALVE;RH SIDE;HEAD END;;R1700 | CARTRIDGE VALVE;RH SIDE;HEAD END;;R1700 | INSERT,CARTRIDGE VALVE: CARTRIDGE VALVE;RH SIDE;HEAD END;;R1700 SBR RIDE CONTROL; |  | INSERT,CARTRIDGE VALVE: CARTRIDGE VALVE;RH SIDE;HEAD END;;R1700 |  |  | 1068342 @@ ISADRAULICS | GS060800N | [12 empty] | ISADRAULICS | GS060800N | [16 empty] | https://ph.parker.com/us/en/product/2-way-poppet-type-bi-directional-solenoid-valve/gs068000n |  |  | LOAD HAUL DUMP | CATERPILLAR | R1700 |  |  |  |  | Enriched | 40141605 Solenoid valves | SBR RIDE CONTROL.RH SIDE,HEAD END |  | VALVE | SOLENOID | TYPE | DIRECTIONAL,POPPET | NOMINAL SIZE |  | END CONNECTION |  | CONFIGURATION | 2-WAY,NC | ORIFICE SIZE |  | ELECTRICAL RATING |  | FLOW RATING | 285 L/MIN | PRESSURE CLASS/RATING | 210 BAR | BODY MATERIAL |  | DESIGN PRESSURE |  | TEMPERATURE RATING | 30 TO 250 DEG F | ENCLOSURE |  | HAZARD CLASS |  | CERTIFICATION/STANDARD | [45 empty] | Production Completed
STP_009 - Lot7 | Data Enrichment | PJR | OK | 2023-11-17 | 2023-11-17 |  | 1108286 | 1108286 | 1445231 | AU_QM_001009089 |  | ERSA | M | 1825 | 1445231GZPCLNT100 | EA |  | ASH 18/16 GLAND PACKINGS;DURAMID RINGS; | ASH 18/16 GLAND PACKINGS;DURAMID RINGS; | PACKING,PREFORMED: ASH 18/16 GLAND PACKINGS;DURAMID RINGS; PREFORMED;245MM OD X 205MM ID;SET OF 5; ASH 18/16 SRH PUMP |  | PACKING,PREFORMED:ASH 18/16 GLAND PACKINGS;DURAMID RINGS; |  |  | 1069264 @@ JAMES WALKER AUSTRALIA PTY LTD | 1445231 | [10 empty] | JAMES WALKER AUSTRALIA PTY LTD | 1445231 | [18 empty] | URL Not Found |  |  | PUMP | ASH | 18/16 SRH |  |  |  |  | Cleansed | 31181702 Glands | PACKAGE QUANTITY:5/SET |  | GLAND | PACKING | TYPE |  | SIZE | 205 IDX245 OD MM | MATERIAL | DURAMID RING | HAZARD CLASS |  | CERTIFICATION/STANDARD | [63 empty] | Production Completed
STP_009 - Lot7 | Data Enrichment | PJR | OK | 2023-11-17 | 2023-11-17 |  | 1036356 | 1036356 | 1476264 | AU_QM_000952346 |  | ERSA | M | 1640 | 1476264GZPCLNT100 | M |  | 2.5MM2 (7/0.67MM),BLACK,PVC INSULATED, | 2.5MM2 (7/0.67MM),BLACK,PVC INSULATED, |  |  | WIRE,ELECTRICAL:2.5MM2 (7/0.67MM),BLACK,PVC INSULATED, |  |  | 1070031 @@ LAWRENCE & HANSON PTY. LTD. | OLX7/067BWBK | 1068181 @@ CNW (MOUNT ISA) ELECT WHOLESALER | SR1025-100BLK | 1071835 @@ REXEL AUSTRALIA | 1476264 | 1072012 @@ CNW (TOWNSVILLE) ELECT SUPPLIES | OLXBAAP07AA001AABK | [6 empty] | ELECTRA CABLE | SR1025-100BLK | CNW (MOUNT ISA) ELECT WHOLESALER |  | LAWRENCE & HANSON PTY. LTD. | OLX7/067BWBK | REXEL AUSTRALIA | 1476264 | CNW (TOWNSVILLE) ELECT SUPPLIES | OLXBAAP07AA001AABK | [8 empty] | https://cdn2.rexel.com.au/medias/sys_Aurexel/sheets/sheets/h94/h92/9079512203294/1-BUILDING-WIRE.pdf | [9 empty] | Enriched | 26121517 Copper wire |  |  | WIRE | ELECTRICAL | TYPE | BUILDING | VOLTAGE RATING | 0.6/1 KV | CONDUCTOR SIZE | 2.5 MM2 (7/0.67 MM) | CONDUCTOR MATERIAL | PLAIN ANNEALED COPPER | JACKET MATERIAL | PVC V90 | NUMBER OF CONDUCTORS |  | TEMPERATURE RATING | 90 DEG C | COLOUR | BLACK | HAZARD CLASS |  | CERTIFICATION/STANDARD | AS/NZS 5000.1 | [52 empty] | Production Completed
STP_009 - Lot7 | Data Enrichment | PJR | OK | 2023-11-17 | 2023-11-17 |  | 1036354 | 1036354 | 1476266 | AU_QM_000952348 |  | ERSA | M | 1640 | 1476266GZPCLNT100 | M |  | 2.5MM2 (7/0.67MM),BLUE,PVC INSULATED,V75 | 2.5MM2 (7/0.67MM),BLUE,PVC INSULATED,V75 |  |  | WIRE,ELECTRICAL:2.5MM2 (7/0.67MM),BLUE,PVC INSULATED,V75 |  |  | 1070031 @@ LAWRENCE & HANSON PTY. LTD. | OLX7/067BWBL | 1068181 @@ CNW (MOUNT ISA) ELECT WHOLESALER | SR1025-100BLU | 1071835 @@ REXEL AUSTRALIA | 1476266 | 1072012 @@ CNW (TOWNSVILLE) ELECT SUPPLIES | 1476266 | [6 empty] | ELECTRA CABLE | SR1025-100BLU | CNW (MOUNT ISA) ELECT WHOLESALER |  | LAWRENCE & HANSON PTY. LTD. | OLX7/067BWBL | REXEL AUSTRALIA | 1476266 | CNW (TOWNSVILLE) ELECT SUPPLIES | [9 empty] | https://cdn2.rexel.com.au/medias/sys_Aurexel/sheets/sheets/h94/h92/9079512203294/1-BUILDING-WIRE.pdf | [9 empty] | Enriched | 26121517 Copper wire |  |  | WIRE | ELECTRICAL | TYPE | BUILDING | VOLTAGE RATING | 0.6/1 KV | CONDUCTOR SIZE | 2.5 MM2 (7/0.67 MM) | CONDUCTOR MATERIAL | PLAIN ANNEALED COPPER | JACKET MATERIAL | PVC V90 | NUMBER OF CONDUCTORS |  | TEMPERATURE RATING | 90 DEG C | COLOUR | BLUE | HAZARD CLASS |  | CERTIFICATION/STANDARD | AS/NZS 5000.1 | [52 empty] | Production Completed
STP_009 - Lot7 | Data Enrichment | PJR | OK | 2023-11-17 | 2023-11-17 |  | 1036355 | 1036355 | 1476265 | AU_QM_000952347 |  | ERSA | M | 1640 | 1476265GZPCLNT100 | M |  | 2.5MM2 (7/0.67MM),WHITE,PVC INSULATED, | 2.5MM2 (7/0.67MM),WHITE,PVC INSULATED, |  |  | WIRE,ELECTRICAL:2.5MM2 (7/0.67MM),WHITE,PVC INSULATED, |  |  | 1070031 @@ LAWRENCE & HANSON PTY. LTD. | OLX7/067BWW | 1068181 @@ CNW (MOUNT ISA) ELECT WHOLESALER | SR1025-100WHE | 1071835 @@ REXEL AUSTRALIA | 1476265 | 1072012 @@ CNW (TOWNSVILLE) ELECT SUPPLIES | 1476265 | [6 empty] | ELECTRA CABLE | SR1025-100WHE | CNW (MOUNT ISA) ELECT WHOLESALER |  | LAWRENCE & HANSON PTY. LTD. | OLX7/067BWW | REXEL AUSTRALIA | 1476265 | CNW (TOWNSVILLE) ELECT SUPPLIES | [9 empty] | https://cdn2.rexel.com.au/medias/sys_Aurexel/sheets/sheets/h94/h92/9079512203294/1-BUILDING-WIRE.pdf | [9 empty] | Enriched | 26121517 Copper wire |  |  | WIRE | ELECTRICAL | TYPE | BUILDING | VOLTAGE RATING | 0.6/1 KV | CONDUCTOR SIZE | 2.5 MM2 (7/0.67 MM) | CONDUCTOR MATERIAL | PLAIN ANNEALED COPPER | JACKET MATERIAL | PVC V90 | NUMBER OF CONDUCTORS |  | TEMPERATURE RATING | 90 DEG C | COLOUR | WHITE | HAZARD CLASS |  | CERTIFICATION/STANDARD | AS/NZS 5000.1 | [52 empty] | Production Completed
STP_009 - Lot7 | Data Enrichment | PJR | OK | 2023-11-17 | 2023-11-17 |  | 1036358 | 1036358 | 1476261 | AU_QM_000952297 |  | ERSA | M | 1640 | 1476261GZPCLNT100 | M |  | 6MM2 (7/1.04MM),BLACK,PVC INSULATED,V75, | 6MM2 (7/1.04MM),BLACK,PVC INSULATED,V75, |  |  | WIRE,ELECTRICAL:6MM2 (7/1.04MM),BLACK,PVC INSULATED,V75, |  |  | 1070031 @@ LAWRENCE & HANSON PTY. LTD. | OLX7/104BWBK | 1068181 @@ CNW (MOUNT ISA) ELECT WHOLESALER | SR1060-100BLK | 1071835 @@ REXEL AUSTRALIA | 1476261 | 1072012 @@ CNW (TOWNSVILLE) ELECT SUPPLIES | 1476261 | [6 empty] | ELECTRA CABLE | SR1060-100BLK | CNW (MOUNT ISA) ELECT WHOLESALER |  | LAWRENCE & HANSON PTY. LTD. | OLX7/104BWBK | REXEL AUSTRALIA | 1476261 | CNW (TOWNSVILLE) ELECT SUPPLIES | [9 empty] | https://cdn2.rexel.com.au/medias/sys_Aurexel/sheets/sheets/h94/h92/9079512203294/1-BUILDING-WIRE.pdf | [9 empty] | Enriched | 26121517 Copper wire |  |  | WIRE | ELECTRICAL | TYPE | BUILDING | VOLTAGE RATING | 0.6/1 KV | CONDUCTOR SIZE | 6 MM2 (7/1.04 MM) | CONDUCTOR MATERIAL | PLAIN ANNEALED COPPER | JACKET MATERIAL | PVC V90 | NUMBER OF CONDUCTORS |  | TEMPERATURE RATING | 90 DEG C | COLOUR | BLACK | HAZARD CLASS |  | CERTIFICATION/STANDARD | AS/NZS 5000.1 | [52 empty] | Production Completed
STP_009 - Lot7 | Data Enrichment | PJR | OK | 2023-11-17 | 2023-11-17 |  | 1036359 | 1036359 | 1476260 | AU_QM_000952296 |  | ERSA | M | 1640 | 1476260GZPCLNT100 | M |  | 6MM2 (7/1.04MM),BLUE,PVC INSULATED,V75, | 6MM2 (7/1.04MM),BLUE,PVC INSULATED,V75, |  |  | WIRE,ELECTRICAL:6MM2 (7/1.04MM),BLUE,PVC INSULATED,V75, |  |  | 1070031 @@ LAWRENCE & HANSON PTY. LTD. | OLX7/104BWBL | 1068181 @@ CNW (MOUNT ISA) ELECT WHOLESALER | SR1060-100BLU | 1071835 @@ REXEL AUSTRALIA | 1476260 | 1072012 @@ CNW (TOWNSVILLE) ELECT SUPPLIES | 1476260 | [6 empty] | ELECTRA CABLE | SR1060-100BLU | CNW (MOUNT ISA) ELECT WHOLESALER |  | LAWRENCE & HANSON PTY. LTD. | OLX7/104BWBL | REXEL AUSTRALIA | 1476260 | CNW (TOWNSVILLE) ELECT SUPPLIES | [9 empty] | https://cdn2.rexel.com.au/medias/sys_Aurexel/sheets/sheets/h94/h92/9079512203294/1-BUILDING-WIRE.pdf | [9 empty] | Enriched | 26121517 Copper wire |  |  | WIRE | ELECTRICAL | TYPE | BUILDING | VOLTAGE RATING | 0.6/1 KV | CONDUCTOR SIZE | 6 MM2 (7/1.04 MM) | CONDUCTOR MATERIAL | PLAIN ANNEALED COPPER | JACKET MATERIAL | PVC V90 | NUMBER OF CONDUCTORS |  | TEMPERATURE RATING | 90 DEG C | COLOUR | BLUE | HAZARD CLASS |  | CERTIFICATION/STANDARD | AS/NZS 5000.1 | [52 empty] | Production Completed
STP_009 - Lot7 | Data Enrichment | PJR | OK | 2023-11-17 | 2023-11-17 |  | 1036360 | 1036360 | 1476258 | AU_QM_000952261 |  | ERSA | M | 1640 | 1476258GZPCLNT100 | M |  | 6MM2 (7/1.04MM),RED,PVC INSULATED,39AMP, | 6MM2 (7/1.04MM),RED,PVC INSULATED,39AMP, |  |  | WIRE,ELECTRICAL:6MM2 (7/1.04MM),RED,PVC INSULATED,39AMP, |  |  | 1070031 @@ LAWRENCE & HANSON PTY. LTD. | OLX7/104BWR | 1068181 @@ CNW (MOUNT ISA) ELECT WHOLESALER | SR1060-100RED | 1071835 @@ REXEL AUSTRALIA | 1476258 | 1072012 @@ CNW (TOWNSVILLE) ELECT SUPPLIES | 1476258 | [6 empty] | ELECTRA CABLE | SR1060-100RED | CNW (MOUNT ISA) ELECT WHOLESALER |  | LAWRENCE & HANSON PTY. LTD. | OLX7/104BWR | REXEL AUSTRALIA | 1476258 | CNW (TOWNSVILLE) ELECT SUPPLIES | [9 empty] | https://cdn2.rexel.com.au/medias/sys_Aurexel/sheets/sheets/h94/h92/9079512203294/1-BUILDING-WIRE.pdf | [9 empty] | Enriched | 26121517 Copper wire | CURRENT RATING:39 A |  | WIRE | ELECTRICAL | TYPE | BUILDING | VOLTAGE RATING | 0.6/1 KV | CONDUCTOR SIZE | 6 MM2 (7/1.04 MM) | CONDUCTOR MATERIAL | PLAIN ANNEALED COPPER | JACKET MATERIAL | PVC V90 | NUMBER OF CONDUCTORS |  | TEMPERATURE RATING | 90 DEG C | COLOUR | RED | HAZARD CLASS |  | CERTIFICATION/STANDARD | AS/NZS 5000.1 | [52 empty] | Production Completed
STP_009 - Lot7 | Data Enrichment | PJR | OK | 2023-11-17 | 2023-11-17 |  | 1068175 | 1068175 | 1445924 | AU_QM_001022532 |  | ERSA | M | 5910 | 1445924GZPCLNT100 | EA |  | 60MM OD;4M LGTH;ALUMINIUM;1.6MM WALL; | 60MM OD;4M LGTH;ALUMINIUM;1.6MM WALL; | TUBE,METALLIC: 60MM OD;4M LGTH;ALUMINUM;1.6MM WALL; WHITE POWDER COAT;RED REFLECT. STRIPING; BOOM GATE BOOM |  | TUBE,METALLIC:60MM OD;4M LGTH;ALUMINIUM;1.6MM WALL; |  |  | 1069633 @@ MCGOVERN AGENCIES | 1445924 | [10 empty] | MCGOVERN AGENCIES | 1445924 | [18 empty] | URL Not Found | [9 empty] | Cleansed | 40180000 Tubes tubing and tube fittings | RED REFLECT STRIPING,BOOM GATE BOOM |  | TUBE | METALLIC | INSIDE DIAMETER |  | OUTSIDE DIAMETER | 60 MM | LENGTH | 4 M | WALL THICKNESS | 1.6 MM | MATERIAL | ALUMINUM WHITE POWDER | MATERIAL SPECIFICATION |  | PRESSURE RATING |  | STRUCTURE |  | HAZARD CLASS |  | CERTIFICATION/STANDARD | [53 empty] | Production Completed
STP_009 - Lot7 | Data Enrichment | PJR | OK | 2023-11-17 | 2023-11-17 |  | 1068255 | 1068255 | 1370105 | AU_QM_000175383 |  | ERSA | M | 5910 | 1370105GZPCLNT100 | EA |  | CAT;AD45B/55;TRUCK;238-9979;INCL BACK PR | CAT;AD45B/55;TRUCK;238-9979;INCL BACK PR | TUBE ASSEMBLY: CAT;AD45B/55;TRUCK;238-9979;INCL BACK PR ESSURE MONITOR PORTS |  | TUBE ASSEMBLY:CAT;AD45B/55;TRUCK;238-9979;INCL BACK PR |  |  | 1068452 @@ MEI GROUP P/L T/AS MAMMOTH | E77398 | 1068196 @@ HASTINGS DEERING(AUSTRALIA) LTD | 1370105 | [10 empty] | CATERPILLAR | 238-9979 | MEI GROUP P/L T/AS MAMMOTH | E77398 | HASTINGS DEERING(AUSTRALIA) LTD | 1370105 | [12 empty] | https://parts.cat.com/en/catcorp/238-9979 |  |  | TRUCK |  | AD45B/55 |  |  |  |  | Enriched | 40180000 Tubes tubing and tube fittings | ASSEMBLY C/W BACK PRESSURE MONITOR PARTS |  | TUBE | NO MODIFIER | TYPE | EXHAUST | SIZE |  | MATERIAL |  | MATERIAL SPECIFICATION |  | PRESSURE RATING |  | TEMPERATURE RATING |  | HAZARD CLASS |  | CERTIFICATION/STANDARD | [57 empty] | Production Completed
STP_009 - Lot7 | Data Enrichment | PJR | OK | 2023-11-17 | 2023-11-17 |  | 1155140 | 1155140 |  |  |  | ERSA | M | 5380 | 1515162GZPCLNT100 | EA |  | DETERGENT;MPD996 ENVIRO,16-02-1199-1000 | DETERGENT;MPD996 ENVIRO,16-02-1199-1000 | DETERGENT;ADDITIONAL FEATURES:MPD996 ENVIRO,16-02-1199-1000 |  |  |  |  | 1069821 @@ MINEHAN AGENCIES PTY LTD | 16-02-1199-1000 | [12 empty] | MINEHAN AGENCIES PTY LTD | MPD996 ENVIRO | MINEHAN AGENCIES PTY LTD | 16-02-1199-1000 | [14 empty] | https://go.lupinsys.com/minehanagencies/harms/public/materials/d359c5230a58e724e594cb58efa4d416-published/attachments_api/06a7919d823b781b153e1723da124669/search_api/MPD996_Enviro-TDS.pdf | [9 empty] | Enriched | 12161902 Detergent surfactants |  |  | DETERGENT | NO MODIFIER | TYPE | WATER BASED SOLVENT BOOSTED CLEANER | FORM | LIQUID | CONTAINER | 20L | COLOUR | ORANGE | WEIGHT |  | PACKAGE TYPE |  | HAZARD CLASS |  | CERTIFICATION/STANDARD | [57 empty] | Production Completed
STP_009 - Lot7 | Data Enrichment | PJR | OK | 2023-11-17 | 2023-11-17 |  | 1134165 | 1134165 | 1365374 | AU_QM_000167688 |  | ERSA | M | 5915 | 1365374GZPCLNT100 | EA |  | BY-PASS LINE, RIGHT REAR;: SERVICE LINE; | BY-PASS LINE, RIGHT REAR;: SERVICE LINE; | TUBE ASSEMBLY,METAL: BY-PASS LINE, RIGHT REAR;: SERVICE LINE; AUSCO BRAKE SYSTEM: TOYOTA LC 79 SERIES |  | TUBE ASSEMBLY,METAL:BY-PASS LINE, RIGHT REAR;: SERVICE LINE; |  |  | 1068254 @@ MOUNT ISA MINING SUPPLIES P/L | 97439 | [10 empty] | MOUNT ISA MINING SUPPLIES P/L | 97439 | [18 empty] | URL Not Found |  |  |  | TOYOTA | LC 79 SERIES |  |  |  |  | Cleansed | 40180000 Tubes tubing and tube fittings | ASSEMBLY,SERVICE LINE,AUSCO BRAKE SYSTEM |  | TUBE | NO MODIFIER | TYPE | BY-PASS LINE,RIGHT REAR | SIZE |  | MATERIAL | METAL | MATERIAL SPECIFICATION |  | PRESSURE RATING |  | TEMPERATURE RATING |  | HAZARD CLASS |  | CERTIFICATION/STANDARD | [57 empty] | Production Completed
STP_009 - Lot7 | Data Enrichment | PJR | OK | 2023-11-17 | 2023-11-17 |  | 1054206 | 1054206 |  |  |  | ERSA | M | 2220 | 1609984GZPCLNT100 | EA |  | CROSS,PIPE;SHOULDERED,NOM 2 IN | TUBERIA TRANSV;,NOM | CROSS,PIPE;TYPE:SHOULDERED,NOMINAL SIZE:2 IN,COATING/FINISH:GALVANIZED,ADDITIONAL FEATURES EN:BRAND:VICTAULIC,TYPE:SC35 | TUBERIA TRANSVERSAL; |  |  |  | 1068325 @@ MRC GLOBAL AUSTRALIA PTY LTD | 1609984 | [12 empty] | VICTUALIC | SC35 | MRC GLOBAL AUSTRALIA PTY LTD | 1609984 | [14 empty] | https://maral.biz/imag/prodpdf/Catalog-general-HVAC-VICTAULIC.pdf | [9 empty] | Enriched | 40172700 Pipe crosses |  |  | CROSS | PIPE | TYPE |  | NOMINAL SIZE | 2 IN | END CONNECTION | SHOULDERED | SCHEDULE/WALL THICKNESS |  | LENGTH |  | PRESSURE CLASS/RATING |  | MATERIAL | STEEL | MATERIAL SPECIFICATION |  | COATING/FINISH | GALVANIZED | HAZARD CLASS |  | CERTIFICATION/STANDARD | [51 empty] | Production Completed
STP_009 - Lot7 | Data Enrichment | PJR | OK | 2023-11-17 | 2023-11-17 |  | 1055085 | 1055085 |  |  |  | ERSA | M | 2220 | 1609985GZPCLNT100 | EA |  | CROSS,PIPE;SHOULDERED,NOM 4 IN | TUBERIA TRANSV;,NOM | CROSS,PIPE;TYPE:SHOULDERED,NOMINAL SIZE:4 IN,COATING/FINISH:GALVANIZED,ADDITIONAL FEATURES EN:BRAND:VICTAULIC,TYPE:SC35 | TUBERIA TRANSVERSAL; |  |  |  | 1068325 @@ MRC GLOBAL AUSTRALIA PTY LTD | 1609985 | [12 empty] | VICTUALIC | SC35 | MRC GLOBAL AUSTRALIA PTY LTD | 1609985 | [14 empty] | https://maral.biz/imag/prodpdf/Catalog-general-HVAC-VICTAULIC.pdf | [9 empty] | Enriched | 40172700 Pipe crosses |  |  | CROSS | PIPE | TYPE |  | NOMINAL SIZE | 4 IN | END CONNECTION | SHOULDERED | SCHEDULE/WALL THICKNESS |  | LENGTH |  | PRESSURE CLASS/RATING |  | MATERIAL | STEEL | MATERIAL SPECIFICATION |  | COATING/FINISH | GALVANIZED | HAZARD CLASS |  | CERTIFICATION/STANDARD | [51 empty] | Production Completed
STP_009 - Lot7 | Data Enrichment | PJR | OK | 2023-11-17 | 2023-11-17 |  | 1055086 | 1055086 |  |  |  | ERSA | M | 2220 | 1609986GZPCLNT100 | EA |  | CROSS,PIPE;SHOULDERED,NOM 6 IN | TUBERIA TRANSV;,NOM | CROSS,PIPE;TYPE:SHOULDERED,NOMINAL SIZE:6 IN,COATING/FINISH:GALVANIZED,ADDITIONAL FEATURES EN:BRAND:VICTAULIC,TYPE:SC35 | TUBERIA TRANSVERSAL; |  |  |  | 1068325 @@ MRC GLOBAL AUSTRALIA PTY LTD | 1609986 | [12 empty] | VICTUALIC | SC35 | MRC GLOBAL AUSTRALIA PTY LTD | 1609986 | [14 empty] | https://maral.biz/imag/prodpdf/Catalog-general-HVAC-VICTAULIC.pdf | [9 empty] | Enriched | 40172700 Pipe crosses |  |  | CROSS | PIPE | TYPE |  | NOMINAL SIZE | 6 IN | END CONNECTION | SHOULDERED | SCHEDULE/WALL THICKNESS |  | LENGTH |  | PRESSURE CLASS/RATING |  | MATERIAL | STEEL | MATERIAL SPECIFICATION |  | COATING/FINISH | GALVANIZED | HAZARD CLASS |  | CERTIFICATION/STANDARD | [51 empty] | Production Completed
STP_009 - Lot7 | Data Enrichment | PJR | OK | 2023-11-17 | 2023-11-17 |  | 1136492 | 1136492 |  |  |  | ERSA | M | 5910 | 1444549GZPCLNT100 | EA |  | 1814B HYDRAULIC REDUCTION FITTING; | 1814B HYDRAULIC REDUCTION FITTING; | REDUCER,PIPE: 1814B HYDRAULIC REDUCTION FITTING; NORMET CHARMEC 1814B CHARGE VEHICLE |  |  |  |  | 1068143 @@ NORMET ASIA PACIFIC PTY LTD | 52434271 | [10 empty] | NORMET ASIA PACIFIC PTY LTD | 52434271 | [18 empty] | URL Not Found |  |  | CHARGE VEHICLE | NORMET | CHARMEC 1814B |  |  |  |  | Cleansed | 40141700 Hardware and fittings |  |  | FITTING | NO MODIFIER | TYPE | REDUCING | SIZE |  | END CONNECTION |  | MATERIAL |  | PRESSURE RATING |  | TEMPERATURE RATING |  | HAZARD CLASS |  | CERTIFICATION/STANDARD | [57 empty] | Production Completed
STP_009 - Lot7 | Data Enrichment | PJR | OK | 2023-11-17 | 2023-11-17 |  | 1068263 | 1068263 | 1364310 | AU_QM_000165443 |  | ERSA | M | 5915 | 1364310GZPCLNT100 | EA |  | COUPLING ELEMENT; SUIT GE-148 CLAW COUPL | COUPLING ELEMENT; SUIT GE-148 CLAW COUPL | INSERT,FLEX COUPLING: COUPLING ELEMENT; SUIT GE-148 CLAW COUPL ING; MOTOR TO GEARBOX COUPLING FOR SEW M 4RSF70 MODEL GEARBOX; (G148 VULCAN ELEME NT SH85) |  | INSERT,FLEX COUPLING: COUPLING ELEMENT; SUIT GE-148 CLAW COUPL |  |  | 1068232 @@ SEW EURODRIVE PTY LTD | 1364310 | [12 empty] | VULCAN | G148-EL | SEW EURODRIVE PTY LTD | 1364310 | [14 empty] | https://www.ptparts.com.au/products/category/VXBSDYJA-vulkan-g/G148-EL--vulkan-g148-coupling |  |  | GEARBOX | SEW | M 4RSF70 |  |  |  |  | Enriched | 31163000 Couplings | SHORE HARDNESS:85,G148,FOR GE-148 CLAW COUPLING,MOTOR TO GEARBOX COUPLING |  | ELEMENT | COUPLING | TYPE | CLAW | COUPLING SIZE |  | MATERIAL | RUBBER | SPEED RATING |  | TORQUE RATING | 48600 NM | TEMPERATURE RATING |  | CERTIFICATION/STANDARD | [59 empty] | Production Completed
STP_009 - Lot7 | Data Enrichment | PJR | OK | 2023-11-17 | 2023-11-17 |  | 1064296 | 1064296 | 1364312 | AU_QM_000165445 |  | ERSA | M | 5915 | 1364312GZPCLNT100 | EA |  | COUPLING ELEMENT; (COUPLING RING RT55-98 | COUPLING ELEMENT; (COUPLING RING RT55-98 | INSERT,FLEX COUPLING: COUPLING ELEMENT; (COUPLING RING RT55-98 A-T-PUR-VT); SUIT ROTEX 001-55 CLAW COUP LING; MOTOR TO GEARBOX COUPLING FOR A SE W X4KS200 GEARBOX; |  | INSERT,FLEX COUPLING: COUPLING ELEMENT; (COUPLING RING RT55-98 |  |  | 1068232 @@ SEW EURODRIVE PTY LTD | 1364312 | [11 empty] | RT55-98 A-T-PUR-VT |  |  | SEW EURODRIVE PTY LTD | 1364312 | [14 empty] | URL Not Found |  |  | GEARBOX | SEW | X4KS200 |  |  |  |  | Cleansed | 31163000 Couplings | FOR ROTEX 001-55 CLAW COUPLING,MOTOR TO GEARBOX COUPLING |  | ELEMENT | COUPLING | TYPE | RING,CLAW | COUPLING SIZE | 55 | MATERIAL | PUR | SPEED RATING |  | TORQUE RATING |  | TEMPERATURE RATING |  | CERTIFICATION/STANDARD | [59 empty] | Production Completed
STP_009 - Lot7 | Data Enrichment | PJR | OK | 2023-11-17 | 2023-11-17 |  | 1068264 | 1068264 | 1364314 | AU_QM_000165447 |  | ERSA | M | 5915 | 1364314GZPCLNT100 | EA |  | COUPLING ELEMENT; (COUPLING RING RT48-98 | COUPLING ELEMENT; (COUPLING RING RT48-98 | INSERT,FLEX COUPLING: COUPLING ELEMENT; (COUPLING RING RT48-98 A-T-PUR-VT); SUIT ROTEX 001-48 CLAW COUP LING; MOTOR TO GEARBOX COUPLING FOR A SE W X4KS170 GEARBOX; |  | INSERT,FLEX COUPLING: COUPLING ELEMENT; (COUPLING RING RT48-98 |  |  | 1068232 @@ SEW EURODRIVE PTY LTD | 1364314 | [11 empty] | RT48-98 A-T-PUR-VT |  |  | SEW EURODRIVE PTY LTD | 1364314 | [14 empty] | URL Not Found |  |  | GEARBOX | SEW | X4KS170 |  |  |  |  | Cleansed | 31163000 Couplings | FOR ROTEX 001-48 CLAW COUPLING,MOTOR TO GEARBOX COUPLING |  | ELEMENT | COUPLING | TYPE | RING,CLAW | COUPLING SIZE | 48 | MATERIAL | PUR | SPEED RATING |  | TORQUE RATING |  | TEMPERATURE RATING |  | CERTIFICATION/STANDARD | [59 empty] | Production Completed
STP_009 - Lot7 | Data Enrichment | PJR | OK | 2023-11-17 | 2023-11-17 |  | 1057856 | 1057856 |  |  |  | ERSA | M | 4020 | 1562170GZPCLNT100 | EA |  | DISINFECTANT;HOSP GDE,BOTTLE 500 ML | DESINFECTANTE; | DISINFECTANT;TYPE:HOSP GDE,CONTAINER:BOTTLE 500 ML,ADDITIONAL FEATURES EN:12X500ML,BRACTON MEDI 1 | DESINFECTANTE; |  |  |  | 1068928 @@ SO-SAFE SPECIALTY PRODUCTS | 1562170 | [12 empty] | BRACTON | BRACTON MEDI 1 | SO-SAFE SPECIALTY PRODUCTS | 1562170 | [14 empty] | https://www.bracton.com/wp-content/uploads/2021/06/Bracton-Medi1-SDS-2020.pdf | [9 empty] | Enriched | 47131803 Household disinfectants | PACKAGE QUANTITY:12 |  | DISINFECTANT | NO MODIFIER | TYPE | HOSP GDE | CONTAINER | 500 ML | FORM | LIQUID | FRAGRANCE | ODOURLESS | COLOUR | CLEAR | HAZARD CLASS |  | CERTIFICATION/STANDARD | [59 empty] | Production Completed
STP_009 - Lot7 | Data Enrichment | PJR | OK | 2023-11-17 | 2023-11-17 |  | 1057857 | 1057857 |  |  |  | ERSA | M | 4020 | 1562171GZPCLNT100 | EA |  | DISINFECTANT;HOSP GDE,25 L,LIQUID | DESINFECTANTE;25 L,EL LIQUIDO | DISINFECTANT;TYPE:HOSP GDE,CONTAINER:25 L,FORM:LIQUID,ADDITIONAL FEATURES EN:CTN 25 LITRES,BRACTON MEDI 1 | DESINFECTANTE;CONTENEDOR:25 L,MOLDE:EL LIQUIDO |  |  |  | 1068928 @@ SO-SAFE SPECIALTY PRODUCTS | 1562171 | [12 empty] | BRACTON | BRACTON MEDI 1 | [16 empty] | https://www.bracton.com/wp-content/uploads/2021/06/Bracton-Medi1-SDS-2020.pdf | [9 empty] | Enriched | 47131803 Household disinfectants | PACKAGE QUANTITY:25/CTN |  | DISINFECTANT | NO MODIFIER | TYPE | HOSP GDE | CONTAINER | 25 L | FORM | LIQUID | FRAGRANCE | ODOURLESS | COLOUR | CLEAR | HAZARD CLASS |  | CERTIFICATION/STANDARD | [59 empty] | Production Completed
STP_009 - Lot7 | Data Enrichment | PJR | OK | 2023-11-17 | 2023-11-17 |  | 1057858 | 1057858 |  |  |  | ERSA | M | 4020 | 1562172GZPCLNT100 | EA |  | DISINFECTANT;HOSP GDE,5 L | DESINFECTANTE;5 L | DISINFECTANT;TYPE:HOSP GDE,CONTAINER:5 L,ADDITIONAL FEATURES EN:3X5 L,BRACTON MEDI 1 | DESINFECTANTE;CONTENEDOR:5 L |  |  |  | 1068928 @@ SO-SAFE SPECIALTY PRODUCTS | 1562172 | [12 empty] | BRACTON | BRACTON MEDI 1 | [16 empty] | https://www.bracton.com/wp-content/uploads/2021/06/Bracton-Medi1-SDS-2020.pdf | [9 empty] | Enriched | 47131803 Household disinfectants | PACKAGE QUANTITY:3 |  | DISINFECTANT | NO MODIFIER | TYPE | HOSP GDE | CONTAINER | 5 L | FORM | LIQUID | FRAGRANCE | ODOURLESS | COLOUR | CLEAR | HAZARD CLASS |  | CERTIFICATION/STANDARD | [59 empty] | Production Completed
STP_009 - Lot7 | Data Enrichment | PJR | OK | 2023-11-17 | 2023-11-17 |  | 1103025 | 1103025 | 1476170 | AU_QM_000649475 |  | ERSA | M | 5910 | 1476170GZPCLNT100 | EA |  | 10MM NB>8MM NB;BUSH;HEX;GALV STEEL: | 10MM NB>8MM NB;BUSH;HEX;GALV STEEL: |  |  | REDUCER,PIPE: 10MM NB>8MM NB;BUSH;HEX;GALV STEEL: |  |  | 1068367 @@ SOUTHERN QUEENSLAND STEEL P/L | 1476170 | [10 empty] | SOUTHERN QUEENSLAND STEEL P/L | 1476170 | [18 empty] | URL Not Found | [9 empty] | Cleansed | 40172314 Galvanized steel pipe bushing |  |  | BUSHING | PIPE | TYPE | HEXAGON | NOMINAL SIZE | 10X8 MM | END CONNECTION |  | LENGTH |  | SCHEDULE/WALL THICKNESS |  | PRESSURE CLASS/RATING |  | MATERIAL | STEEL | COATING/FINISH | GALVANIZED | HAZARD CLASS |  | CERTIFICATION/STANDARD | [53 empty] | Production Completed
STP_009 - Lot7 | Data Enrichment | PJR | OK | 2023-11-17 | 2023-11-17 |  | 1103024 | 1103024 | 1476171 | AU_QM_000649483 |  | ERSA | M | 5910 | 1476171GZPCLNT100 | EA |  | 15MM NB>8MM NB;BUSH;HEX;GALV STEEL: | 15MM NB>8MM NB;BUSH;HEX;GALV STEEL: |  |  | REDUCER,PIPE: 15MM NB>8MM NB;BUSH;HEX;GALV STEEL: |  |  | 1068367 @@ SOUTHERN QUEENSLAND STEEL P/L | 1476171 | [10 empty] | SOUTHERN QUEENSLAND STEEL P/L | 1476171 | [18 empty] | URL Not Found | [9 empty] | Cleansed | 40172314 Galvanized steel pipe bushing |  |  | BUSHING | PIPE | TYPE | HEXAGON | NOMINAL SIZE | 15X8 MM | END CONNECTION |  | LENGTH |  | SCHEDULE/WALL THICKNESS |  | PRESSURE CLASS/RATING |  | MATERIAL | STEEL | COATING/FINISH | GALVANIZED | HAZARD CLASS |  | CERTIFICATION/STANDARD | [53 empty] | Production Completed
STP_009 - Lot7 | Data Enrichment | PJR | OK | 2023-11-17 | 2023-11-17 |  | 1103023 | 1103023 | 1476172 | AU_QM_000649491 |  | ERSA | M | 5910 | 1476172GZPCLNT100 | EA |  | 15MM NB>10MM NB;BUSH;HEX;GALV STEEL: | 15MM NB>10MM NB;BUSH;HEX;GALV STEEL: |  |  | REDUCER,PIPE: 15MM NB>10MM NB;BUSH;HEX;GALV STEEL: |  |  | 1068367 @@ SOUTHERN QUEENSLAND STEEL P/L | 1476172 | [10 empty] | SOUTHERN QUEENSLAND STEEL P/L | 1476172 | [18 empty] | URL Not Found | [9 empty] | Cleansed | 40172314 Galvanized steel pipe bushing |  |  | BUSHING | PIPE | TYPE | HEXAGON | NOMINAL SIZE | 15X10 MM | END CONNECTION |  | LENGTH |  | SCHEDULE/WALL THICKNESS |  | PRESSURE CLASS/RATING |  | MATERIAL | STEEL | COATING/FINISH | GALVANIZED | HAZARD CLASS |  | CERTIFICATION/STANDARD | [53 empty] | Production Completed
STP_009 - Lot7 | Data Enrichment | PJR | OK | 2023-11-17 | 2023-11-17 |  | 1103022 | 1103022 | 1476173 | AU_QM_000649970 |  | ERSA | M | 5910 | 1476173GZPCLNT100 | EA |  | 10MM NB>8MM NB;NIPPLE;HEX;GALV STEEL | 10MM NB>8MM NB;NIPPLE;HEX;GALV STEEL |  |  | REDUCER,PIPE: 10MM NB>8MM NB;NIPPLE;HEX;GALV STEEL |  |  | 1068367 @@ SOUTHERN QUEENSLAND STEEL P/L | 1476173 | [10 empty] | SOUTHERN QUEENSLAND STEEL P/L | 1476173 | [18 empty] | URL Not Found | [9 empty] | Cleansed | 40173300 Pipe nipples |  |  | NIPPLE | PIPE HEX | TYPE | REDUCING | NOMINAL SIZE | 10X8 MM | END CONNECTION |  | LENGTH |  | SCHEDULE/WALL THICKNESS |  | PRESSURE CLASS/RATING |  | MATERIAL | STEEL | MATERIAL SPECIFICATION |  | COATING/FINISH | GALVANIZED | HEX SIZE |  | TEMPERATURE RATING |  | HAZARD CLASS |  | CERTIFICATION/STANDARD | [47 empty] | Production Completed
STP_009 - Lot7 | Data Enrichment | PJR | OK | 2023-11-17 | 2023-11-17 |  | 1053860 | 1053860 |  |  |  | ERSA | M | 5700 | 1583393GZPCLNT100 | EA |  | CONVEYOR,ROLR;BLOB TAILINGS SIDES,FEED I | RODILLO TRANSP; | CONVEYOR,ROLLER;ADDITIONAL FEATURES EN:BLOB TAILINGS SIDES,FEED IN WEIGHER ROLLER | RODILLO TRANSPORTADOR; |  |  |  | 1069878 @@ SRO TECHNOLOGY PTY LTD | R01-255S-0250-14-GS | [10 empty] | SRO TECHNOLOGY PTY LTD | R01-255S-0250-14-GS | [18 empty] | URL Not Found | [9 empty] | Cleansed | 24101709 Roller conveyors | BLOB TAILINGS SIDES,FEED IN WEIGHER ROLLER |  | CONVEYOR | ROLLER | TYPE |  | CAPACITY |  | SPEED RATING |  | ROLLER DIAMETER |  | LENGTH |  | WIDTH |  | PITCH |  | POWER RATING |  | DRIVE DETAILS |  | ELECTRICAL RATING |  | MATERIAL |  | OVERALL SIZE |  | HAZARD CLASS |  | CERTIFICATION/STANDARD | [45 empty] | Production Completed
STP_009 - Lot7 | Data Enrichment | PJR | OK | 2023-11-17 | 2023-11-17 |  | 1053861 | 1053861 |  |  |  | ERSA | M | 5700 | 1583394GZPCLNT100 | EA |  | CONVEYOR,ROLR;BLOB TAILINGS BOTTOM,FEED | RODILLO TRANSP; | CONVEYOR,ROLLER;ADDITIONAL FEATURES EN:BLOB TAILINGS BOTTOM,FEED IN WEIGHER ROLLER | RODILLO TRANSPORTADOR; |  |  |  | 1069878 @@ SRO TECHNOLOGY PTY LTD | R01-255S-0889-14-GS | [10 empty] | SRO TECHNOLOGY PTY LTD | R01-255S-0889-14-GS | [18 empty] | URL Not Found | [9 empty] | Cleansed | 24101709 Roller conveyors | BLOB TAILINGS BOTTOM,FEED IN WEIGHER ROLLER |  | CONVEYOR | ROLLER | TYPE |  | CAPACITY |  | SPEED RATING |  | ROLLER DIAMETER |  | LENGTH |  | WIDTH |  | PITCH |  | POWER RATING |  | DRIVE DETAILS |  | ELECTRICAL RATING |  | MATERIAL |  | OVERALL SIZE |  | HAZARD CLASS |  | CERTIFICATION/STANDARD | [45 empty] | Production Completed
STP_009 - Lot7 | Data Enrichment | PJR | OK | 2023-11-17 | 2023-11-17 |  | 1053862 | 1053862 |  |  |  | ERSA | M | 5700 | 1583395GZPCLNT100 | EA |  | CONVEYOR,ROLR;CCC WEIGHER ROLLER | RODILLO TRANSP; | CONVEYOR,ROLLER;ADDITIONAL FEATURES EN:CCC WEIGHER ROLLER | RODILLO TRANSPORTADOR; |  |  |  | 1069878 @@ SRO TECHNOLOGY PTY LTD | R04-306S-0625-16-GS | [10 empty] | SRO TECHNOLOGY PTY LTD | R04-306S-0625-16-GS | [18 empty] | URL Not Found | [9 empty] | Cleansed | 24101709 Roller conveyors | CCC WEIGHER ROLLER |  | CONVEYOR | ROLLER | TYPE |  | CAPACITY |  | SPEED RATING |  | ROLLER DIAMETER |  | LENGTH |  | WIDTH |  | PITCH |  | POWER RATING |  | DRIVE DETAILS |  | ELECTRICAL RATING |  | MATERIAL |  | OVERALL SIZE |  | HAZARD CLASS |  | CERTIFICATION/STANDARD | [45 empty] | Production Completed
STP_009 - Lot7 | Data Enrichment | PJR | OK | 2023-11-17 | 2023-11-17 |  | 1028116 | 1028116 | 1351733 | AU_QM_000136824 |  | ERSA | M | 1500 | 1351733GZPCLNT100 | EA | 3000011 | CONVEYOR;TER,FNCOL2318 | CONVEYOR;TER,FNCOL2318 | CONVEYOR;MNFR:TEREX,PTNO:FNCOL2318 |  | SKIRTING,CONVEYOR:REAR SKIRT RUBBER;GFM 18A D6 APRON FEEDE | TEREX | FNCOL2318 | 1068393 @@ TEREX LIFTING T/A TEREX JAQUES | FNCOL2318 | [10 empty] | TEREX | FNCOL2318 |  |  | TEREX LIFTING T/A TEREX JAQUES | [15 empty] | URL Not Found |  |  | APRON FEEDER |  | D6 |  |  |  |  | Cleansed | 24101700 Conveyors and accessories | GFM 18A |  | RUBBER | SKIRT | TYPE | REAR,CONVEYOR | SIZE |  | COLOR |  | CERTIFICATION/STANDARD | [65 empty] | Production Completed
STP_009 - Lot7 | Data Enrichment | PJR | OK | 2023-11-17 | 2023-11-17 |  | 1149832 | 1149832 |  |  |  | ERSA | M | 5700 | 1495075GZPCLNT100 | EA |  | CONVEYOR,BELT;100M,SOLID WO,SWC1001200MM | CONVEYOR,BELT;100M,SOLID WO,SWC1001200MM | CONVEYOR,BELT;ADDITIONAL FEATURES:100M,SOLID WO,SWC1001200MM |  |  |  |  | 1068357 @@ TOPFIRE CONSTRUCTIONS PTY LTD | 1495075 | [10 empty] | TOPFIRE CONSTRUCTIONS PTY LTD | 1495075 | [18 empty] | URL Not Found | [9 empty] | Cleansed | 24101712 Belt conveyors | REF:SWC1001200MM |  | CONVEYOR | BELT | TYPE | SOLID WO | BELT WIDTH | 1.2 M | BELT TYPE |  | SPEED RATING |  | CAPACITY |  | POWER RATING |  | ELECTRICAL RATING |  | DRIVE DETAILS |  | CONSTRUCTION |  | BED TYPE |  | BED SIZE |  | SECTION LENGTH | 100 M | FRAME WIDTH |  | HAZARD CLASS |  | CERTIFICATION/STANDARD | [43 empty] | Production Completed
STP_009 - Lot7 | Data Enrichment | PJR | OK | 2023-11-17 | 2023-11-17 |  | 1141044 | 1141044 | 1466450 | AU_QM_007125149 |  | ERSA | M | 4900 | 1466450GZPCLNT100 | EA |  | BENZLER JACK LIFTING SCREW; | BENZLER JACK LIFTING SCREW; | GEAR,WORM: BENZLER JACK LIFTING SCREW; BENZLER BDL86-L-N-2600-OB SCREW JACK |  | GEAR,WORM:BENZLER JACK LIFTING SCREW; |  |  | 1068677 @@ TRINKOR PTY LTD | 1466450 | 1070693 @@ SPB METAL CASTERS | 1466450 | 1068756 @@ QUINTA RADDISON LTD | A47063-2 | [8 empty] | TRINKOR PTY LTD | 1466450 | SPB METAL CASTERS | 1466450 | QUINTA RADDISON LTD | A47063-2 | [12 empty] | https://radicon.com/wp-content/uploads/2022/09/BR-Series-BD-Screwjacks.pdf | [9 empty] | Enriched | 24101635 Screw jacks |  |  | JACK | SCREW | TYPE | LIFTING | LOAD RATING | 200000 N | EXTENDED HEIGHT |  | LIFTING SCREW DIAMETER |  | ACTUATION TYPE |  | THREAD PITCH |  | WORM GEAR RATIO | 7:01 | WORM SHAFT TURN |  | INPUT RATING |  | POWER RATING | 2.9 KW | HAZARD CLASS |  | CERTIFICATION/STANDARD | [49 empty] | Production Completed
STP_009 - Lot7 | Data Enrichment | PJR | OK | 2023-11-17 | 2023-11-17 | Processed based on Websource, Conflict w.r.t Input | 1109024 | 1109024 | 1467538 | AU_QM_007127501 |  | ERSA | M | 1825 | 1467538GZPCLNT100 | EA |  | DENVER ORION PUMP GLAND PACKING; | DENVER ORION PUMP GLAND PACKING; | PACKING ASSY: DENVER ORION PUMP GLAND PACKING; TCDC VITON;CHESTERTON 155; DENVER ORION 100-75-DD CENTRIFUGAL PUMP |  | PACKING ASSY: DENVER ORION PUMP GLAND PACKING; |  |  | 1068399 @@ TRUFLO PUMPING SYSTEMS | 155325 | [12 empty] | CHESTERTON | 155 | TRUFLO PUMPING SYSTEMS | 155325 | [14 empty] | https://chestertonrotating.chesterton.com/en-us/Products/Pages/155.aspx |  |  | CENTRIFUGAL PUMP | DENVER ORION | 100-75-DD |  |  |  |  | Enriched | 31411700 Mechanical seals | TCDC VITON |  | SEAL | MECHANICAL | TYPE | CARTRIDGE,FLEXIBLE | DESIGN |  | INSIDE DIAMETER |  | OUTSIDE DIAMETER |  | STATIONARY FACE MATERIAL |  | ROTATING FACE MATERIAL |  | SPRING MATERIAL |  | ARRANGEMENT | SINGLE | GASKET MATERIAL |  | SECONDARY SEAL MATERIAL | TCDC VITON | HARDWARE MATERIAL |  | PRESSURE RATING |  | TEMPERATURE RATING | -55 TO 300 DEG C | HAZARD CLASS |  | CERTIFICATION/STANDARD | NSF/ANSI 61​ | [42 empty] | Production Completed
STP_009 - Lot7 | Data Enrichment | PJR | OK | 2023-11-17 | 2023-11-17 |  | 1135314 | 1135314 | 1445233 | AU_QM_001009091 |  | ERSA | M | 1825 | 1445233GZPCLNT100 | EA |  | ASH 6/6 GLAND PACKING; | ASH 6/6 GLAND PACKING; | PACKING ASSY: ASH 6/6 GLAND PACKING; ASH 6/6 SRH PUMP |  | PACKING ASSY: ASH 6/6 GLAND PACKING; |  |  | 1068227 @@ WEIR MINERALS AUSTRALIA LTD | ASH AUS077-Q26 | [10 empty] | ASH | AUS077-Q26 |  |  | WEIR MINERALS AUSTRALIA LTD | [15 empty] | URL Not Found |  |  | PUMP | ASH | 6/6 SRH |  |  |  |  | Cleansed | 31181702 Glands | ASSEMBLY |  | GLAND | PACKING | TYPE |  | SIZE |  | MATERIAL |  | HAZARD CLASS |  | CERTIFICATION/STANDARD | [63 empty] | Production Completed
STP_009 - Lot7 | Data Enrichment | PJR | OK | 2023-11-17 | 2023-11-17 | Processed based on Websource, Conflict w.r.t Input | 1150273 | 1150273 |  |  |  | ERSA | M | 4020 | 1517098GZPCLNT100 | EA |  | DETERGENT;PALMOLIVE,HAND WASH,86895884 | DETERGENT;PALMOLIVE,HAND WASH,86895884 | DETERGENT;ADDITIONAL FEATURES:PALMOLIVE,HAND WASH,86895884 |  |  |  |  | 1068654 @@ WINC AUSTRALIA PTY LTD | 1517098 | 1068167 @@ WINC AUSTRALIA PTY LTD | 86895884 | [10 empty] | WINC AUSTRALIA PTY LTD | 86895884 | WINC AUSTRALIA PTY LTD | 1517098 | [14 empty] | https://www.winc.com.au/main-catalogue-productdetail/rosche-antibacterial-hand-wash-soap-pump-500ml/25162701?feature=search_single&feature_ident=86895884&redr=1 | [9 empty] | Enriched | 53131627 Hand cleaner |  |  | CLEANER | HAND | TYPE | ANTI-BACTERIAL,NATURAL | CONTAINER | 500 ML | FRAGRANCE | ODOURLESS | FORM | LIQUID | ROSCHE |  | COLOUR |  | HAZARD CLASS |  | CERTIFICATION/STANDARD | [57 empty] | Production Completed
STP_009 - Lot7 | Data Enrichment | PJR | OK | 2023-11-17 | 2023-11-17 |  | 1015170 | 1015170 | 1469931 | AU_QM_009009034 |  | ERSA | M | 4900 | 1469931GZPCLNT100 | EA |  | COMPRISING: TACHOMETER BEVEL GEAR NO.65 | COMPRISING: TACHOMETER BEVEL GEAR NO.65 | GEAR SET,BEVEL,MATCHED: COMPRISING: TACHOMETER BEVEL GEAR NO.65 . GOVERNOR SPINDLE GEAR NO.66 . OIL PUMP DRIVE GEAR NO.67 (TO GENERAL ARRANGEMENT DWG F-5628) |  | GEAR SET,BEVEL,MATCHED: COMPRISING: TACHOMETER BEVEL GEAR NO.65 | [34 empty] | URL Not Found | [7 empty] | F-5628 |  | Cleansed | 31171700 Gears | MATCHED,COMPRISING:TACHOMETER BEVEL GEAR NO 65,GOVERNOR SPINDLE GEAR NO 66,OIL PUMP DRIVE GEAR NO 67 TO GENERAL ARRANGEMENT |  | GEAR SET | NO MODIFIER | TYPE | BEVEL | SPEED IMPACT |  | SPEED RATIO |  | NUMBER OF TEETH |  | NUMBER OF COMPONENTS | 3 | MATERIAL |  | MATERIAL SPECIFICATION |  | CERTIFICATION/STANDARD | [57 empty] | Production Completed
STP_009 - Lot7 | Data Enrichment | PJR | OK | 2023-11-17 | 2023-11-17 |  | 1207315 | 1207315 |  |  |  | ERSA | M | 5700 | 132744MRM | M |  | CONVEYOR,BELT:1500MM WIDE CONVEYOR BELTI | CONVEYOR,BELT:1500MM WIDE CONVEYOR BELTI | CONVEYOR,BELT:1500MM WIDE CONVEYOR BELTING;12/4MM COVERS M+ GRADE;STEEL BREAKER IN TOP COVER;160M NEEDED FOR 14CV05; | [36 empty] | URL Not Found | [9 empty] | Cleansed | 24101712 Belt conveyors | COVER THICKNESS:12X4 MM,COVER GRADE:M+,STEEL BREAKER IN TOP COVER,FOR 14CV05 |  | CONVEYOR | BELT | TYPE |  | BELT WIDTH | 1.5 M | BELT TYPE |  | SPEED RATING |  | CAPACITY |  | POWER RATING |  | ELECTRICAL RATING |  | DRIVE DETAILS |  | CONSTRUCTION |  | BED TYPE |  | BED SIZE |  | SECTION LENGTH | 160 M | FRAME WIDTH |  | HAZARD CLASS |  | CERTIFICATION/STANDARD | [43 empty] | Production Completed
STP_009 - Lot7 | Data Enrichment | PJR | OK | 2023-11-17 | 2023-11-17 |  | 1207314 | 1207314 |  |  |  | ERSA | M | 5700 | 132743MRM | ROL |  | CONVEYOR,BELT:2600MM WIDE CONVEYOR BELTI | CONVEYOR,BELT:2600MM WIDE CONVEYOR BELTI | CONVEYOR,BELT:2600MM WIDE CONVEYOR BELTING;10/3MM COVERS M+ GRADE;30M OF BELT NEEDED FOR 27CV'S;30 METER ROLL; | [36 empty] | URL Not Found | [9 empty] | Cleansed | 24101712 Belt conveyors | COVER THICKNESS:10X3 MM,COVER GRADE:M+,FOR 27CV'S |  | CONVEYOR | BELT | TYPE |  | BELT WIDTH | 2.6 M | BELT TYPE |  | SPEED RATING |  | CAPACITY |  | POWER RATING |  | ELECTRICAL RATING |  | DRIVE DETAILS |  | CONSTRUCTION |  | BED TYPE |  | BED SIZE |  | SECTION LENGTH | 30 M/ROLL | FRAME WIDTH |  | HAZARD CLASS |  | CERTIFICATION/STANDARD | [43 empty] | Production Completed
STP_009 - Lot7 | Data Enrichment | PJR | OK | 2023-11-17 | 2023-11-17 |  | 1207318 | 1207318 |  |  |  | ERSA | M | 5700 | 132748MRM | M |  | CONVEYOR,BELT:600MM WIDE CONVEYOR BELTIN | CONVEYOR,BELT:600MM WIDE CONVEYOR BELTIN | CONVEYOR,BELT:600MM WIDE CONVEYOR BELTING;10/3MM COVERS M+ GRADE;70M NEEDED FOR 23CV09; | [36 empty] | URL Not Found | [9 empty] | Cleansed | 24101712 Belt conveyors | COVER THICKNESS:10X3 MM,COVER GRADE:M+,FOR 23CV09 |  | CONVEYOR | BELT | TYPE |  | BELT WIDTH | 600 MM | BELT TYPE |  | SPEED RATING |  | CAPACITY |  | POWER RATING |  | ELECTRICAL RATING |  | DRIVE DETAILS |  | CONSTRUCTION |  | BED TYPE |  | BED SIZE |  | SECTION LENGTH | 70 M | FRAME WIDTH |  | HAZARD CLASS |  | CERTIFICATION/STANDARD | [43 empty] | Production Completed
STP_009 - Lot7 | Data Enrichment | PJR | OK | 2023-11-17 | 2023-11-17 |  | 1217906 | 1217906 |  |  |  | ERSA | M | 5700 | 270270MRM | EA |  | CONVEYOR,BELT:QUARRYMASTER BELT;2700CV00 | CONVEYOR,BELT:QUARRYMASTER BELT;2700CV00 | CONVEYOR,BELT:QUARRYMASTER BELT;2700CV003 BELT;FLAT;390M LONG;650MM WIDE;PN 600/4 6X2;0.50 SKIM M | [36 empty] | URL Not Found | [9 empty] | Cleansed | 24101712 Belt conveyors | BRAND:QUARRYMASTER,2700CV003,DESIGNATION:PN600/4,COVER THICKNESS:6X2 MM,0.5 SKIM M |  | CONVEYOR | BELT | TYPE | FLAT | BELT WIDTH | 650 MM | BELT TYPE |  | SPEED RATING |  | CAPACITY |  | POWER RATING |  | ELECTRICAL RATING |  | DRIVE DETAILS |  | CONSTRUCTION |  | BED TYPE |  | BED SIZE |  | SECTION LENGTH | 390 M | FRAME WIDTH |  | HAZARD CLASS |  | CERTIFICATION/STANDARD | [43 empty] | Production Completed
STP_009 - Lot7 | Data Enrichment | PJR | OK | 2023-11-17 | 2023-11-17 |  | 1045527 | 1045527 |  |  |  | ERSA | M | 5915 | 1413518GZPCLNT100 | EA |  | CONVEYOR;ELECTRICAL,299, CRITICAL SPARES | CONVEYOR;ELECTRICAL,299, CRITICAL SPARES | CONVEYOR;TYPE:ELECTRICAL,ADDITIONAL FEATURES EN:299, CRITICAL SPARES | [17 empty] | 299 | [18 empty] | URL Not Found | [9 empty] | Cleansed | 24101700 Conveyors and accessories | REF:299,CRITICAL SPARES |  | CONVEYOR | NO MODIFIER | TYPE | ELECTRICAL | CAPACITY |  | SPEED RATING |  | SIZE |  | POWER RATING |  | DRIVE DETAILS |  | ELECTRICAL RATING |  | MATERIAL |  | HAZARD CLASS |  | CERTIFICATION/STANDARD | [53 empty] | Production Completed
STP_009 - Lot7 | Data Enrichment | PJR | OK | 2023-11-17 | 2023-11-17 |  | 1111323 | 1111323 | 1411119 | AU_QM_000256463 |  | ERSA | M | 5915 | 1411119GZPCLNT100 | EA |  | DISTRIBUTOR;BHB0125/D1 | DISTRIBUTOR;BHB0125/D1 | DISTRIBUTOR;MNFR: ,PTNO:BHB0125/D1 |  | DISTRIBUTOR;BHB0125/D1DISTRIBUTOR;BHB0125/D1 | [16 empty] | DIECI | BHB0125/D1 | [16 empty] | http://downloads.purposebuilt.com.au/NJB/Telehandler/Dieci_1901784_Parts_Catalogue.pdf | [9 empty] | Cleansed | 26101700 Engine components and accessories |  |  | DISTRIBUTOR | NO MODIFIER | TYPE |  | SIZE |  | MATERIAL |  | HAZARD CLASS |  | CERTIFICATION/STANDARD | [63 empty] | Production Completed