## Sheet1
Project | Activities | Production User | Production Comments | Start Date | End Date | Remarks | Griha ID | MATNR | SAP MATERIAL NUMBER | ELLIPSE | LVORM | MTART | MBRSH | MATKL | BISMT | MEINS | MFRNR | MAKTX_EN | MAKTX_ES | TEXT_EN | TEXT_ES | ENRICHED DATA | Manufacturer Name | P/N | Manufacturer Name 1 | P/N 1 | Manufacturer Name 2 | P/N 2 | Manufacturer Name 3 | P/N 3 | Manufacturer Name 4 | P/N 4 | Manufacturer Name 5 | P/N 5 | Manufacturer Name 6 | P/N 6 | Input MNFR | Input PTNO | Verified MNFR from web | Verified MPN from Web | MNFR 1 | PTNO 1 | MNFR 2 | PTNO 2 | MNFR 3 | PTNO 3 | MNFR 4 | PTNO 4 | MNFR 5 | PTNO 5 | MNFR 6 | PTNO 6 | Vendor NAME | Vendor Part Number | Vendor NAME1 | Vendor Part Number1 | Reference URL | Reference URL1 | Item Number | Equipment Type | Equipment Manufacturer | Equipment Model | Equipment Serial | DWG | DRAWING VERSION | POS/TAG | Enriched/Cleansed | UNSPSC Ver.23.07 | ADDITIONAL FEATURES FROM INPUT | Additional Features from WEBSOURCE | Noun | Modifier | Attribute Name 1 | Attribute Value 1 | Attribute Name 2 | Attribute Value 2 | Attribute Name 3 | Attribute Value 3 | Attribute Name 4 | Attribute Value 4 | Attribute Name 5 | Attribute Value 5 | Attribute Name 6 | Attribute Value 6 | Attribute Name 7 | Attribute Value 7 | Attribute Name 8 | Attribute Value 8 | Attribute Name 9 | Attribute Value 9 | Attribute Name 10 | Attribute Value 10 | Attribute Name 11 | Attribute Value 11 | Attribute Name 12 | Attribute Value 12 | Attribute Name 13 | Attribute Value 13 | Attribute Name 14 | Attribute Value 14 | Attribute Name 15 | Attribute Value 15 | Attribute Name 16 | Attribute Value 16 | Attribute Name 17 | Attribute Value 17 | Attribute Name 18 | Attribute Value 18 | Attribute Name 19 | Attribute Value 19 | Attribute Name 20 | Attribute Value 20 | Attribute Name 21 | Attribute Value 21 | Attribute Name 22 | Attribute Value 22 | Attribute Name 23 | Attribute Value 23 | Attribute Name 24 | Attribute Value 24 | Attribute Name 25 | Attribute Value 25 | Attribute Name 26 | Attribute Value 26 | Attribute Name 27 | Attribute Value 27 | Attribute Name 28 | Attribute Value 28 | Attribute Name 29 | Attribute Value 29 | Attribute Name 30 | Attribute Value 30 | Attribute Name 31 | Attribute Value 31 | Attribute Name 32 | Attribute Value 32 | Attribute Name 33 | Attribute Value 33 | Attribute Name 34 | Attribute Value 34 | Attribute Name 35 | Attribute Value 35 | Attribute Name 36 | Attribute Value 36 | Status
STP_009 - Lot7 | Data Enrichment | MUF | OK | 2023-11-10 |  |  | 1010943 | 1010943 |  |  |  | ERSA | M | 2200 | 1616518GZPCLNT100 | EA | 3000280 | BELLOW;GARD,A04681574 | FUELLE;GARD,A04681574 | BELLOW;MNFR:GARDNER DENVER,PTNO:A04681574 | FUELLE;MNFR:GARDNER DENVER,PTNO:A04681574 |  | GARDNER DENVER | A04681574 | 1068378 @@ GARDNER DENVER INDUSTRIES PTY | A04681574 | [12 empty] | GARDNER DENVER INDUSTRIES PTY | A04681574 | [16 empty] | https://www.jjairsystems.co.uk/product/bellows/ | [9 empty] | Cleansed | 23153100 Industrial machinery components and accessories |  |  | BELLOW | NO MODIFIER | TYPE |  | SIZE |  | END CONNECTION |  | MATERIAL |  | OVERALL LENGTH |  | PRESSURE RATING |  | TEMPERATURE RATING |  | HAZARD CLASS |  | CERTIFICATION/STANDARD | [55 empty] | Production COMPLETED
STP_009 - Lot7 | Data Enrichment | MUF | OK | 2023-11-10 |  |  | 1012005 | 1012005 |  |  |  | ERSA | M | 3730 | 1586895GZPCLNT100 | EA | 3000003 | COUPLER;CAT,5P8623 | ACOPLE;CAT,5P8623 | COUPLER;MNFR:CATERPILLAR,PTNO:5P8623 | ACOPLE;MNFR:CATERPILLAR,PTNO:5P8623 |  | CATERPILLAR | 5P8623 | 1068196 @@ HASTINGS DEERING(AUSTRALIA) LTD | 5P8623 | [12 empty] | CATERPILLAR | 5P-8623 | HASTINGS DEERING(AUSTRALIA) LTD | [15 empty] | https://caterpillar.scene7.com/is/content/Caterpillar/C10509668 | [9 empty] | Enriched | 40171700 Pipe adapters |  |  | ADAPTER | PIPE | TYPE |  | NOMINAL SIZE | 1-1/4 IN-12 TPI | END CONNECTION | FEMALE THREADED X MALE THREADED | LENGTH |  | SCHEDULE/WALL THICKNESS |  | PRESSURE CLASS/RATING |  | MATERIAL |  | MATERIAL SPECIFICATION |  | COATING/FINISH |  | TEMPERATURE RATING |  | HAZARD CLASS |  | CERTIFICATION/STANDARD | [49 empty] | Production COMPLETED
STP_009 - Lot7 | Data Enrichment | MUF | OK | 2023-11-10 |  |  | 1015522 | 1015522 |  |  |  | ERSA | M | 4090 | 1523488GZPCLNT100 | EA |  | COUPLER;TYPE B,3/8 IN,M,BSP C/W C,SW0002 | COUPLER;TYPE B,3/8 IN,M,BSP C/W C,SW0002 | COUPLER;ADDITIONAL FEATURES:TYPE B,3/8 IN,M,BSP C/W C,SW0002 |  |  |  |  | 1068574 @@ SWANSTON TASMANIA PTY LTD | SW0002 | [10 empty] | SWANSTON TASMANIA PTY LTD | SW0002 | [18 empty] | URL NOT FOUND | [9 empty] | Cleansed | 40141700 Hardware and fittings | TYPE B,CONNECTION TYPE: MALE BSP, C/W C |  | COUPLER | NO MODIFIER | TYPE |  | SIZE | 3/8 IN | MATERIAL |  | HAZARD CLASS |  | CERTIFICATION/STANDARD | [63 empty] | Production COMPLETED
STP_009 - Lot7 | Data Enrichment | MUF | OK | 2023-11-10 |  |  | 1017350 | 1017350 |  |  |  | ERSA | M | 3730 | 1057301GZPCLNT100 | EA | 3000003 | CAMERA;CAT,3366684,GP | APOYO;CAT,3366684 | CAMERA;MNFR:CATERPILLAR,PTNO:3366684,ADDITIONAL FEATURES EN:GROUP |  |  | CATERPILLAR | 3366684 | 1068196 @@ HASTINGS DEERING(AUSTRALIA) LTD | 3366684 | [12 empty] | CATERPILLAR | 336-6684 | HASTINGS DEERING(AUSTRALIA) LTD | [15 empty] | https://parts.cat.com/en/catcorp/336-6684 | [9 empty] | Enriched | 45121500 Cameras | GROUP | HORIZONTAL VIEW:115 DEG,C/W WIRING HARNESS | CAMERA | NO MODIFIER | TYPE | REAR VIEW INSTRUMENT PANEL COLOR | MEGAPIXEL |  | POWER SUPPLY | 12 TO 24 V | RESOLUTION |  | FOCUS RANGE |  | FLASH RANGE |  | ZOOM |  | LENS |  | SIZE |  | DISPLAY SIZE |  | HAZARD CLASS |  | CERTIFICATION/STANDARD | ROHS | [48 empty] | Production COMPLETED
STP_009 - Lot7 | Data Enrichment | MUF | OK | 2023-11-10 |  |  | 1020092 | 1020092 | 1392517 | AU_QM_000235791 |  | ERSA | M | 5955 | 1392517GZPCLNT100 | EA | 3000003 | BELLOW;CAT,2433566 | BELLOW;CAT,2433566 | BELLOW;MNFR:CATERPILLAR,PTNO:2433566 |  | OEM-E-LISTBELLOW;CAT,2433566 | CATERPILLAR | 2433566 | [14 empty] | CATERPILLAR | 243-3566 | [16 empty] | https://parts.cat.com/en/catcorp/243-3566 | [9 empty] | Enriched | 23153100 Industrial machinery components and accessories |  |  | BELLOW | NO MODIFIER | TYPE | EXPANSION JOINT | SIZE | 72 IDX93 OD MM | END CONNECTION |  | MATERIAL | STAINLESS STEEL | OVERALL LENGTH | 228.6 MM | PRESSURE RATING |  | TEMPERATURE RATING |  | HAZARD CLASS |  | CERTIFICATION/STANDARD | [55 empty] | Production COMPLETED
STP_009 - Lot7 | Data Enrichment | MUF | OK | 2023-11-10 |  |  | 1023931 | 1023931 | 1371118 | AU_QM_000195455 |  | ERSA | M | 4100 | 1371118GZPCLNT100 | EA | 3000035 | COLLET;WAR,MK40938A | COLLET;WAR,MK40938A | COLLET;MNFR:WARMAN,PTNO:MK40938A |  | COLLET;WAR,MK40938ACOLLET;WEI,MK40938A | WARMAN | MK40938A | [12 empty] | WARMAN | MK40938A | [18 empty] | URL NOT FOUND | [9 empty] | Cleansed | 27112808 Collets | WEI |  | COLLET | NO MODIFIER | TYPE |  | HOLDING CAPACITY |  | COLLET SERIES |  | THREAD SIZE |  | SHAPE |  | MATERIAL |  | OVERALL SIZE |  | HAZARD CLASS |  | CERTIFICATION/STANDARD | [55 empty] | Production COMPLETED
STP_009 - Lot7 | Data Enrichment | MUF | OK | 2023-11-10 |  |  | 1026165 | 1026165 | 1394034 | AU_QM_000237571 |  | ERSA | M | 2800 | 1394034GZPCLNT100 | EA | 3000000 | COUPLER;ATL,E TYPE 22MM MALE | COUPLER;ATL,E TYPE 22MM MALE | COUPLER;MNFR:ATLAS COPCO,PTNO:E TYPE 22MM MALE |  | OEM-E-LISTCOUPLER;ATL,E TYPE 22MM MALE | ATLAS COPCO | E TYPE 22MM MALE | [12 empty] | ATLAS COPCO | [19 empty] | URL NOT FOUND | [9 empty] | Cleansed | 40141700 Hardware and fittings | TYPE E,CONNECTION TYPE:MALE |  | COUPLER | NO MODIFIER | TYPE |  | SIZE | 22 MM | MATERIAL |  | HAZARD CLASS |  | CERTIFICATION/STANDARD | [63 empty] | Production COMPLETED
STP_009 - Lot7 | Data Enrichment | MUF | OK | 2023-11-10 |  |  | 1026216 | 1026216 | 1389690 | AU_QM_000231232 |  | ERSA | M | 2800 | 1389690GZPCLNT100 | EA | 3000003 | COUPLER;CAT,4264046 | COUPLER;CAT,4264046 | COUPLER;MNFR:CATERPILLAR,PTNO:4264046 |  | COUPLER;CAT,4264046COUPLER;HAS,4264046 | CATERPILLAR | 4264046 | [14 empty] | CATERPILLAR | 426-4046 | HASTINGS DEERING(AUSTRALIA) LTD | [15 empty] | https://parts.cat.com/en/catcorp/426-4046 | [9 empty] | Enriched | 31163000 Couplings |  | SEALING MATERIAL: NBR, POLYURETHANE | COUPLING | QUICK CONNECT | TYPE | STRAIGHT | NOMINAL SIZE | 3/4 IN-16 TPI | END CONNECTION | -8 STOR | MATERIAL | PLATED STEEL | LENGTH | 82 MM | PRESSURE RATING |  | TEMPERATURE RATING |  | HAZARD CLASS |  | CERTIFICATION/STANDARD | [55 empty] | Production COMPLETED
STP_009 - Lot7 | Data Enrichment | MUF | OK | 2023-11-10 |  |  | 1026217 | 1026217 | 1389485 | AU_QM_000230983 |  | ERSA | M | 1630 | 1389485GZPCLNT100 | EA | 3000003 | DIVIDER;CAT,178-2213 | DIVIDER;CAT,178-2213 | DIVIDER;MNFR:CATERPILLAR,PTNO:178-2213 |  | DIVIDER;CAT,178-2213DIVIDER;HAS,178-2213 | CATERPILLAR | 178-2213 | [14 empty] | CATERPILLAR | 178-2213 | HASTINGS DEERING(AUSTRALIA) LTD | [15 empty] | https://www.energypower.com.au/live/extranet/Manuals/Additional%20Caterpillar%20Information%20Files/Cat%20Hand%20Tools.pdf | [9 empty] | Enriched | 23153100 Industrial machinery components and accessories |  | NUMBER OF COMPARTMENT:48 BINS | DIVIDER | NO MODIFIER | TYPE |  | SIZE |  | MATERIAL |  | COLOUR |  | HAZARD CLASS |  | CERTIFICATION/STANDARD | [61 empty] | Production COMPLETED
STP_009 - Lot7 | Data Enrichment | MUF | OK | 2023-11-10 |  |  | 1026797 | 1026797 | 1363848 | AU_QM_000164201 |  | ERSA | M | 5955 | 1363848GZPCLNT100 | EA | 3000027 | BELLOW;MET,N98000283 | BELLOW;MET,N98000283 | BELLOW;MNFR:METSO,PTNO:N98000283 |  | BELLOWS,PROTECTION: PROTECTIVE BELLOWS SET; METSO HP5 TRAMPI | METSO | N98000283 | 1068104 @@ METSO OUTOTEC AUSTRALIA LIMITED | N98000283 | [12 empty] | METSO | N98000283 | METSO OUTOTEC AUSTRALIA LIMITED | N98000283 | [14 empty] | https://www.tiger-machinery.com/english/technology/HP5-cone-crusher | [9 empty] | Enriched | 23153100 Industrial machinery components and accessories |  |  | SET | NO MODIFIER | TYPE | PROTECTIVE BELLOW | CONTENTS |  | NUMBER OF ITEMS |  | MATERIAL |  | SIZE RANGE | [63 empty] | Production COMPLETED
STP_009 - Lot7 | Data Enrichment | MUF | OK | 2023-11-10 |  |  | 1030289 | 1030289 | 1391428 | AU_QM_000233281 |  | ERSA | M | 5920 | 1391428GZPCLNT100 | EA | 3000030 | DRAIN;OUT,N031035697 | DRAIN;OUT,N031035697 | DRAIN;MNFR:OUTOTEC,PTNO:N031035697 |  | DRAIN;OUT,N031035697DRAIN;OUT,N031035697 | OUTOTEC | N031035697 | 1068104 @@ METSO OUTOTEC AUSTRALIA LIMITED | N031035697 | [12 empty] | OUTOTEC | N031035697 | METSO OUTOTEC AUSTRALIA LIMITED | N031035697 | [14 empty] | https://www.volza.com/p/vacuum-or-valve-or-single-glass-lifter/import/import-in-peru/coo-finland/ | [9 empty] | Enriched | 40141600 Valves |  | PRESSURE RATING:300 PSI | VALVE | DRAIN | TYPE |  | NOMINAL SIZE |  | END CONNECTION |  | CONFIGURATION |  | BODY MATERIAL |  | TRIM |  | SOFTGOODS |  | HAZARD CLASS |  | CERTIFICATION/STANDARD | [55 empty] | Production COMPLETED
STP_009 - Lot7 | Data Enrichment | MUF | OK | 2023-11-10 |  |  | 1031531 | 1031531 | 1431344 | AU_QM_000717100 |  | ERSA | M | 5920 | 1431344GZPCLNT100 | EA | 3000000 | DRAIN;ATL,5415-2632-00 | DRAIN;ATL,5415-2632-00 | DRAIN;MNFR:ATLAS COPCO,PTNO:5415-2632-00 |  | COCK,DRAIN: OIL FILTER | ATLAS COPCO | 5415-2632-00 | 1068108 @@ EPIROC AUSTRALIA PTY LTD | 5415-2632-00 | [10 empty] | ATLAS COPCO | 5415-2632-00 |  |  | EPIROC AUSTRALIA PTY LTD | 5415-2632-00 | [14 empty] | URL NOT FOUND | [9 empty] | Cleansed | 40141700 Hardware and fittings |  |  | COCK | DRAIN | TYPE | OIL FILTER | NOMINAL SIZE |  | MATERIAL |  | HANDLE TYPE |  | SIZE |  | PRESSURE RATING |  | TEMPERATURE RATING |  | CERTIFICATION/STANDARD | [57 empty] | Production COMPLETED
STP_009 - Lot7 | Data Enrichment | MUF | OK | 2023-11-10 |  |  | 1034607 | 1034607 | 1385011 | AU_QM_000225704 |  | ERSA | M | 5920 | 1385011GZPCLNT100 | EA | 3000003 | DRAIN;CAT,3239474 | DRAIN;CAT,3239474 | DRAIN;MNFR:CATERPILLAR,PTNO:3239474 |  | DRAIN;CAT,3239474DRAIN;HAS,3239474 | CATERPILLAR | 3239474 | [14 empty] | CATERPILLAR | 323-9474 | HASTINGS DEERING(AUSTRALIA) LTD | [15 empty] | https://parts.cat.com/en/catcorp/323-9474 | [9 empty] | Enriched | 40180000 Tubes tubing and tube fittings |  |  | TUBE | NO MODIFIER | TYPE | DRAIN | SIZE | 609.6 LGX457.2 WDX76.2 HT MM | MATERIAL |  | MATERIAL SPECIFICATION |  | PRESSURE RATING |  | TEMPERATURE RATING |  | HAZARD CLASS |  | CERTIFICATION/STANDARD | [57 empty] | Production COMPLETED
STP_009 - Lot7 | Data Enrichment | MUF | OK | 2023-11-10 |  |  | 1035385 | 1035385 |  |  |  | ERSA | M | 4500 | 1530004GZPCLNT100 | EA |  | CAMERA;WEBCAM,LOGITECH,C922,P,960-001090 | CAMERA;WEBCAM,LOGITECH,C922,P,960-001090 | CAMERA;ADDITIONAL FEATURES:WEBCAM,LOGITECH,C922,P,960-001090 |  |  |  |  | 1068599 @@ MTI AVIT PTY LIMITED T/A MTI | 1530004 | 1070300 @@ HARVEY NORMAN FURNITURE MT ISA | 960-001090 | [10 empty] | LOGITECH | 960-001090 | MTI AVIT PTY LIMITED T/A MTI | 1530004 | HARVEY NORMAN FURNITURE MT ISA | 960-001090 | [12 empty] | https://www.logitech.com/en-in/products/webcams/c922-pro-stream-webcam.960-001090.html | [9 empty] | Enriched | 45121504 Digital cameras | SERIES:C922 PRO | LENS MATERIAL:GLASS | CAMERA | DIGITAL | TYPE | STREAM WEBCAM | MEMORY |  | POWER SUPPLY |  | RESOLUTION | 3 MP/1080 PIXEL | FOCAL LENGTH |  | FLASH RANGE |  | ZOOM | 1.2X DIGITAL | LENS | AUTOFOCUS | DIMENSIONS | 95 WDX44 HTX71 DP MM | DISPLAY TYPE |  | HAZARD CLASS |  | CERTIFICATION/STANDARD | [49 empty] | Production COMPLETED
STP_009 - Lot7 | Data Enrichment | MUF | OK | 2023-11-10 |  |  | 1035835 | 1035835 |  |  |  | ERSA | M | 4075 | 1534468GZPCLNT100 | M |  | DRAIN;TYPE M GUTTER SLOTTED MANO,1278090 | DRAIN;TYPE M GUTTER SLOTTED MANO,1278090 | DRAIN;ADDITIONAL FEATURES:TYPE M GUTTER SLOTTED MANO,1278090 |  |  |  |  | 1068155 @@ REECE PTY LTD | 1278090 | [14 empty] | REECE PTY LTD | 1278090 | [14 empty] | URL NOT FOUND | [9 empty] | Cleansed | 30181605 Drain | TYPE M |  | DRAIN | NO MODIFIER | TYPE | GUTTER SLOTTED MANO | NOMINAL SIZE |  | LENGTH |  | MATERIAL |  | END CONNECTION |  | COATING/FINISH |  | PRESSURE RATING |  | TEMPERATURE RATING |  | HAZARD CLASS |  | CERTIFICATION/STANDARD | [53 empty] | Production COMPLETED
STP_009 - Lot7 | Data Enrichment | MUF | OK | 2023-11-10 |  |  | 1035836 | 1035836 |  |  |  | ERSA | M | 4075 | 1534467GZPCLNT100 | M |  | DRAIN;TYPE M GUTTER SLOTTED DEEP,1278086 | DRAIN;TYPE M GUTTER SLOTTED DEEP,1278086 | DRAIN;ADDITIONAL FEATURES:TYPE M GUTTER SLOTTED DEEP,1278086 |  |  |  |  | 1068155 @@ REECE PTY LTD | 1278086 | [14 empty] | REECE PTY LTD | 1278086 | [14 empty] | URL NOT FOUND | [9 empty] | Cleansed | 30181605 Drain | TYPE M |  | DRAIN | NO MODIFIER | TYPE | GUTTER SLOTTED DEEP | NOMINAL SIZE |  | LENGTH |  | MATERIAL |  | END CONNECTION |  | COATING/FINISH |  | PRESSURE RATING |  | TEMPERATURE RATING |  | HAZARD CLASS |  | CERTIFICATION/STANDARD | [53 empty] | Production COMPLETED
STP_009 - Lot7 | Data Enrichment | MUF | OK | 2023-11-10 |  |  | 1035837 | 1035837 |  |  |  | ERSA | M | 4075 | 1534466GZPCLNT100 | M |  | DRAIN;TYPE M GUTTER SLOTTED SURF,1278081 | DRAIN;TYPE M GUTTER SLOTTED SURF,1278081 | DRAIN;ADDITIONAL FEATURES:TYPE M GUTTER SLOTTED SURF,1278081 |  |  |  |  | 1068155 @@ REECE PTY LTD | 1278081 | [14 empty] | REECE PTY LTD | 1278081 | [14 empty] | URL NOT FOUND | [9 empty] | Cleansed | 30181605 Drain | TYPE M,COLOUR:SURFMIST |  | DRAIN | NO MODIFIER | TYPE | GUTTER SLOTTED | NOMINAL SIZE |  | LENGTH |  | MATERIAL |  | END CONNECTION |  | COATING/FINISH |  | PRESSURE RATING |  | TEMPERATURE RATING |  | HAZARD CLASS |  | CERTIFICATION/STANDARD | [53 empty] | Production COMPLETED
STP_009 - Lot7 | Data Enrichment | MUF | OK | 2023-11-10 |  |  | 1035838 | 1035838 |  |  |  | ERSA | M | 4075 | 1534464GZPCLNT100 | M |  | DRAIN;TYPE M GUTTER PALE EUCALYP,1273328 | DRAIN;TYPE M GUTTER PALE EUCALYP,1273328 | DRAIN;ADDITIONAL FEATURES:TYPE M GUTTER PALE EUCALYP,1273328 |  |  |  |  | 1068155 @@ REECE PTY LTD | 1273328 | [14 empty] | REECE PTY LTD | 1273328 | [14 empty] | URL NOT FOUND | [9 empty] | Cleansed | 30181605 Drain | TYPE M,PALE EUCALYP |  | DRAIN | NO MODIFIER | TYPE | GUTTER | NOMINAL SIZE |  | LENGTH |  | MATERIAL |  | END CONNECTION |  | COATING/FINISH |  | PRESSURE RATING |  | TEMPERATURE RATING |  | HAZARD CLASS |  | CERTIFICATION/STANDARD | [53 empty] | Production COMPLETED
STP_009 - Lot7 | Data Enrichment | MUF | OK | 2023-11-10 |  |  | 1035839 | 1035839 |  |  |  | ERSA | M | 4075 | 1534463GZPCLNT100 | M |  | DRAIN;TYPE M GUTTER CLASSIC CREA,1273322 | DRAIN;TYPE M GUTTER CLASSIC CREA,1273322 | DRAIN;ADDITIONAL FEATURES:TYPE M GUTTER CLASSIC CREA,1273322 |  |  |  |  | 1068155 @@ REECE PTY LTD | 1273322 | [14 empty] | REECE PTY LTD | 1273322 | [14 empty] | URL NOT FOUND | [9 empty] | Cleansed | 30181605 Drain | TYPE M,CLASSIC,COLOUR:CREAM |  | DRAIN | NO MODIFIER | TYPE | GUTTER | NOMINAL SIZE |  | LENGTH |  | MATERIAL |  | END CONNECTION |  | COATING/FINISH |  | PRESSURE RATING |  | TEMPERATURE RATING |  | HAZARD CLASS |  | CERTIFICATION/STANDARD | [53 empty] | Production COMPLETED
STP_009 - Lot7 | Data Enrichment | MUF | OK | 2023-11-10 |  |  | 1035840 | 1035840 |  |  |  | ERSA | M | 4075 | 1534462GZPCLNT100 | M |  | DRAIN;TYPE M GUTTER DEEP OCEAN P,1273320 | DRAIN;TYPE M GUTTER DEEP OCEAN P,1273320 | DRAIN;ADDITIONAL FEATURES:TYPE M GUTTER DEEP OCEAN P,1273320 |  |  |  |  | 1068155 @@ REECE PTY LTD | 1273320 | [14 empty] | REECE PTY LTD | 1273320 | [14 empty] | URL NOT FOUND | [9 empty] | Cleansed | 30181605 Drain | TYPE M,DEEP OCEAN P |  | DRAIN | NO MODIFIER | TYPE | GUTTER | NOMINAL SIZE |  | LENGTH |  | MATERIAL |  | END CONNECTION |  | COATING/FINISH |  | PRESSURE RATING |  | TEMPERATURE RATING |  | HAZARD CLASS |  | CERTIFICATION/STANDARD | [53 empty] | Production COMPLETED
STP_009 - Lot7 | Data Enrichment | MUF | OK | 2023-11-10 |  |  | 1035841 | 1035841 |  |  |  | ERSA | M | 4075 | 1534461GZPCLNT100 | M |  | DRAIN;TYPE M GUTTER SURFMIST PER,1273314 | DRAIN;TYPE M GUTTER SURFMIST PER,1273314 | DRAIN;ADDITIONAL FEATURES:TYPE M GUTTER SURFMIST PER,1273314 |  |  |  |  | 1068155 @@ REECE PTY LTD | 1273314 | [12 empty] | REECE PTY LTD | 1273314 | [16 empty] | https://www.reece.com.au/product/type-m-gutter-surfmist-per-mtr-1273314 | [9 empty] | Enriched | 30181605 Drain | TYPE M,PER | GAUGE:0.55 MM,WIDTH: 123 MM | DRAIN | NO MODIFIER | TYPE | EMLINE GUTTER | NOMINAL SIZE |  | LENGTH |  | MATERIAL | COLORBOND STEEL | END CONNECTION |  | COATING/FINISH | SURFMIST | PRESSURE RATING |  | TEMPERATURE RATING |  | HAZARD CLASS |  | CERTIFICATION/STANDARD | [53 empty] | Production COMPLETED
STP_009 - Lot7 | Data Enrichment | MUF | OK | 2023-11-10 |  |  | 1035842 | 1035842 |  |  |  | ERSA | M | 4075 | 1534459GZPCLNT100 | M |  | DRAIN;TYPE M GUTTER ZINC PER M,1244126 | DRAIN;TYPE M GUTTER ZINC PER M,1244126 | DRAIN;ADDITIONAL FEATURES:TYPE M GUTTER ZINC PER M,1244126 |  |  |  |  | 1068155 @@ REECE PTY LTD | 1244126 | [12 empty] | REECE PTY LTD | 1244126 | [16 empty] | https://www.reece.com.au/product/type-m-gutter-zinc-per-mtr-1244126 | [9 empty] | Enriched | 30181605 Drain | TYPE M,PER MTR | GAUGE:0.5 MM,WIDTH: 123 MM | DRAIN | NO MODIFIER | TYPE | EMLINE GUTTER | NOMINAL SIZE |  | LENGTH |  | MATERIAL | ZINC ALUME STEEL | END CONNECTION |  | COATING/FINISH | ZINC | PRESSURE RATING |  | TEMPERATURE RATING |  | HAZARD CLASS |  | CERTIFICATION/STANDARD | [53 empty] | Production COMPLETED
STP_009 - Lot7 | Data Enrichment | MUF | OK | 2023-11-10 |  |  | 1035843 | 1035843 |  |  |  | ERSA | M | 4075 | 1534458GZPCLNT100 | M |  | DRAIN;LYSAGHT QUAD GUTTER 150 ZI,1240177 | DRAIN;LYSAGHT QUAD GUTTER 150 ZI,1240177 | DRAIN;ADDITIONAL FEATURES:LYSAGHT QUAD GUTTER 150 ZI,1240177 |  |  |  |  | 1068155 @@ REECE PTY LTD | 1240177 | [14 empty] | REECE PTY LTD | 1240177 | [14 empty] | https://www.reece.com.au/product/lysaght-quad-gutter-150mm-zinc-per-mtr-1240177 | [9 empty] | Enriched | 30181605 Drain | BRAND:LYSAGHT,WIDTH: 150 MM |  | DRAIN | NO MODIFIER | TYPE | QUAD GUTTER | NOMINAL SIZE |  | LENGTH |  | MATERIAL | ZINC ALUME STEEL | END CONNECTION |  | COATING/FINISH | ZINC | PRESSURE RATING |  | TEMPERATURE RATING |  | HAZARD CLASS |  | CERTIFICATION/STANDARD | [53 empty] | Production COMPLETED
STP_009 - Lot7 | Data Enrichment | MUF | OK | 2023-11-10 |  |  | 1036770 | 1036770 |  |  |  | ERSA | M | 4005 | 1570097GZPCLNT100 | EA |  | COLLET;SET,ER50,SPR 12,ISCAR,4512006 | COLLAR; | COLLET;ADDITIONAL FEATURES EN:SET,ER50,SPR 12,ISCAR,4512006 | COLLAR; |  |  |  | 1071848 @@ ISCAR AUSTRALIA PTY LTD | 4512006 | [12 empty] | ISCAR AUSTRALIA PTY LTD | 4512006 | [16 empty] | https://www.iscar.com/eCatalog/Item.aspx?cat=4512006&fnum=1277&mapp=IT | [9 empty] | Cleansed | 27112808 Collets | ER50 |  | SET | NO MODIFIER | TYPE | SPRING COLLET | CONTENTS |  | NUMBER OF ITEMS | 12 | MATERIAL |  | SIZE RANGE | 10 TO 34 | [62 empty] | Production COMPLETED
STP_009 - Lot7 | Data Enrichment | MUF | OK | 2023-11-10 |  |  | 1036771 | 1036771 |  |  |  | ERSA | M | 4005 | 1570096GZPCLNT100 | EA |  | COLLET;SET,ER40,SPR 23,ISCAR,4512005 | COLLAR; | COLLET;ADDITIONAL FEATURES EN:SET,ER40,SPR 23,ISCAR,4512005 | COLLAR; |  |  |  | 1071848 @@ ISCAR AUSTRALIA PTY LTD | 4512005 | [12 empty] | ISCAR AUSTRALIA PTY LTD | 4512005 | [16 empty] | https://www.iscar.com/eCatalog/item.aspx?cat=4512005&fnum=1277&mapp=it&app=165&GFSTYP=m | [9 empty] | Cleansed | 27112808 Collets | ER40 |  | SET | NO MODIFIER | TYPE | SPRING COLLET | CONTENTS |  | NUMBER OF ITEMS | 23 | MATERIAL |  | SIZE RANGE | 3 TO 26 | [62 empty] | Production COMPLETED
STP_009 - Lot7 | Data Enrichment | MUF | OK | 2023-11-10 |  |  | 1036772 | 1036772 |  |  |  | ERSA | M | 4005 | 1570095GZPCLNT100 | EA |  | COLLET;SET,ER32,SPR 18,ISCAR,4512004 | COLLAR; | COLLET;ADDITIONAL FEATURES EN:SET,ER32,SPR 18,ISCAR,4512004 | COLLAR; |  |  |  | 1071848 @@ ISCAR AUSTRALIA PTY LTD | 4512004 | [12 empty] | ISCAR AUSTRALIA PTY LTD | 4512004 | [16 empty] | https://www.iscar.com/eCatalog/item.aspx?cat=4512004&fnum=1277&mapp=IT&app=165&GFSTYP=M&isoD=1 | [9 empty] | Cleansed | 27112808 Collets | ER32 |  | SET | NO MODIFIER | TYPE | SPRING COLLET | CONTENTS |  | NUMBER OF ITEMS | 18 | MATERIAL |  | SIZE RANGE | 2 TO 20 | [62 empty] | Production COMPLETED
STP_009 - Lot7 | Data Enrichment | MUF | OK | 2023-11-10 |  |  | 1036773 | 1036773 |  |  |  | ERSA | M | 4005 | 1570094GZPCLNT100 | EA |  | COLLET;SET,ER20,SPR 12,ISCAR,4512002 | COLLAR; | COLLET;ADDITIONAL FEATURES EN:SET,ER20,SPR 12,ISCAR,4512002 | COLLAR; |  |  |  | 1071848 @@ ISCAR AUSTRALIA PTY LTD | 4512002 | [12 empty] | ISCAR AUSTRALIA PTY LTD | 4512002 | [16 empty] | https://www.iscar.com/eCatalog/item.aspx?cat=4512002&fnum=1277&mapp=IT&app=0&GFSTYP=M&isoD=0 | [9 empty] | Cleansed | 27112808 Collets | ER20 |  | SET | NO MODIFIER | TYPE | SPRING COLLET | CONTENTS |  | NUMBER OF ITEMS | 12 | MATERIAL |  | SIZE RANGE | 1 TO 13 | [62 empty] | Production COMPLETED
STP_009 - Lot7 | Data Enrichment | MUF | OK | 2023-11-10 |  |  | 1036774 | 1036774 |  |  |  | ERSA | M | 4005 | 1570093GZPCLNT100 | EA |  | COLLET;SET,ER16,SPR 10,ISCAR,4512001 | COLLAR; | COLLET;ADDITIONAL FEATURES EN:SET,ER16,SPR 10,ISCAR,4512001 | COLLAR; |  |  |  | 1071848 @@ ISCAR AUSTRALIA PTY LTD | 4512001 | [12 empty] | ISCAR AUSTRALIA PTY LTD | 4512001 | [16 empty] | https://www.iscar.com/eCatalog/item.aspx?cat=4512001&fnum=1277&mapp=IT&app=165&GFSTYP=M&isoD=1 | [9 empty] | Cleansed | 27112808 Collets | ER16 |  | SET | NO MODIFIER | TYPE | SPRING COLLET | CONTENTS |  | NUMBER OF ITEMS | 10 | MATERIAL |  | SIZE RANGE | 0.5 TO 10 | [62 empty] | Production COMPLETED
STP_009 - Lot7 | Data Enrichment | MUF | OK | 2023-11-10 |  |  | 1048575 | 1048575 |  |  |  | ERSA | M | 4075 | 1531931GZPCLNT100 | EA |  | COUPLER;AIR,1/4 IN MI X 1/4 IN FI,STRGT | ACOPLE;AIRE | COUPLER;TYPE:AIR,SIZE:1/4 IN MI X 1/4 IN FI,ADDITIONAL FEATURES EN:STRAIGHT | ACOPLE;TIPO:AIRE |  |  |  | 1068500 @@ ACTROL PARTS PTY LTD | 2712486 | [12 empty] | ACTROL PARTS PTY LTD | 2712486 | [16 empty] | https://www.actrol.com.au/resources/themes/actrol/assets/services/technical-product-guides/2017/2017-Actrol-Product-Guide-Section-03.pdf | [9 empty] | Enriched | 40141700 Hardware and fittings | CONNECTION TYPE:FEMALE FLARE X MALE FLARE |  | ADAPTER | NO MODIFIER | TYPE | STRAIGHT QUICK | SIZE | 1/4 IN | MATERIAL |  | HAZARD CLASS |  | CERTIFICATION/STANDARD | [63 empty] | Production COMPLETED
STP_009 - Lot7 | Data Enrichment | MUF | OK | 2023-11-10 |  |  | 1049708 | 1049708 |  |  |  | ERSA | M | 1600 | 1581858GZPCLNT100 | EA |  | BEACON;LGHT,MAGNETIC ROTATING LED | FARO; | BEACON;ADDITIONAL FEATURES EN:LIGHT,MAGNETIC ROTATING LED | FARO; |  |  |  | 1068652 @@ J BLACKWOOD & SONS | 477028 | [12 empty] | ULLMAN | RT-2LT | [12 empty] | J BLACKWOOD & SONS | 00477028 |  |  | https://www.blackwoods.com.au/electrical/portable-lighting/worklights/light-work-ullman-magnetic-rotating-led/p/00477028 | [9 empty] | Enriched | 39111600 Exterior lighting fixtures and accessories |  | LUMENS:50 LM | LIGHT | NO MODIFIER | TYPE | WORK,MAGNETIC ROTATING LED | LAMP WATTAGE | 1.63 W | POWER SUPPLY |  | COLOUR | RED/BLACK | BALLAST TYPE |  | SOCKET TYPE |  | NUMBER OF LAMPS |  | MOUNTING TYPE |  | MATERIAL | ALUMINUM | HAZARD CLASS |  | CERTIFICATION/STANDARD | [51 empty] | Production COMPLETED
STP_009 - Lot7 | Data Enrichment | MUF | OK | 2023-11-10 |  |  | 1049759 | 1049759 |  |  |  | ERSA | M | 5810 | 1581911GZPCLNT100 | EA |  | BELLOW;12.17.0040,STL,EXHAUST PIPE,FLEX | FUELLE; | BELLOW;SIZE:12.17.0040,ADDITIONAL FEATURES EN:STEEL,EXHAUST PIPE,FLEXIBLE | FUELLE; |  |  |  | 1068354 @@ FINLAY SCREENING & CRUSHING | 12.17.0040 | [12 empty] | FINLAY SCREENING & CRUSHING | 12.17.0040 | [16 empty] | https://www.crusherconsumables.co.uk/terex-finlay-parts-2 | [9 empty] | Cleansed | 23153100 Industrial machinery components and accessories |  |  | BELLOW | NO MODIFIER | TYPE | EXHAUST PIPE,FLEXIBLE | SIZE |  | END CONNECTION |  | MATERIAL | STEEL | OVERALL LENGTH |  | PRESSURE RATING |  | TEMPERATURE RATING |  | HAZARD CLASS |  | CERTIFICATION/STANDARD | [55 empty] | Production COMPLETED
STP_009 - Lot7 | Data Enrichment | MUF | OK | 2023-11-10 |  |  | 1049957 | 1049957 |  |  |  | ERSA | M | 4090 | 1583050GZPCLNT100 | EA |  | COUPLER;7012 1,PLASSON RURAL | ACOPLE; | COUPLER;SIZE:7012 1,ADDITIONAL FEATURES EN:PLASSON RURAL | ACOPLE; |  |  |  | 1068205 @@ BUTLER AGENCIES PTY LTD | 7012 1 | [12 empty] | PLASSON | 7012 1 | BUTLER AGENCIES PTY LTD | 7012 1 | [14 empty] | https://www.atom.com.au/coupling-poly-compression-rural-7012-series-1-plasson-9445003 | https://www.hvi.com.au/images/pdfs/Vinidex/Plasson%20PE%20Fittings.pdf | [8 empty] | Enriched | 40173600 Pipe reducing couplings |  |  | COUPLING | PIPE | TYPE | REDUCING | NOMINAL SIZE | 1 IN | END CONNECTION | RURAL COMPRESSION | PRESSURE RATING |  | MATERIAL | POLY | MATERIAL SPECIFICATION |  | COATING/FINISH |  | TEMPERATURE RATING |  | HAZARD CLASS |  | CERTIFICATION/STANDARD | [53 empty] | Production COMPLETED
STP_009 - Lot7 | Data Enrichment | MUF | OK | 2023-11-10 |  |  | 1050222 | 1050222 |  |  |  | ERSA | M | 5920 | 1607911GZPCLNT100 | EA |  | COUPLER;POPPET,1 IN BSPP,FEM,BIR-100 | ACOPLE; | COUPLER;TYPE:POPPET,SIZE:1 IN BSPP,ADDITIONAL FEATURES EN:FEMALE,BIR-100,ISO A | ACOPLE; |  |  |  | 1068527 @@ Enzed Mount Isa(RKM Investments) | EMI-QC-F-BIR100 | [14 empty] | ENZED MOUNT ISA(RKM INVESTMENTS) | EMI-QC-F-BIR100 | [14 empty] | https://www.stucchigroup.com/app/uploads/2018/12/BIR_StucchiQuickCouplingsCatalog_February2020_EN.pdf | [9 empty] | Cleansed | 40141700 Hardware and fittings | CONNECTION TYPE:FEMALE BSPP,SERIES:BIR-100 |  | COUPLER | NO MODIFIER | TYPE | POPPET | SIZE | 1 IN | MATERIAL |  | HAZARD CLASS |  | CERTIFICATION/STANDARD | ISO A | [62 empty] | Production COMPLETED
STP_009 - Lot7 | Data Enrichment | MUF | OK | 2023-11-10 |  |  | 1050223 | 1050223 |  |  |  | ERSA | M | 5920 | 1607912GZPCLNT100 | EA |  | COUPLER;POPPET,1 IN BSPP,M,BIR-100,ISO A | ACOPLE; | COUPLER;TYPE:POPPET,SIZE:1 IN BSPP,ADDITIONAL FEATURES EN:MALE,BIR-100,ISO A | ACOPLE; |  |  |  | 1068527 @@ Enzed Mount Isa(RKM Investments) | EMI-QC-M-BIR100 | [14 empty] | ENZED MOUNT ISA(RKM INVESTMENTS) | EMI-QC-M-BIR100 | [14 empty] | https://www.stucchigroup.com/app/uploads/2018/12/BIR_StucchiQuickCouplingsCatalog_February2020_EN.pdf | [9 empty] | Cleansed | 40141700 Hardware and fittings | CONNECTION TYPE:MALE BSPP,SERIES:BIR-100 |  | COUPLER | NO MODIFIER | TYPE | POPPET | SIZE | 1 IN | MATERIAL |  | HAZARD CLASS |  | CERTIFICATION/STANDARD | ISO A | [62 empty] | Production COMPLETED
STP_009 - Lot7 | Data Enrichment | MUF | OK | 2023-11-10 |  |  | 1050224 | 1050224 |  |  |  | ERSA | M | 5920 | 1607913GZPCLNT100 | EA |  | COUPLER;POPPET,1/4 IN BSPP,FEM,IR-V | ACOPLE; | COUPLER;TYPE:POPPET,SIZE:1/4 IN BSPP,ADDITIONAL FEATURES EN:FEMALE,IR-V,NITRILE SEALING | ACOPLE; |  |  |  | 1068527 @@ Enzed Mount Isa(RKM Investments) | EMI-QC-M-IR14VV | [14 empty] | ENZED MOUNT ISA(RKM INVESTMENTS) | EMI-QC-M-IR14VV | [14 empty] | https://www.stucchigroup.com/app/uploads/2018/12/stucchicouplingcatalog_ir_series_2015rev3en.pdf | [9 empty] | Cleansed | 40141700 Hardware and fittings | CONNECTION TYPE:FEMALE BSPP,SEALING MATERIAL:NITRILE,SERIES:IR-V |  | COUPLER | NO MODIFIER | TYPE | POPPET | SIZE | 1/4 IN | MATERIAL |  | HAZARD CLASS |  | CERTIFICATION/STANDARD | [63 empty] | Production COMPLETED
STP_009 - Lot7 | Data Enrichment | MUF | OK | 2023-11-10 |  |  | 1050225 | 1050225 |  |  |  | ERSA | M | 5920 | 1607914GZPCLNT100 | EA |  | COUPLER;POPPET,1/4 IN BSPP,M,IR-V | ACOPLE; | COUPLER;TYPE:POPPET,SIZE:1/4 IN BSPP,ADDITIONAL FEATURES EN:MALE,IR-V,NITRILE SEALING | ACOPLE; |  |  |  | 1068527 @@ Enzed Mount Isa(RKM Investments) | EMI-QC-F-IR14VV | [14 empty] | ENZED MOUNT ISA(RKM INVESTMENTS) | EMI-QC-F-IR14VV | [14 empty] | https://www.stucchigroup.com/app/uploads/2018/12/stucchicouplingcatalog_ir_series_2015rev3en.pdf | [9 empty] | Cleansed | 40141700 Hardware and fittings | CONNECTION TYPE:MALE BSPP,SEALING MATERIAL:NITRILE,SERIES:IR-V |  | COUPLER | NO MODIFIER | TYPE | POPPET | SIZE | 1/4 IN | MATERIAL |  | HAZARD CLASS |  | CERTIFICATION/STANDARD | [63 empty] | Production COMPLETED
STP_009 - Lot7 | Data Enrichment | MUF | OK | 2023-11-10 |  |  | 1050242 | 1050242 |  |  |  | ERSA | M | 2210 | 1608390GZPCLNT100 | EA |  | COUPLER;50 MM,PE,BLK | ACOPLE; | COUPLER;SIZE:50 MM,MATERIAL:POLYETHYLENE,ADDITIONAL FEATURES EN:JOINTING SYSTEM:ELECTROFUSION,BRAND:FRITEC,BLACK | ACOPLE; |  |  |  | 1068155 @@ REECE PTY LTD | 1415763 | [12 empty] | REECE PTY LTD | 1415763 | [16 empty] | https://www.reece.com.au/product/friatec-electrofusion-coupler-50mm-1415763 | [9 empty] | Enriched | 40141700 Hardware and fittings | BRAND:FRIATEC,COLOUR:BLACK,JOINTING SYSTEM:ELECTROFUSION | PRESSURE RATING: PN16 WATER, PN10 GAS,STANDARD DIMENSION RATIO (SDR):11 | COUPLER | NO MODIFIER | TYPE |  | SIZE | 50 MM | MATERIAL | POLYETHYLENE | HAZARD CLASS |  | CERTIFICATION/STANDARD | [63 empty] | Production COMPLETED
STP_009 - Lot7 | Data Enrichment | MUF | OK | 2023-11-10 |  |  | 1050373 | 1050373 |  |  |  | ERSA | M | 5100 | 1610014GZPCLNT100 | EA |  | CAMERA,THERML;INFRARED,FOV 100X75 DEG | CAMARA TERMICA;,FOV | CAMERA,THERMAL;TYPE:INFRARED,FIELD OF VIEW:100X75 DEG,RESOLUTION:0.1 DEG C,TEMPERATURE RANGE:-40 TO 300 DEG C,POWER SUPPLY:30 VDC, ADDITIONAL FEATURES EN:PROTOCOL:MODBUS TCP,768 PIXEL (ROHS),DIMENSION: 52 W X 95 H X 27 D MM,PTNO:ISN-812- MTCP CR | CAMARA TERMICA; |  |  |  | 1071474 @@ ICP ELECTRONICS AUSTRALIA | ISN-812-MTCP CR | [12 empty] | ICP ELECTRONICS AUSTRALIA | ISN-812-MTCP CR | [16 empty] | https://www.icp-australia.com.au/product/isn-812-mtcp/ | https://www.icpdas.com/en/product/iSN-812-MTCP | [8 empty] | Enriched | 32151900 Automation control connectivity devices |  | FIELD OF VIEW: 100 X75 DEG,IR SENSOR PIXEL:768 PIXEL,PROTOCOL:MODBUS TCP,RESOLUTION:0.1 DEG C | MODULE | SENSOR | TYPE | INFRARED TEMPERATURE | SENSING RANGE | -40 TO 300 DEG C | ACCURACY | +/-5 DEG C | OUTPUT TYPE |  | POWER SUPPLY | 30 VDC | CONNECTION TYPE | RJ45,10/100 BASE-T | SIZE | 52 WDX86 HTX34 DP MM | SENSOR MATERIAL |  | ENCLOSURE TYPE |  | MOUNTING TYPE | DIN RAIL | CERTIFICATION/STANDARD | ROHS | [50 empty] | Production COMPLETED
STP_009 - Lot7 | Data Enrichment | MUF | OK | 2023-11-10 |  |  | 1050699 | 1050699 |  |  |  | ERSA | M | 4090 | 1582840GZPCLNT100 | EA |  | COUPLER;32-25MM,PLASSON,REDCG,METRC | ACOPLE; | COUPLER;SIZE:32-25MM,ADDITIONAL FEATURES EN:PLASSON,REDUCING,METRIC | ACOPLE; |  |  |  | 1068205 @@ BUTLER AGENCIES PTY LTD | 7110 32X25 | [12 empty] | PLASSON | 7110 32X25 | BUTLER AGENCIES PTY LTD | 7110 32X25 | [14 empty] | https://www.plasson.pl/Plasson_Catalog_Gray_2021_1.pdf | https://www.plumblink.co.za/hdpe-compression-coupling-reducing-32x25-pxp-7110 | [8 empty] | Enriched | 40173600 Pipe reducing couplings |  |  | COUPLING | PIPE | TYPE | REDUCING | NOMINAL SIZE | 32X25 MM | END CONNECTION | METRIC COMPRESSION | PRESSURE RATING |  | MATERIAL |  | MATERIAL SPECIFICATION |  | COATING/FINISH |  | TEMPERATURE RATING |  | HAZARD CLASS |  | CERTIFICATION/STANDARD | [53 empty] | Production COMPLETED
STP_009 - Lot7 | Data Enrichment | MUF | OK | 2023-11-10 |  |  | 1050700 | 1050700 |  |  |  | ERSA | M | 4090 | 1582841GZPCLNT100 | EA |  | COUPLER;50-32MM,PLASSON,REDCG,METRC | ACOPLE; | COUPLER;SIZE:50-32MM,ADDITIONAL FEATURES EN:PLASSON,REDUCING,METRIC | ACOPLE; |  |  |  | 1068205 @@ BUTLER AGENCIES PTY LTD | 7110 50X32 | [12 empty] | PLASSON | 7110 50X32 | BUTLER AGENCIES PTY LTD | 7110 50X32 | [14 empty] | https://www.plasson.pl/Plasson_Catalog_Gray_2021_1.pdf | https://www.plumblink.co.za/hdpe-compression-coupling-reducing-50x25-pxp-7110 | [8 empty] | Enriched | 40173600 Pipe reducing couplings |  |  | COUPLING | PIPE | TYPE | REDUCING | NOMINAL SIZE | 50X32 MM | END CONNECTION | METRIC COMPRESSION | PRESSURE RATING |  | MATERIAL |  | MATERIAL SPECIFICATION |  | COATING/FINISH |  | TEMPERATURE RATING |  | HAZARD CLASS |  | CERTIFICATION/STANDARD | [53 empty] | Production COMPLETED
STP_009 - Lot7 | Data Enrichment | MUF | OK | 2023-11-10 |  |  | 1050955 | 1050955 |  |  |  | ERSA | M | 4090 | 1578116GZPCLNT100 | EA |  | COUPLER;5/8 IN,GREASE GUN,KSR,STD | ACOPLE; | COUPLER;SIZE:5/8 IN,ADDITIONAL FEATURES EN:GREASE GUN,KSR,STANDARD,BUTTON PULL ON | ACOPLE; |  |  |  | 1068652 @@ J BLACKWOOD & SONS | 4424501 | [12 empty] | MACNAUGHT | KSR | [12 empty] | J BLACKWOOD & SONS | 04424501 |  |  | https://www.blackwoods.com.au/lubricants-lubrication-equipment/grease-guns-pumps-accessories/macnaught-grease-accessories/coupler-std-button-pull-on-5-8-ksr/p/04424501 | [9 empty] | Enriched | 40141700 Hardware and fittings | PULL |  | COUPLER | NO MODIFIER | TYPE | PUSH-ON STANDARD BUTTON HEAD GREASE GUN | SIZE | 5/8 IN | MATERIAL |  | HAZARD CLASS |  | CERTIFICATION/STANDARD | [63 empty] | Production COMPLETED
STP_009 - Lot7 | Data Enrichment | MUF | OK | 2023-11-10 |  |  | 1050956 | 1050956 |  |  |  | ERSA | M | 4090 | 1578117GZPCLNT100 | EA |  | COUPLER;7/8 IN,GREASE GUN,KGR,GIANT | ACOPLE; | COUPLER;SIZE:7/8 IN,ADDITIONAL FEATURES EN:GREASE GUN,KGR,GIANT,BUTTON PUSH-ON | ACOPLE; |  |  |  | 1068652 @@ J BLACKWOOD & SONS | 4449900 | [12 empty] | MACNAUGHT | KGR | [12 empty] | J BLACKWOOD & SONS | 04449900 |  |  | https://www.blackwoods.com.au/lubricants-lubrication-equipment/grease-guns-pumps-accessories/macnaught-grease-accessories/coupler-giant-button-push-on-7-8-kgr/p/04449900 | [9 empty] | Enriched | 40141700 Hardware and fittings |  |  | COUPLER | NO MODIFIER | TYPE | PUSH-ON GIANT BUTTON HEAD GREASE GUN | SIZE | 7/8 IN | MATERIAL |  | HAZARD CLASS |  | CERTIFICATION/STANDARD | [63 empty] | Production COMPLETED
STP_009 - Lot7 | Data Enrichment | MUF | OK | 2023-11-10 |  |  | 1051031 | 1051031 |  |  |  | ERSA | M | 1600 | 1578888GZPCLNT100 | EA |  | CAMERA;BRIGADE,BE-800C-7,AUTOMATN,LOADER | CAMARA; | CAMERA;TYPE:BRIGADE,POWER SUPPLY:,RESOLUTION:,ADDITIONAL FEATURES EN:BE-800C-7,AUTOMATN,LOADER | CAMARA; |  |  |  | 1068102 @@ REMOTE CONTROL TECHNOLOGIES P/L | BE-800C-78 | [10 empty] | REMOTE CONTROL TECHNOLOGIES P/L | BE-800C-78 | [18 empty] | URL NOT FOUND |  |  | AUTOMATION LOADER | [6 empty] | Cleansed | 45121500 Cameras |  |  | CAMERA | NO MODIFIER | TYPE | BRIGADE | MEGAPIXEL |  | POWER SUPPLY |  | RESOLUTION |  | FOCUS RANGE |  | FLASH RANGE |  | ZOOM |  | LENS |  | SIZE |  | DISPLAY SIZE |  | HAZARD CLASS |  | CERTIFICATION/STANDARD | [49 empty] | Production COMPLETED
STP_009 - Lot7 | Data Enrichment | MUF | OK | 2023-11-10 |  |  | 1051658 | 1051658 |  |  |  | ERSA | M | 1600 | 1583376GZPCLNT100 | EA |  | CAMERA;DGTL,MICRO CA-350 RIDGID | CAMARA; | CAMERA;TYPE:DIGITAL,POWER SUPPLY:,RESOLUTION:,ADDITIONAL FEATURES EN:MICRO CA-350 RIDGID | CAMARA; |  |  |  | 1068652 @@ J BLACKWOOD & SONS | 3896136 | [12 empty] | RIDGID | MICRO CA-350 | RIDGID | 57358 | [10 empty] | J BLACKWOOD & SONS | 03896136 |  |  | https://www.ridgid.com/in/en/micro-ca350-inspection-camera | https://www.blackwoods.com.au/power-tools/machinery-workshop/inspection-camera-pipe-locating-equipment/camera-micro-ca-350-ridgid/p/03896136 | [8 empty] | Enriched | 45121504 Digital cameras |  | C/W 17 MM IMAGER, BATTERY, CHARGER, USB CABLE, HOOK, MAGNET AND MIRROR ACCESSORIES, RCA CABLE, AC ADAPTER, HEADSET,MICROPHONE, 8GB SD CARD | CAMERA | DIGITAL | TYPE | INSPECTION | MEMORY | 32 GB | POWER SUPPLY | 12 V | RESOLUTION | 640 X 480 PIXEL | FOCAL LENGTH |  | FLASH RANGE |  | ZOOM |  | LENS |  | DIMENSIONS | 17 MM DIA | DISPLAY TYPE | COLOR TFT | HAZARD CLASS |  | CERTIFICATION/STANDARD | [49 empty] | Production COMPLETED
STP_009 - Lot7 | Data Enrichment | MUF | OK | 2023-11-10 |  |  | 1051659 | 1051659 |  |  |  | ERSA | M | 1600 | 1583378GZPCLNT100 | EA |  | CAMERA;MICRODRAIN D65S REEL,INSP RIDGID | CAMARA; | CAMERA;TYPE:MICRODRAIN D65S REEL,POWER SUPPLY:,RESOLUTION:,ADDITIONAL FEATURES EN:INSP RIDGID | CAMARA; |  |  |  | 1068652 @@ J BLACKWOOD & SONS | 641197 | [10 empty] | RIDGID | [15 empty] | J BLACKWOOD & SONS | 00641197 |  |  | URL NOT FOUND | [9 empty] | Cleansed | 45121521 Inspection camera | MICRODRAIN D65S REEL |  | CAMERA | NO MODIFIER | TYPE | INSPECTION | MEGAPIXEL |  | POWER SUPPLY |  | RESOLUTION |  | FOCUS RANGE |  | FLASH RANGE |  | ZOOM |  | LENS |  | SIZE |  | DISPLAY SIZE |  | HAZARD CLASS |  | CERTIFICATION/STANDARD | [49 empty] | Production COMPLETED
STP_009 - Lot7 | Data Enrichment | MUF | OK | 2023-11-10 |  |  | 1052974 | 1052974 |  |  |  | ERSA | M | 2700 | 1579193GZPCLNT100 | EA |  | CAMERA;NIKON D7500,18-55MM+70-300MM | CAMARA; | CAMERA;TYPE:NIKON D7500,POWER SUPPLY:,RESOLUTION:,ADDITIONAL FEATURES EN:18-55MM+70-300MM,INC 2 X BATTERIES | CAMARA; |  |  |  | 1070300 @@ HARVEY NORMAN FURNITURE MT ISA | 859510 | [12 empty] | NIKON | D7500 | HARVEY NORMAN FURNITURE MT ISA | 859510 | [14 empty] | https://www.nikonusa.com/en/nikon-products/product/dslr-cameras/d7500.html | [9 empty] | Enriched | 45121504 Digital cameras | INCLUDES:(2) BATTERIES | MEMORY TYPE:SD | CAMERA | DIGITAL | TYPE |  | MEMORY |  | POWER SUPPLY |  | RESOLUTION | 4K | FOCAL LENGTH | 18 TO 55 MM,70 TO 300 MM | FLASH RANGE |  | ZOOM |  | LENS |  | DIMENSIONS | 135.5X104 MM | DISPLAY TYPE | TFT LCD | HAZARD CLASS |  | CERTIFICATION/STANDARD | [49 empty] | Production COMPLETED
STP_009 - Lot7 | Data Enrichment | MUF | OK | 2023-11-10 |  |  | 1053327 | 1053327 |  |  |  | ERSA | M | 5910 | 1583662GZPCLNT100 | EA |  | COUPLER;1/2 IN BSPP,FEM,EMP-QC-603-8-10 | ACOPLE; | COUPLER;SIZE:1/2 IN BSPP,ADDITIONAL FEATURES EN:FEMALE,EMP-QC-603-8-10 | ACOPLE; |  |  |  | 1068527 @@ Enzed Mount Isa(RKM Investments) | EMP-QC-603-8-10 | [10 empty] | ENZED MOUNT ISA(RKM INVESTMENTS) | EMP-QC-603-8-10 | [18 empty] | URL NOT FOUND | [9 empty] | Cleansed | 40141700 Hardware and fittings | CONNECTIONTYPE:FEMALE BSPP |  | COUPLER | NO MODIFIER | TYPE |  | SIZE | 1/2 IN | MATERIAL |  | HAZARD CLASS |  | CERTIFICATION/STANDARD | [63 empty] | Production COMPLETED
STP_009 - Lot7 | Data Enrichment | MUF | OK | 2023-11-10 |  |  | 1053328 | 1053328 |  |  |  | ERSA | M | 5910 | 1583663GZPCLNT100 | EA |  | COUPLER;1/2 IN BSPP,M,EMP-QC-605-8-10 | ACOPLE; | COUPLER;SIZE:1/2 IN BSPP,ADDITIONAL FEATURES EN:MALE,EMP-QC-605-8-10 | ACOPLE; |  |  |  | 1068527 @@ Enzed Mount Isa(RKM Investments) | EMP-QC-605-8-10 | [10 empty] | ENZED MOUNT ISA(RKM INVESTMENTS) | EMP-QC-605-8-10 | [18 empty] | URL NOT FOUND | [9 empty] | Cleansed | 40141700 Hardware and fittings | CONNECTIONTYPE:MALE BSPP |  | COUPLER | NO MODIFIER | TYPE |  | SIZE | 1/2 IN | MATERIAL |  | HAZARD CLASS |  | CERTIFICATION/STANDARD | [63 empty] | Production COMPLETED
STP_009 - Lot7 | Data Enrichment | MUF | OK | 2023-11-10 |  |  | 1053427 | 1053427 |  |  |  | ERSA | M | 4075 | 1575510GZPCLNT100 | EA |  | DRAIN;AUTO,SMC H/D,1/2 BSP,ADH4000-04 | DRENAJE; | DRAIN;TYPE:AUTO,ADDITIONAL FEATURES EN:SMC H/D,1/2 BSP,ADH4000-04 | DRENAJE; |  |  |  | 1068125 @@ SMC CORPORATION (AUSTRALIA) PTY LTD | ADH4000-04 | 1068330 @@ SMC CORPORATION (AUST) PTY LTD | ADH4000-04 | [10 empty] | SMC CORPORATION (AUSTRALIA) PTY LTD | ADH4000-04 | [16 empty] | https://www.smcpneumatics.com/ADH4000-04.html | https://static.smc.eu/pdf/AD_EU.pdf | [8 empty] | Enriched | 30181605 Drain | COLOR:LIGHT GREY,STYLE:FLOAT |  | DRAIN | NO MODIFIER | TYPE | HEAVY DUTY AUTO | NOMINAL SIZE | 1/2 IN | LENGTH | 155 MM | MATERIAL | ALUMINUM ALLOY | END CONNECTION | FEMALE BSP | COATING/FINISH |  | PRESSURE RATING | 1.6 MPA | TEMPERATURE RATING | 5 TO 60 DEG C | HAZARD CLASS |  | CERTIFICATION/STANDARD | [53 empty] | Production COMPLETED
STP_009 - Lot7 | Data Enrichment | MUF | OK | 2023-11-10 |  |  | 1053788 | 1053788 |  |  |  | ERSA | M | 5960 | 1581407GZPCLNT100 | EA |  | CAMERA;AVIIGILON H5A PTZ,36 X ZOOM | CAMARA; | CAMERA;TYPE:AVIIGILON H5A PTZ,POWER SUPPLY:,RESOLUTION:,ADDITIONAL FEATURES EN:36 X ZOOM,2MP,PENDENT PTZ DOOM | CAMARA; |  |  |  | 1068436 @@ SAPE INDUSTRIES PTY LTD | AVIIGILON H5A PTZ | [12 empty] | AVIGILON | H5A PTZ | SAPE INDUSTRIES PTY LTD | AVIIGILON H5A PTZ | [14 empty] | https://assets.avigilon.com/documents/avigilon-h5a-ptz-2mp-camera-datasheet-en.pdf | https://www.avigilon.com/security-cameras/h5a-ptz | [8 empty] | Enriched | 45121504 Digital cameras | MOUNTING TYPE:PENDENT | ENCLOSURE:IP66/IP67,FIELD OF VIEW:63.7 TO 1.9 DEG,IMAGE SENSOR:COMS | CAMERA | DIGITAL | TYPE | PTZ | MEMORY | 2 GB RAM,512 MB FLASH | POWER SUPPLY | 24 VDC | RESOLUTION | 2 MP/1920 X 1080 PIXEL | FOCAL LENGTH | 4.3 TO 129 MM | FLASH RANGE |  | ZOOM | 36X | LENS |  | DIMENSIONS | 242X347 MM | DISPLAY TYPE |  | HAZARD CLASS |  | CERTIFICATION/STANDARD | CE, CSA,ROHS, RCM, EAC, KC, BIS, UKCA,UL,EN 55035, EN 61000-6-1, EN 50121-4 | [48 empty] | Production COMPLETED
STP_009 - Lot7 | Data Enrichment | MUF | OK | 2023-11-10 |  |  | 1053789 | 1053789 |  |  |  | ERSA | M | 5960 | 1581408GZPCLNT100 | EA |  | CAMERA;BOSCH 4MP OUTDOOR,PTZ S/LGHT5100I | CAMARA; | CAMERA;TYPE:BOSCH 4MP OUTDOOR,POWER SUPPLY:,RESOLUTION:,ADDITIONAL FEATURES EN:PTZ S/LGHT5100I,20 X ZOOM,HDR IP66 PENDANT | CAMARA; |  |  |  | 1068436 @@ SAPE INDUSTRIES PTY LTD | BOSCH PTZ STARLIGHT 5100I | [12 empty] | BOSCH | 5100I | SAPE INDUSTRIES PTY LTD | BOSCH PTZ STARLIGHT 5100I | [14 empty] | https://commerce.boschsecurity.com/xl/en/AUTODOME-IP-starlight-5100i/p/69371912715/ | [9 empty] | Enriched | 45121504 Digital cameras | ENCLOSURE:IP66,MOUNTING TYPE:PENDENT,HDR |  | CAMERA | DIGITAL | TYPE | OUTDOOR PTZ,AUTODOME IP STARLIGHT | MEMORY | 32 GB | POWER SUPPLY | 24 VAC | RESOLUTION | 4 MP/2688 X 1520 PIXEL | FOCAL LENGTH | 6.5 TO 130 MM | FLASH RANGE |  | ZOOM | 20X OPTICAL/16X DIGITAL | LENS |  | DIMENSIONS | 207X303.6 MM | DISPLAY TYPE |  | HAZARD CLASS |  | CERTIFICATION/STANDARD | CE,CSA,EN/IEC,EN 62368-1 | [48 empty] | Production COMPLETED
STP_009 - Lot7 | Data Enrichment | MUF | OK | 2023-11-10 |  |  | 1054266 | 1054266 |  |  |  | ERSA | M | 2620 | 1614117GZPCLNT100 | PAC |  | COLLET;BODY,17, 18, 26,3.2 MM,5 PCS/PKT | COLLAR;,17, 18, 26 | COLLET;TYPE:BODY,COLLET SERIES:17, 18, 26,ADDITIONAL FEATURES EN:3.2 MM,5 PCS/PKT | COLLAR;SERIE PINZA:17, 18, 26 |  |  |  | 1068135 @@ BOC LIMITED | B10N28 | [12 empty] | BOC LIMITED | B10N28 | [16 empty] | https://www.boconline.co.uk/wcsstore/AU_BOC_Industrial_Store/pdf/product/en_AU/FebMar%2018-AU%20Cat%20D12.pdf?utm_campaign=li-gas-gear-catalogue-feb-mar-2018&utm_source=referral&utm_medium=banner | [9 empty] | Cleansed | 23271700 Welding and soldering and brazing accessories | COLLET SERIES:17,18,26,PACKAGE QUANTITY:5 PIECES/POCKET |  | BODY | COLLET | TYPE |  | NOMINAL SIZE | 3.2 MM | END CONNECTION |  | MATERIAL |  | CERTIFICATION/STANDARD | [63 empty] | Production COMPLETED
STP_009 - Lot7 | Data Enrichment | MUF | OK | 2023-11-10 |  |  | 1054267 | 1054267 |  |  |  | ERSA | M | 2620 | 1614118GZPCLNT100 | PAC |  | COLLET;BODY,17, 18, 26,2.4 MM,5PCS/PKT | COLLAR;,17, 18, 26 | COLLET;TYPE:BODY,COLLET SERIES:17, 18, 26,ADDITIONAL FEATURES EN:2.4 MM,5PCS/PKT | COLLAR;SERIE PINZA:17, 18, 26 |  |  |  | 1068135 @@ BOC LIMITED | B10N32 | [12 empty] | BOC LIMITED | B10N32 | [16 empty] | https://www.boconline.co.uk/wcsstore/AU_BOC_Industrial_Store/pdf/product/en_AU/FebMar%2018-AU%20Cat%20D12.pdf?utm_campaign=li-gas-gear-catalogue-feb-mar-2018&utm_source=referral&utm_medium=banner | [9 empty] | Cleansed | 23271700 Welding and soldering and brazing accessories | COLLET SERIES:17,18,26,PACKAGE QUANTITY:5 PIECES/POCKET |  | BODY | COLLET | TYPE |  | NOMINAL SIZE | 2.4 MM | END CONNECTION |  | MATERIAL |  | CERTIFICATION/STANDARD | [63 empty] | Production COMPLETED
STP_009 - Lot7 | Data Enrichment | MUF | OK | 2023-11-10 |  |  | 1054268 | 1054268 |  |  |  | ERSA | M | 2620 | 1614119GZPCLNT100 | PAC |  | COLLET;TIG,17, 18, 26,3.2 MM,5PCS/PKT | COLLAR;TIG,17, 18, 26 | COLLET;TYPE:TIG,COLLET SERIES:17, 18, 26,OVERALL SIZE:3.2 MM,ADDITIONAL FEATURES EN:5PCS/PKT | COLLAR;TIPO:TIG,SERIE PINZA:17, 18, 26 |  |  |  | 1068135 @@ BOC LIMITED | B10N25 | [12 empty] | BOC LIMITED | B10N25 | [16 empty] | https://www.boconline.co.uk/wcsstore/AU_BOC_Industrial_Store/pdf/product/en_AU/FebMar%2018-AU%20Cat%20D12.pdf?utm_campaign=li-gas-gear-catalogue-feb-mar-2018&utm_source=referral&utm_medium=banner | [9 empty] | Cleansed | 23271700 Welding and soldering and brazing accessories | COLLET SERIES:17,18,26,PACKAGE QUANTITY:5 PIECES/POCKET |  | COLLET | WELDING | TYPE | TIG | NOMINAL SIZE | 3.2 MM | MATERIAL |  | COATING/FINISH |  | HAZARD CLASS |  | CERTIFICATION/STANDARD | [61 empty] | Production COMPLETED
STP_009 - Lot7 | Data Enrichment | MUF | OK | 2023-11-10 |  |  | 1055226 | 1055226 |  |  |  | ERSA | M | 2620 | 1614704GZPCLNT100 | EA |  | COLLET,WLDG;TIG GAS LENS,1.6MM,PN:45V25 | PINZA SOLDRA; | COLLET,WELDING;TYPE:TIG GAS LENS,ADDITIONAL FEATURES EN:1.6MM,PN:45V25 | PINZA SOLDADURA; |  |  |  | 1068264 @@ GLOBAL WELDING SUPPLIES (MT ISA) | IWS45V25 | [12 empty] | TIGMASTER | 45V25 | GLOBAL WELDING SUPPLIES (MT ISA) | IWS45V25 | [14 empty] | https://gasrep.com.au/shop/welding-consumables/tig-spares/collet-collet-bodies-gas-lens-gaskets/tigmaster-45v25-gas-lens-1-6mm-pk2/ | https://www.blackwoods.com.au/welding-gas/welding-equipment/tig-torches-spares/gas-lens-1-6mm-tigmaster-45v25-2/p/01078267 | [8 empty] | Cleansed | 23271700 Welding and soldering and brazing accessories |  |  | LENS | WELDING | TYPE | TIG GAS | SHAPE |  | SIZE | 1.6 MM | SHADE DESIGNATION |  | MATERIAL |  | COLOUR |  | HAZARD CLASS |  | CERTIFICATION/STANDARD | [57 empty] | Production COMPLETED
STP_009 - Lot7 | Data Enrichment | MUF | OK | 2023-11-10 |  |  | 1055227 | 1055227 |  |  |  | ERSA | M | 2620 | 1614705GZPCLNT100 | EA |  | COLLET,WLDG;TIG GAS LENS,2.4MM,PN:45V26 | PINZA SOLDRA; | COLLET,WELDING;TYPE:TIG GAS LENS,ADDITIONAL FEATURES EN:2.4MM,PN:45V26 | PINZA SOLDADURA; |  |  |  | 1068264 @@ GLOBAL WELDING SUPPLIES (MT ISA) | IWS45V26 | [12 empty] | TIGMASTER | 45V26 | GLOBAL WELDING SUPPLIES (MT ISA) | IWS45V26 | [14 empty] | https://gasrep.com.au/shop/welding-consumables/tig-spares/collet-collet-bodies-gas-lens-gaskets/tigmaster-45v26-gas-lens-2-4mm-pk2/ | https://www.blackwoods.com.au/welding-gas/welding-equipment/tig-torches-spares/lens-gas-tig-torch-tigmaster-2-4mm/p/07053443 | [8 empty] | Cleansed | 23271700 Welding and soldering and brazing accessories |  |  | LENS | WELDING | TYPE | TIG GAS | SHAPE |  | SIZE | 2.4 MM | SHADE DESIGNATION |  | MATERIAL |  | COLOUR |  | HAZARD CLASS |  | CERTIFICATION/STANDARD | [57 empty] | Production COMPLETED
STP_009 - Lot7 | Data Enrichment | MUF | OK | 2023-11-10 |  |  | 1055228 | 1055228 |  |  |  | ERSA | M | 2620 | 1614706GZPCLNT100 | EA |  | COLLET,WLDG;TIG GAS LENS,3.2MM,PN:45V27 | PINZA SOLDRA; | COLLET,WELDING;TYPE:TIG GAS LENS,ADDITIONAL FEATURES EN:3.2MM,PN:45V27 | PINZA SOLDADURA; |  |  |  | 1068264 @@ GLOBAL WELDING SUPPLIES (MT ISA) | TRT45V27 | [12 empty] | TIGMASTER | 45V27 | GLOBAL WELDING SUPPLIES (MT ISA) | TRT45V27 | [14 empty] | https://gasrep.com.au/shop/welding-consumables/tig-spares/collet-collet-bodies-gas-lens-gaskets/tigmaster-45v27-gas-lens-3-2mm-pk2/ | https://www.blackwoods.com.au/welding-gas/welding-equipment/tig-torches-spares/lens-gas-45v27-tigmaster-3-2mm/p/00000280 | [8 empty] | Cleansed | 23271700 Welding and soldering and brazing accessories |  |  | LENS | WELDING | TYPE | TIG GAS | SHAPE |  | SIZE | 3.2 MM | SHADE DESIGNATION |  | MATERIAL |  | COLOUR |  | HAZARD CLASS |  | CERTIFICATION/STANDARD | [57 empty] | Production COMPLETED
STP_009 - Lot7 | Data Enrichment | MUF | OK | 2023-11-10 |  |  | 1055229 | 1055229 |  |  |  | ERSA | M | 2620 | 1614707GZPCLNT100 | EA |  | COLLET,WLDG;TIG TORCH,NOM DIA 1.6 MM | PINZA SOLDRA;,NOM | COLLET,WELDING;TYPE:TIG TORCH,NOMINAL SIZE:DIA 1.6 MM,ADDITIONAL FEATURES EN:BRAND:TIGMASTER,SUITS 17,18 AND 26 SERIES TORCHES | PINZA SOLDADURA; |  |  |  | 1068264 @@ GLOBAL WELDING SUPPLIES (MT ISA) | TRT10N23 | [12 empty] | TIGMASTER | 10N23 | GLOBAL WELDING SUPPLIES (MT ISA) | TRT10N23 | [14 empty] | https://www.blackwoods.com.au/welding-gas/welding-equipment/tig-torches-spares/collet-1-6mm-tigmaster-10n23-5/p/01077145 | [9 empty] | Enriched | 23271700 Welding and soldering and brazing accessories | FOR 17,18 AND 26 SERIES TORCHES |  | COLLET | WELDING | TYPE | TIG TORCH,STANDARD | NOMINAL SIZE | 1.6 MM | MATERIAL | COPPER | COATING/FINISH |  | HAZARD CLASS |  | CERTIFICATION/STANDARD | [61 empty] | Production COMPLETED
STP_009 - Lot7 | Data Enrichment | MUF | OK | 2023-11-10 |  |  | 1055230 | 1055230 |  |  |  | ERSA | M | 2620 | 1614708GZPCLNT100 | EA |  | COLLET,WLDG;TIG TORCH,NOM 2.4 MM | PINZA SOLDRA;,NOM | COLLET,WELDING;TYPE:TIG TORCH,NOMINAL SIZE:2.4 MM,ADDITIONAL FEATURES EN:BRAND:TIGMASTER,SUITS 17,18 AND 26 SERIES TORCHES | PINZA SOLDADURA; |  |  |  | 1068264 @@ GLOBAL WELDING SUPPLIES (MT ISA) | TRT10N24 | [12 empty] | TIGMASTER | 10N24 | GLOBAL WELDING SUPPLIES (MT ISA) | TRT10N24 | [14 empty] | https://gasrep.com.au/shop/welding-consumables/tig-spares/collet-collet-bodies-gas-lens-gaskets/tigmaster-10n24-collet-2-4mm-series-17-18-26-pk5/ | https://www.blackwoods.com.au/welding-gas/welding-equipment/tig-torches-spares/collet-10n24-tigmaster-2-4mm/p/00000229 | [8 empty] | Enriched | 23271700 Welding and soldering and brazing accessories | FOR 17,18 AND 26 SERIES TORCHES |  | COLLET | WELDING | TYPE | TIG TORCH,STANDARD | NOMINAL SIZE | 2.4 MM | MATERIAL | COPPER | COATING/FINISH | Bronze | HAZARD CLASS |  | CERTIFICATION/STANDARD | [61 empty] | Production COMPLETED
STP_009 - Lot7 | Data Enrichment | MUF | OK | 2023-11-10 |  |  | 1055231 | 1055231 |  |  |  | ERSA | M | 2620 | 1614709GZPCLNT100 | EA |  | COLLET,WLDG;TIG TORCH,NOM 3.2 MM | PINZA SOLDRA;,NOM | COLLET,WELDING;TYPE:TIG TORCH,NOMINAL SIZE:3.2 MM,ADDITIONAL FEATURES EN:BRAND:TIGMASTER,SUITS 17,18 AND 26 SERIES TORCHES | PINZA SOLDADURA; |  |  |  | 1068264 @@ GLOBAL WELDING SUPPLIES (MT ISA) | TRT10N25 | [12 empty] | TIGMASTER | 10N25 | GLOBAL WELDING SUPPLIES (MT ISA) | TRT10N25 | [14 empty] | https://www.blackwoods.com.au/welding-gas/welding-equipment/tig-torches-spares/collet-3-2mm-tigmaster-10n25-5/p/01077213 | https://eastcoastweldingsupplies.com.au/product/collet-3-2mm-tigmaster-qty-5-10n25/ | [8 empty] | Enriched | 23271700 Welding and soldering and brazing accessories | FOR 17,18 AND 26 SERIES TORCHES |  | COLLET | WELDING | TYPE | TIG TORCH | NOMINAL SIZE | 3.2 MM | MATERIAL | COPPER | COATING/FINISH |  | HAZARD CLASS |  | CERTIFICATION/STANDARD | [61 empty] | Production COMPLETED
STP_009 - Lot7 | Data Enrichment | MUF | OK | 2023-11-10 |  |  | 1055232 | 1055232 |  |  |  | ERSA | M | 2620 | 1614710GZPCLNT100 | EA |  | COLLET,WLDG;TIG TORCH,NOM 4.0 MM | PINZA SOLDRA;,NOM | COLLET,WELDING;TYPE:TIG TORCH,NOMINAL SIZE:4.0 MM,ADDITIONAL FEATURES EN:BRAND:TIGMASTER,SUITS 17,18 AND 26 SERIES TORCHES | PINZA SOLDADURA; |  |  |  | 1068264 @@ GLOBAL WELDING SUPPLIES (MT ISA) | IWS54N20 | [10 empty] | GLOBAL WELDING SUPPLIES (MT ISA) | IWS54N20 | [18 empty] | URL NOT FOUND | [9 empty] | Cleansed | 23271700 Welding and soldering and brazing accessories | BRAND:TIGMASTER,FOR 17,18 AND 26 SERIES TORCHES |  | COLLET | WELDING | TYPE | TIG TORCH | NOMINAL SIZE | 4 MM | MATERIAL |  | COATING/FINISH |  | HAZARD CLASS |  | CERTIFICATION/STANDARD | [61 empty] | Production COMPLETED
STP_009 - Lot7 | Data Enrichment | MUF | OK | 2023-11-10 |  |  | 1055233 | 1055233 |  |  |  | ERSA | M | 2620 | 1614711GZPCLNT100 | EA |  | COLLET;BODY,1.6 MM,17,18,26 | COLLAR;,1.6 MM | COLLET;TYPE:BODY,HOLDING CAPACITY:1.6 MM,COLLET SERIES:17,18,26,ADDITIONAL FEATURES EN:TIGMASTER,PN:10N31 | COLLAR;CAPACIDAD RETENCION:1.6 MM |  |  |  | 1068264 @@ GLOBAL WELDING SUPPLIES (MT ISA) | TRT10N31 | [12 empty] | TIGMASTER | 10N31 | GLOBAL WELDING SUPPLIES (MT ISA) | TRT10N31 | [14 empty] | https://gasrep.com.au/shop/welding-consumables/tig-spares/collet-collet-bodies-gas-lens-gaskets/tigmaster-10n31-collet-body-1-6mm-standard-series-17-18-26-pk5/ | https://www.blackwoods.com.au/welding-gas/welding-equipment/tig-torches-spares/collet-body-1-6mm-tigmaster-10n31-5/p/01077315 | [8 empty] | Enriched | 23271700 Welding and soldering and brazing accessories | COLLET SERIES:17,18,26 |  | BODY | COLLET | TYPE |  | NOMINAL SIZE | 1.6 MM | END CONNECTION |  | MATERIAL | COPPER | CERTIFICATION/STANDARD | [63 empty] | Production COMPLETED
STP_009 - Lot7 | Data Enrichment | MUF | OK | 2023-11-10 |  |  | 1055234 | 1055234 |  |  |  | ERSA | M | 2620 | 1614712GZPCLNT100 | EA |  | COLLET;BODY,2.4 MM,17,18,26 | COLLAR;,2.4 MM | COLLET;TYPE:BODY,HOLDING CAPACITY:2.4 MM,COLLET SERIES:17,18,26,ADDITIONAL FEATURES EN:TIGMASTER,PN:10N32 | COLLAR;CAPACIDAD RETENCION:2.4 MM |  |  |  | 1068264 @@ GLOBAL WELDING SUPPLIES (MT ISA) | TRT10N32 | [12 empty] | TIGMASTER | 10N32 | GLOBAL WELDING SUPPLIES (MT ISA) | TRT10N32 | [14 empty] | https://gasrep.com.au/shop/welding-consumables/tig-spares/collet-collet-bodies-gas-lens-gaskets/tigmaster-10n32-collet-body-2-4mm-standard-series-17-18-26-pk5/ | https://www.blackwoods.com.au/welding-gas/welding-equipment/tig-torches-spares/collet-body-2-4mm-tigmaster-10n32-5/p/01077332 | [8 empty] | Enriched | 23271700 Welding and soldering and brazing accessories | COLLET SERIES:17,18,26 |  | BODY | COLLET | TYPE |  | NOMINAL SIZE | 2.4 MM | END CONNECTION |  | MATERIAL | COPPER | CERTIFICATION/STANDARD | [63 empty] | Production COMPLETED
STP_009 - Lot7 | Data Enrichment | MUF | OK | 2023-11-10 |  |  | 1055235 | 1055235 |  |  |  | ERSA | M | 2620 | 1614713GZPCLNT100 | EA |  | COLLET;BODY,3.2 MM,17,18,26 | COLLAR; | COLLET;TYPE:BODY,HOLDING CAPACITY:3.2 MM,COLLET SERIES:17,18,26,ADDITIONAL FEATURES EN:TIGMASTER,PN:10N28 | COLLAR; |  |  |  | 1068264 @@ GLOBAL WELDING SUPPLIES (MT ISA) | TRT10N28 | [12 empty] | TIGMASTER | 10N28 | GLOBAL WELDING SUPPLIES (MT ISA) | TRT10N28 | [14 empty] | https://gasrep.com.au/shop/welding-consumables/tig-spares/collet-collet-bodies-gas-lens-gaskets/tigmaster-10n28-collet-body-3-2mm-standard-series-17-18-26-pk5/ | https://www.blackwoods.com.au/welding-gas/welding-equipment/tig-torches-spares/collet-body-3-2mm-tigmaster-10n28-5/p/01077264 | [8 empty] | Enriched | 23271700 Welding and soldering and brazing accessories | COLLET SERIES:17,18,26 |  | BODY | COLLET | TYPE |  | NOMINAL SIZE | 3.2 MM | END CONNECTION |  | MATERIAL | COPPER | CERTIFICATION/STANDARD | [63 empty] | Production COMPLETED
STP_009 - Lot7 | Data Enrichment | MUF | OK | 2023-11-10 |  |  | 1055236 | 1055236 |  |  |  | ERSA | M | 2620 | 1614714GZPCLNT100 | EA |  | COLLET;BODY,4.0 MM,17,18,26 | COLLAR; | COLLET;TYPE:BODY,HOLDING CAPACITY:4.0 MM,COLLET SERIES:17,18,26,ADDITIONAL FEATURES EN:TIGMASTER,SKU:406488 | COLLAR; |  |  |  | 1068264 @@ GLOBAL WELDING SUPPLIES (MT ISA) | IWS406488 | [12 empty] | TIGMASTER | 406488 | GLOBAL WELDING SUPPLIES (MT ISA) | IWS406488 | [14 empty] | https://gasrep.com.au/shop/welding-consumables/tig-spares/collet-collet-bodies-gas-lens-gaskets/tigmaster-406488-collet-body-4-0mm-standard-series-17-18-26-pk5/ | [9 empty] | Enriched | 23271700 Welding and soldering and brazing accessories | COLLET SERIES:17,18,26 |  | BODY | COLLET | TYPE | STANDARD | NOMINAL SIZE | 4 MM | END CONNECTION |  | MATERIAL |  | CERTIFICATION/STANDARD | [63 empty] | Production COMPLETED
STP_009 - Lot7 | Data Enrichment | MUF | OK | 2023-11-10 |  |  | 1055248 | 1055248 |  |  |  | ERSA | M | 2620 | 1614726GZPCLNT100 | EA |  | COLLET,WLDG;TIG TORCH,O-RNG,BACK CAP | PINZA SOLDRA; | COLLET,WELDING;TYPE:TIG TORCH,ADDITIONAL FEATURES EN:O-RING,BACK CAP,57 SERIES | PINZA SOLDADURA; |  |  |  | 1068264 @@ GLOBAL WELDING SUPPLIES (MT ISA) | IWS98W18 | [10 empty] | GLOBAL WELDING SUPPLIES (MT ISA) | IWS98W18 | [18 empty] | URL NOT FOUND | [9 empty] | Cleansed | 23271700 Welding and soldering and brazing accessories | C/W O-RING,BACK CAP, FOR 57 SERIES |  | COLLET | WELDING | TYPE | TIG TORCH | NOMINAL SIZE |  | MATERIAL |  | COATING/FINISH |  | HAZARD CLASS |  | CERTIFICATION/STANDARD | [61 empty] | Production COMPLETED
STP_009 - Lot7 | Data Enrichment | MUF | OK | 2023-11-10 |  |  | 1055385 | 1055385 |  |  |  | ERSA | M | 4090 | 1616127GZPCLNT100 | EA |  | CAMERA;PANORAMIC,8192X1728,PVE,Q3819 | CAMARA; | CAMERA;TYPE:PANORAMIC,POWER SUPPLY:,RESOLUTION:8192X1728,ADDITIONAL FEATURES EN:PVE,Q3819 | CAMARA; |  |  |  | 1068424 @@ SECOM TECHNICAL SERVICES | AXIS Q3819-PVE PANORAMIC CAMERA | [12 empty] | AXIS | Q3819-PVE | SECOM TECHNICAL SERVICES | AXIS Q3819-PVE | [14 empty] | https://www.axis.com/products/axis-q3819-pve | https://www.jdsecurity.com.au/wp-content/uploads/axis-q3819-pve-paniramic-camera-brochure.pdf | [8 empty] | Enriched | 45121504 Digital cameras |  | ENCLOSURE:IK10/IP66/IP67,FIELD OF VIEW:180 DEG HORIZONTAL,38 DEG VERTICAL,IMAGE SENSOR:COMS | CAMERA | DIGITAL | TYPE | PANORAMIC | MEMORY | 2048 MB RAM, 512 MB FLASH | POWER SUPPLY |  | RESOLUTION | 8192 X 1728 PIXEL | FOCAL LENGTH | 5.89 MM | FLASH RANGE |  | ZOOM |  | LENS | 5.9 MM | DIMENSIONS | 195 DIAX170 HT MM | DISPLAY TYPE |  | HAZARD CLASS |  | CERTIFICATION/STANDARD | EAC,IEC/EN/UL 60950-22, IEC/EN/UL 62368-1,IEC 60068-2-1, IEC 60068-2-2, IEC 60068-2-6 | [48 empty] | Production COMPLETED
STP_009 - Lot7 | Data Enrichment | MUF | OK | 2023-11-10 |  |  | 1055386 | 1055386 |  |  |  | ERSA | M | 4090 | 1616128GZPCLNT100 | EA |  | CAMERA;PANORAMIC,5120X2560,PVE,Q3818 | CAMARA; | CAMERA;TYPE:PANORAMIC,POWER SUPPLY:,RESOLUTION:5120X2560,ADDITIONAL FEATURES EN:PVE,Q3818 | CAMARA; |  |  |  | 1068424 @@ SECOM TECHNICAL SERVICES | AXIS Q3818-PVE PANORAMIC CAMERA | [12 empty] | AXIS | Q3818-PVE | SECOM TECHNICAL SERVICES | AXIS Q3818-PVE | [14 empty] | https://www.axis.com/products/axis-q3819-pve | https://www.jdsecurity.com.au/wp-content/uploads/axis-q3819-pve-paniramic-camera-brochure.pdf | [8 empty] | Enriched | 45121504 Digital cameras |  | ENCLOSURE:IK10/IP66/IP67,FIELD OF VIEW:180 DEG HORIZONTAL,38 DEG VERTICAL,IMAGE SENSOR:COMS | CAMERA | DIGITAL | TYPE | PANORAMIC | MEMORY | 2048 MB RAM, 512 MB FLASH | POWER SUPPLY |  | RESOLUTION | 5120 X 2560 PIXEL | FOCAL LENGTH | 5.89 MM | FLASH RANGE |  | ZOOM |  | LENS | 5.9 MM | DIMENSIONS | 195 DIAX170 HT MM | DISPLAY TYPE |  | HAZARD CLASS |  | CERTIFICATION/STANDARD | EAC,IEC/EN/UL 60950-22, IEC/EN/UL 62368-1,IEC 60068-2-1, IEC 60068-2-2, IEC 60068-2-6 | [48 empty] | Production COMPLETED
STP_009 - Lot7 | Data Enrichment | MUF | OK | 2023-11-10 |  |  | 1055387 | 1055387 |  |  |  | ERSA | M | 4090 | 1616129GZPCLNT100 | EA |  | CAMERA;PANORAMIC,36 VDC,16 MP,HIKVISION | CAMARA; | CAMERA;TYPE:PANORAMIC,POWER SUPPLY:36 VDC,RESOLUTION:,LENS:16 MP,ADDITIONAL FEATURES EN:HIKVISION | CAMARA; |  |  |  | 1068424 @@ SECOM TECHNICAL SERVICES | DS-2DP1618ZIXS-DE/440/T2 | [12 empty] | HIKVISION | DS-2DP1618ZIXS-DE/440/T2 | SECOM TECHNICAL SERVICES | DS-2DP1618ZIXS-DE/440/T2 | [14 empty] | https://www.hikvision.com/my/products/IP-Products/Network-Cameras/Panoramic-Series/ds-2dp1618zixs-de-440-t2/ | https://www.triotronik.com/content/sunaddons/flextor/_upload/37/26237/0.pdf | [8 empty] | Enriched | 45121504 Digital cameras | MEGAPIXEL:16 MP | ENCLOSURE:IK10/IP67,FIELD OF VIEW:270 DEG HORIZONTAL,85 DEG VERTICAL | CAMERA | DIGITAL | TYPE | PANORAMIC,PTZ | MEMORY | 256 GB | POWER SUPPLY | 36 VDC | RESOLUTION | 5520 X 2400 PIXEL | FOCAL LENGTH | 2.8 MM | FLASH RANGE |  | ZOOM | 40X OPTICAL,16X DIGITAL | LENS |  | DIMENSIONS | 391.8 DIAX400.5 MM | DISPLAY TYPE |  | HAZARD CLASS |  | CERTIFICATION/STANDARD | [49 empty] | Production COMPLETED
STP_009 - Lot7 | Data Enrichment | MUF | OK | 2023-11-10 |  |  | 1055388 | 1055388 |  |  |  | ERSA | M | 4090 | 1616130GZPCLNT100 | EA |  | CAMERA;PANOVU,36 VDC,32 MP,HIKVISION | CAMARA; | CAMERA;TYPE:PANOVU,POWER SUPPLY:36 VDC,RESOLUTION:,LENS:32 MP,ADDITIONAL FEATURES EN:HIKVISION | CAMARA; |  |  |  | 1068424 @@ SECOM TECHNICAL SERVICES | DS-2CD6984G0-IH(S)(AC)(/NFC) | [12 empty] | HIKVISION | DS-2CD6984G0-IH(S)(AC)(/NFC) | SECOM TECHNICAL SERVICES | DS-2CD6984G0-IH(S)(AC)(/NFC) | [14 empty] | https://www.hikvision.com/en/products/IP-Products/Network-Cameras/Panoramic-Series/DS-2CD6984G0-IH-S--AC---NFC-/ | [9 empty] | Enriched | 45121504 Digital cameras |  | MATERIAL:ALUMINUM,PLASTIC | CAMERA | DIGITAL | TYPE | PANOVU NETWORK | MEMORY | 128 GB | POWER SUPPLY | 12 VDC,1.4 A,17 W | RESOLUTION | 32 MP/8160 X 3616 PIXEL | FOCAL LENGTH | 2.8 MM | FLASH RANGE |  | ZOOM |  | LENS | FIXED | DIMENSIONS | 190X208X207 MM | DISPLAY TYPE |  | HAZARD CLASS |  | CERTIFICATION/STANDARD | CE, EN 55032: 2015, EN 61000-3,RCM: AS/NZS CISPR 32: 2015,EC/EN 60950-1,ROHS | [48 empty] | Production COMPLETED
STP_009 - Lot7 | Data Enrichment | MUF | OK | 2023-11-10 |  |  | 1055994 | 1055994 |  |  |  | ERSA | M | 5905 | 1613756GZPCLNT100 | EA |  | DRAIN;AUTO,N.C,BOWL F/AIR FILTER,AF20 | DRENAJE; | DRAIN;TYPE:AUTO,ADDITIONAL FEATURES EN:N.C,BOWL F/AIR FILTER,AF20,AF MASS PRO | DRENAJE; |  |  |  | 1068137 @@ CAVA HYDRAULICS & ENGINEERING PTY L | AD27-2-A | [12 empty] | SMC CORPORATION | AD27-2-A | CAVA HYDRAULICS & ENGINEERING PTY L | AD27-2-A |  | AF20 | [12 empty] | https://www.smcpneumatics.com/AD27-2-A.html | [9 empty] | Cleansed | 30181605 Drain | SERIES:AF MASS PRO,N.C BOWL FOR AIR FILTER |  | DRAIN | NO MODIFIER | TYPE | AUTO | NOMINAL SIZE |  | LENGTH |  | MATERIAL |  | END CONNECTION |  | COATING/FINISH |  | PRESSURE RATING |  | TEMPERATURE RATING |  | HAZARD CLASS |  | CERTIFICATION/STANDARD | [53 empty] | Production COMPLETED
STP_009 - Lot7 | Data Enrichment | MUF | OK | 2023-11-10 |  |  | 1055997 | 1055997 |  |  |  | ERSA | M | 5905 | 1613759GZPCLNT100 | EA |  | DRAIN;AUTO,10MM FITTING,FILTER BOWL,AF50 | DRENAJE; | DRAIN;TYPE:AUTO,ADDITIONAL FEATURES EN:10MM FITTING,FILTER BOWL,AF50,AF MASS PRO | DRENAJE; |  |  |  | 1068137 @@ CAVA HYDRAULICS & ENGINEERING PTY L | AD48-A | [12 empty] | SMC CORPORATION | AD48-A | CAVA HYDRAULICS & ENGINEERING PTY L | AD48-A |  | AF50 | [12 empty] | https://www.smcpneumatics.com/AD48-A.html | https://us.rs-online.com/product/smc-corporation/ad48-a/70728115/ | [8 empty] | Cleansed | 30181605 Drain | SERIES:AF MASS PRO,FITTING,FILTER BOWL |  | DRAIN | NO MODIFIER | TYPE | PNEUMATIC, AUTO | NOMINAL SIZE | 10 MM | LENGTH |  | MATERIAL |  | END CONNECTION |  | COATING/FINISH |  | PRESSURE RATING |  | TEMPERATURE RATING |  | HAZARD CLASS |  | CERTIFICATION/STANDARD | [53 empty] | Production COMPLETED
STP_009 - Lot7 | Data Enrichment | MUF | OK | 2023-11-10 |  |  | 1056004 | 1056004 |  |  |  | ERSA | M | 1540 | 1613870GZPCLNT100 | EA |  | COUPLER;THREADED ROD,M20,LO-TENSILE,HEX | ACOPLE; | COUPLER;TYPE:THREADED ROD,SIZE:M20,MATERIAL:LO-TENSILE,ADDITIONAL FEATURES EN:HEX,ZINC PLATED,YELLOW | ACOPLE; |  |  |  | 1068127 @@ KONNECT FASTENING SYSTEMS | 20MRC 1558552 | [10 empty] | KONNECT FASTENING SYSTEMS | 20MRC 1558552 | [18 empty] | URL NOT FOUND | [9 empty] | Cleansed | 31163000 Couplings | FINISH:LO-TENSILE ZINC PLATED YELLOW |  | COUPLING | ROD | TYPE | THREADED,HEX | THREAD SIZE | M20 | LENGTH |  | LOAD RATING |  | MATERIAL |  | FINISH |  | CERTIFICATION/STANDARD | [59 empty] | Production COMPLETED
STP_009 - Lot7 | Data Enrichment | MUF | OK | 2023-11-10 |  |  | 1056033 | 1056033 |  |  |  | ERSA | M | 4090 | 1613792GZPCLNT100 | EA |  | BELLOW;FLEXIBLE RUBBER JOINTS,100MM,EPDM | FUELLE; | BELLOW;TYPE:FLEXIBLE RUBBER JOINTS,SIZE:100MM,MATERIAL:EPDM,ADDITIONAL FEATURES EN:T/E,DI PN16 | FUELLE; |  |  |  | 1068671 @@ AAP INDUSTRIES PTY LTD. | RBEPN16100 | [14 empty] | AAP INDUSTRIES PTY LTD. | RBEPN16100 | [14 empty] | URL NOT FOUND | [9 empty] | Cleansed | 23153100 Industrial machinery components and accessories | PRESSURE RATING:PN16,T/E,DI |  | BELLOW | NO MODIFIER | TYPE | FLEXIBLE JOINT | SIZE | 100 MM | END CONNECTION |  | MATERIAL | EPDM RUBBER | OVERALL LENGTH |  | PRESSURE RATING |  | TEMPERATURE RATING |  | HAZARD CLASS |  | CERTIFICATION/STANDARD | [55 empty] | Production COMPLETED
STP_009 - Lot7 | Data Enrichment | MUF | OK | 2023-11-10 |  |  | 1056297 | 1056297 |  |  |  | ERSA | M | 2200 | 1607203GZPCLNT100 | EA |  | COUPLER;FEMALE,2 IN BSPM,ALUMINIUM | ACOPLE;HEMBRA | COUPLER;TYPE:FEMALE,SIZE:2 IN BSPM,MATERIAL:ALUMINIUM,ADDITIONAL FEATURES EN:BRAND:KAMLOCK | ACOPLE;TIPO:HEMBRA |  |  |  | 1068205 @@ BUTLER AGENCIES PTY LTD | 633B50 | [12 empty] | KAMLOCK | 633B50 | BUTLER AGENCIES PTY LTD | 633B50 | [14 empty] | https://www.opwglobal.com/docs/libraries/sales-literature/chemical-industrial/opw-fluid-transfer-group-europe/brochures/kamlok-autolok-quick-coupler-systems-brochure.pdf?sfvrsn=3c22aac4_6 | [9 empty] | Cleansed | 40172600 Pipe couplings |  |  | COUPLING | QUICK CONNECT | TYPE | HEAVY DUTY | NOMINAL SIZE | 2 IN | END CONNECTION | FEMALE BSPM | MATERIAL | ALUMINUM | LENGTH |  | PRESSURE RATING |  | TEMPERATURE RATING |  | HAZARD CLASS |  | CERTIFICATION/STANDARD | [55 empty] | Production COMPLETED
STP_009 - Lot7 | Data Enrichment | MUF | OK | 2023-11-10 |  |  | 1056597 | 1056597 |  |  |  | ERSA | M | 4500 | 1613809GZPCLNT100 | EA |  | CAMERA;OUTDOOR-READY PTZ,100–240 V AC,4K | CAMARA; | CAMERA;TYPE:OUTDOOR-READY PTZ,POWER SUPPLY:100â€“240 V AC,RESOLUTION:4K,ZOOM:20X,SIZE:DIA 232X271 MM,CERTIFICATION/STANDARD:IP66, IP67,ADDITIONAL FEATURES EN:IMAGE SENSOR:CMOS,IMAGE SENSOR SIZE:1/2.5 | CAMARA; |  |  |  | 1068424 @@ SECOM TECHNICAL SERVICES | Q6078-E | [12 empty] | AXIS | Q6078-E | SECOM TECHNICAL SERVICES | Q6078-E | [14 empty] | https://www.axis.com/products/axis-q6078-e | https://www.axis.com/dam/public/d7/81/5e/datasheet-axis-q6078-e-ptz-camera-en-US-359755.pdf | [8 empty] | Enriched | 45121504 Digital cameras | ENCLOSURE:IP66, IP67,IMAGE SENSOR:CMOS,IMAGE SENSOR SIZE:1/2.5 |  | CAMERA | DIGITAL | TYPE | OUTDOOR-READY PTZ | MEMORY | 2 GB RAM,512 MB FLASH | POWER SUPPLY | 100 TO 240 VAC | RESOLUTION | 4K | FOCAL LENGTH | 4.4 TO 88.4 MM | FLASH RANGE |  | ZOOM | 20X OPTICAL/12X DIGITAL | LENS |  | DIMENSIONS | 232 DIAX271 MM | DISPLAY TYPE |  | HAZARD CLASS |  | CERTIFICATION/STANDARD | CE,FCC,KCC,VCCI,IEC/EN/UL 60950-1,IEC/EN/UL 60950-22, IEC/EN/UL 62368–1,UL | [48 empty] | Production COMPLETED
STP_009 - Lot7 | Data Enrichment | MUF | OK | 2023-11-10 |  |  | 1056598 | 1056598 |  |  |  | ERSA | M | 4500 | 1613810GZPCLNT100 | EA |  | CAMERA;NETWRK,100–240 V AC,NETWRK,40X | CAMARA;40X | CAMERA;TYPE:NETWORK,POWER SUPPLY:100â€“240 V AC,RESOLUTION:NETWORK,ZOOM:40X,SIZE:DIA232X271 MM,CERTIFICATION/STANDARD:4.25 - 170 MM, ADDITIONAL FEATURES EN:FOCAL LENGTH:4.25 - 170 MM | CAMARA;ZOOM:40X |  |  |  | 1068424 @@ SECOM TECHNICAL SERVICES | Q6075-E | [12 empty] | AXIS | Q6075-E | SECOM TECHNICAL SERVICES | Q6075-E | [14 empty] | https://www.axis.com/products/axis-q6075-e | https://www.axis.com/dam/public/e9/d0/85/datasheet-axis-q6075-e-ptz-network-camera-en-US-417405.pdf | [8 empty] | Enriched | 45121504 Digital cameras |  | ENCLOSURE:IK10/IP66/IP67,IMAGE SENSOR:CMOS | CAMERA | DIGITAL | TYPE | PTZ NETWORK | MEMORY | 1024 MB RAM, 512 MB FLASH | POWER SUPPLY | 100 TO 240 VAC | RESOLUTION | HDTV 1080/920 X 1080 TO 320 X 180 PIXEL | FOCAL LENGTH | 4.25 TO 170 MM | FLASH RANGE |  | ZOOM | 40X OPTICAL,12X DIGITAL | LENS | AUTOFOCUS | DIMENSIONS | 232 DIAX271 LG MM | DISPLAY TYPE |  | HAZARD CLASS |  | CERTIFICATION/STANDARD | CE,FCC,KCC,IEC/EN/UL 60950-22, IEC/EN/UL 62368–1,EN 55032, EN 55035, EN 61000-3-2 | [48 empty] | Production COMPLETED
STP_009 - Lot7 | Data Enrichment | MUF | OK | 2023-11-10 |  |  | 1057408 | 1057408 |  |  |  | ERSA | M | 4090 | 1560403GZPCLNT100 | EA |  | DRAIN;FLUD,AUTO,1IN,SMC,000260034 | DRENAJE; | DRAIN;TYPE:FLUID,ADDITIONAL FEATURES EN:AUTO,1IN,SMC,000260034 | DRENAJE; |  |  |  | 1068125 @@ SMC CORPORATION (AUSTRALIA) PTY LTD | AD600-10 | [12 empty] | SMC CORPORATION (AUSTRALIA) PTY LTD | AD600-10 | [16 empty] | https://www.smcin.com/content/auto-drain-valve-ad600-10-price-after-discount-18-gst | [9 empty] | Enriched | 40141600 Valves |  | PRESSURE RATING:1 MPA,TEMPERATURE RATING:-5 TO 60 DEG C | VALVE | DRAIN | TYPE | AUTO,FLUID | NOMINAL SIZE | 1 IN | END CONNECTION | RC THREADED | CONFIGURATION |  | BODY MATERIAL |  | TRIM |  | SOFTGOODS |  | HAZARD CLASS |  | CERTIFICATION/STANDARD | [55 empty] | Production COMPLETED
STP_009 - Lot7 | Data Enrichment | MUF | OK | 2023-11-10 |  |  | 1057671 | 1057671 |  |  |  | ERSA | M | 4500 | 1610981GZPCLNT100 | EA |  | CAMERA;OUTDOOR BULLET,8.4 MP,12VDC/24VAC | CAMARA; | CAMERA;TYPE:OUTDOOR BULLET,MEGAPIXEL:8.4 MP,POWER SUPPLY:12VDC/24VAC,RESOLUTION:4K,FOCUS RANGE:12-40 MM,ADDITIONAL FEATURES EN: WITH 1TB STORAGE,INPUT POE INJECTOR FOR MV | CAMARA; |  |  |  | 1068639 @@ DATA #3 GROUP | MV52-HW | [12 empty] | CISCO | MV52-HW | DATA #3 GROUP | MV52-HW | [14 empty] | https://documentation.meraki.com/MV/MV_Overview_and_Specifications/Second_Generation_MV_Cameras%3A_Overview_and_Specifications | https://documentation.meraki.com/MV/MV_Smart_Camera_FAQ#MV52_(Bullet)_Camera_FAQs | [8 empty] | Enriched | 45121504 Digital cameras | C/W INPUT POE INJECTOR FOR MV | ENCLOSURE:IK10/IP67,FIELD OF VIEW:12 TO 37 DEG HORIZONTAL,7 TO 22 DEG VERTICAL | CAMERA | DIGITAL | TYPE | OUTDOOR BULLET,SMART | MEMORY | 1 TB | POWER SUPPLY | 24 VAC,12 VDC | RESOLUTION | 8.4 MP/4K/3840 X 2160 PIXEL | FOCAL LENGTH | 12 TO 40 MM | FLASH RANGE |  | ZOOM |  | LENS |  | DIMENSIONS |  | DISPLAY TYPE |  | HAZARD CLASS |  | CERTIFICATION/STANDARD | NDAA | [48 empty] | Production COMPLETED
STP_009 - Lot7 | Data Enrichment | MUF | OK | 2023-11-10 |  |  | 1057778 | 1057778 |  |  |  | ERSA | M | 2210 | 1616383GZPCLNT100 | EA |  | COUPLER;A4,PU,STANDARD YELLOW INSERT | ACOPLE; | COUPLER;SIZE:A4,MATERIAL:POLYURETHANE,ADDITIONAL FEATURES EN:STANDARD YELLOW INSERT,SAMIFLEX | ACOPLE; |  |  |  | 1068342 @@ ISADRAULICS | SFELST-A4 | [10 empty] | SAMIFLEX | SFELST-A4 |  |  | ISADRAULICS | SFELST-A4 | [14 empty] | https://www.pti-italia.com/pdf/samiflex-en-product-catalog.pdf | [9 empty] | Cleansed | 31163000 Couplings | COLOUR:YELLOW |  | INSERT | COUPLING | TYPE | ELASTIC,STANDARD | SIZE | A4 | MATERIAL | POLYURETHANE | HAZARD CLASS |  | CERTIFICATION/STANDARD | [63 empty] | Production COMPLETED
STP_009 - Lot7 | Data Enrichment | MUF | OK | 2023-11-10 |  |  | 1058129 | 1058129 |  |  |  | ERSA | M | 5620 | 1585576GZPCLNT100 | EA |  | COUPLER;90 MM,POLYETHYLENE,FRIATEC | ACOPLE; | COUPLER;SIZE:90 MM,MATERIAL:POLYETHYLENE,ADDITIONAL FEATURES EN:FRIATEC,ELECTROFUSION | ACOPLE; |  |  |  | 1068155 @@ REECE PTY LTD | 1415766 | [12 empty] | REECE PTY LTD | 1415766 | [16 empty] | https://www.reece.com.au/product/friatec-electrofusion-coupler-90mm-1415766 | [9 empty] | Enriched | 40141700 Hardware and fittings | BRAND:FRIATEC,JOINTING SYSTEM:ELECTROFUSION | COLOUR:BLACK,PRESSURE RATING: PN16 WATER, PN10 GAS,STANDARD DIMENSION RATIO (SDR):11 | COUPLER | NO MODIFIER | TYPE |  | SIZE | 90 MM | MATERIAL | POLYETHYLENE | HAZARD CLASS |  | CERTIFICATION/STANDARD | [63 empty] | Production COMPLETED
STP_009 - Lot7 | Data Enrichment | MUF | OK | 2023-11-10 |  |  | 1058298 | 1058298 |  |  |  | ERSA | M | 4000 | 1588413GZPCLNT100 | EA |  | CAMERA;CCTV,MONOCHROME,12 V DC ,7W,2 MP | CAMARA; | CAMERA;TYPE:CCTV,MONOCHROME,POWER SUPPLY:12 V DC ,7W,RESOLUTION:2 MP,ADDITIONAL FEATURES EN:BOX,LENS 3.3-9MM | CAMARA; |  |  |  | 1068436 @@ SAPE INDUSTRIES PTY LTD | 2.0C-H5A-B2 | [12 empty] | AVIGILON | 2.0C-H5A-B2 | SAPE INDUSTRIES PTY LTD | 2.0C-H5A-B2 | [14 empty] | https://www.sourcesecurity.com/avigilon-2-0c-h5a-b2-ip-camera-technical-details.html#more-info | https://www.sourcesecurity.com/avigilon-2-0c-h5a-b2-ip-camera-technical-details.html#more-info | [8 empty] | Enriched | 45121504 Digital cameras | COLOR:MONOCHROME | ENCLOSURE:IK10/IP66/IP67 | CAMERA | DIGITAL | TYPE | BOX,CCTV | MEMORY |  | POWER SUPPLY | 24 VAC,12 VDC,7 W | RESOLUTION | 2 MP | FOCAL LENGTH | 3.3 TO 9 MM | FLASH RANGE |  | ZOOM |  | LENS |  | DIMENSIONS | 168X76X67 MM | DISPLAY TYPE |  | HAZARD CLASS |  | CERTIFICATION/STANDARD | [49 empty] | Production COMPLETED
STP_009 - Lot7 | Data Enrichment | MUF | OK | 2023-11-10 |  |  | 1058336 | 1058336 |  |  |  | ERSA | M | 5100 | 1588681GZPCLNT100 | EA |  | CAMERA;NETWORK CAMERA,23.2 W,3712X2784 | CAMARA; | CAMERA;TYPE:NETWORK CAMERA,POWER SUPPLY:23.2 W,RESOLUTION:3712X2784,ADDITIONAL FEATURES EN:LIGHTFINDER 2.0,FORENSIC WDR | CAMARA; |  |  |  | 1068181 @@ CNW (MOUNT ISA) ELECT WHOLESALER | AXIQ1798-LE | [12 empty] | AXIS | Q1798-LE | CNW (MOUNT ISA) ELECT WHOLESALER | AXIQ1798-LE | [14 empty] | https://www.axis.com/products/axis-q1798-le | https://www.axis.com/dam/public/19/77/a5/datasheet-axis-q1798-le-network-camera-en-US-336738.pdf | [8 empty] | Enriched | 45121504 Digital cameras | LIGHTFINDER: 2.0,FORENSIC WDR | ENCLOSURE:IP66/IP67,IMAGE SENSOR:CMOS | CAMERA | DIGITAL | TYPE | NETWORK | MEMORY | 2048 MB RAM, 512 MB FLASH | POWER SUPPLY | 23.2 W | RESOLUTION | 3712 X 2784 PIXEL | FOCAL LENGTH | 12 TO48 MM | FLASH RANGE |  | ZOOM | 4X OPTICAL | LENS | AUTOFOCUS | DIMENSIONS | 147 DIAX360 LG MM | DISPLAY TYPE |  | HAZARD CLASS |  | CERTIFICATION/STANDARD | EAC,IEC/EN/UL 62368-1, IEC/EN/UL 60950-22, EN/IEC 62471,IEC 60068,KCC | [48 empty] | Production COMPLETED
STP_009 - Lot7 | Data Enrichment | MUF | OK | 2023-11-10 |  |  | 1059462 | 1059462 |  |  |  | ERSA | M | 5960 | 1614094GZPCLNT100 | EA |  | CAMERA;NETWRK,13.8 W,2560X1440,32,CMOS | CAMARA; | CAMERA;TYPE:NETWORK,POWER SUPPLY:13.8 W,RESOLUTION:2560X1440,ZOOM:32,LENS:4.3-137 MM,ADDITIONAL FEATURES EN:CMOS,BRAND:AXIS | CAMARA; |  |  |  | 1068424 @@ SECOM TECHNICAL SERVICES | Q1786-LE | [12 empty] | AXIS | Q1786-LE | SECOM TECHNICAL SERVICES | Q1786-LE | [14 empty] | https://www.axis.com/products/axis-q1786-le | https://www.axis.com/dam/public/6a/4a/63/datasheet-axis-q1786-le-network-camera-en-US-352144.pdf | [8 empty] | Enriched | 45121504 Digital cameras |  | ENCLOSURE:IK10/IP66/IP67,IMAGE SENSOR:CMOS | CAMERA | DIGITAL | TYPE | NETWORK | MEMORY | 1024 MB RAM, 512 MB FLASH | POWER SUPPLY | 13.8 W | RESOLUTION | 2560 X 1440 PIXEL | FOCAL LENGTH | 4.3 TO 137 MM | FLASH RANGE |  | ZOOM | 32X OPTICAL | LENS | AUTOFOCUS | DIMENSIONS | 147 DIAX386 LG MM | DISPLAY TYPE |  | HAZARD CLASS |  | CERTIFICATION/STANDARD | EAC,EN 55032,IEC/EN/UL 62368-1, IEC/EN/UL 60950-22, EN/IEC 62471,KCC,EN 50581, IEC 60068-2-1, IEC 60068-2-2, IEC 60068-2-6 | [48 empty] | Production COMPLETED
STP_009 - Lot7 | Data Enrichment | MUF | OK | 2023-11-10 |  |  | 1060535 | 1060535 |  |  |  | ERSA | M | 5955 | 1604775GZPCLNT100 | EA |  | COUPLER;DOUBLE,3X5 IN,MILD STEEL | ACOPLE;,ACERO DULCE | COUPLER;TYPE:DOUBLE,SIZE:3X5 IN,MATERIAL:MILD STEEL,ADDITIONAL FEATURES EN:F/EXHAUST PIPE | ACOPLE;MATERIAL:ACERO DULCE |  |  |  | 1068391 @@ BOSS | EXD3000 | [12 empty] | BOSS | EXD3000 | [16 empty] | https://www.thebossshop.com.au/mild-steel-double-coupler-3-id-x-5-l | [9 empty] | Cleansed | 40172600 Pipe couplings | SIZE:3 IDX5 LG IN,FOR EXHAUST |  | COUPLING | PIPE | TYPE | DOUBLE | NOMINAL SIZE |  | END CONNECTION |  | PRESSURE RATING |  | MATERIAL | MILD STEEL | MATERIAL SPECIFICATION |  | COATING/FINISH |  | TEMPERATURE RATING |  | HAZARD CLASS |  | CERTIFICATION/STANDARD | [53 empty] | Production COMPLETED
STP_009 - Lot7 | Data Enrichment | MUF | OK | 2023-11-10 |  |  | 1060536 | 1060536 |  |  |  | ERSA | M | 5955 | 1604776GZPCLNT100 | EA |  | COUPLER;DOUBLE,4X5 IN,MILD STEEL | ACOPLE;,ACERO DULCE | COUPLER;TYPE:DOUBLE,SIZE:4X5 IN,MATERIAL:MILD STEEL,ADDITIONAL FEATURES EN:F/EXHAUST PIPE | ACOPLE;MATERIAL:ACERO DULCE |  |  |  | 1068391 @@ BOSS | EXD4000 | [12 empty] | BOSS | EXD4000 | [16 empty] | https://www.thebossshop.com.au/mild-steel-double-coupler-4-id-x-5-l | [9 empty] | Cleansed | 40172600 Pipe couplings | SIZE:4 IDX5 LG IN,FOR EXHAUST |  | COUPLING | PIPE | TYPE | DOUBLE | NOMINAL SIZE |  | END CONNECTION |  | PRESSURE RATING |  | MATERIAL | MILD STEEL | MATERIAL SPECIFICATION |  | COATING/FINISH |  | TEMPERATURE RATING |  | HAZARD CLASS |  | CERTIFICATION/STANDARD | [53 empty] | Production COMPLETED
STP_009 - Lot7 | Data Enrichment | MUF | OK | 2023-11-10 |  |  | 1060537 | 1060537 |  |  |  | ERSA | M | 5955 | 1604777GZPCLNT100 | EA |  | COUPLER;DOUBLE,5X5 IN,MILD STEEL | ACOPLE;,ACERO DULCE | COUPLER;TYPE:DOUBLE,SIZE:5X5 IN,MATERIAL:MILD STEEL,ADDITIONAL FEATURES EN:F/EXHAUST PIPE | ACOPLE;MATERIAL:ACERO DULCE |  |  |  | 1068391 @@ BOSS | EXD5000 | [12 empty] | BOSS | EXD5000 | [16 empty] | https://www.thebossshop.com.au/mild-steel-double-coupler-5-id-x-5-l | [9 empty] | Cleansed | 40172600 Pipe couplings | SIZE:5 IDX5 LG IN,FOR EXHAUST |  | COUPLING | PIPE | TYPE | DOUBLE | NOMINAL SIZE |  | END CONNECTION |  | PRESSURE RATING |  | MATERIAL | MILD STEEL | MATERIAL SPECIFICATION |  | COATING/FINISH |  | TEMPERATURE RATING |  | HAZARD CLASS |  | CERTIFICATION/STANDARD | [53 empty] | Production COMPLETED
STP_009 - Lot7 | Data Enrichment | MUF | OK | 2023-11-10 |  |  | 1060538 | 1060538 |  |  |  | ERSA | M | 5955 | 1604778GZPCLNT100 | EA |  | COUPLER;DOUBLE,6X5 IN,MILD STEEL | ACOPLE;,ACERO DULCE | COUPLER;TYPE:DOUBLE,SIZE:6X5 IN,MATERIAL:MILD STEEL,ADDITIONAL FEATURES EN:F/EXHAUST PIPE | ACOPLE;MATERIAL:ACERO DULCE |  |  |  | 1068391 @@ BOSS | EXD6000 | [12 empty] | BOSS | EXD6000 | [16 empty] | https://www.thebossshop.com.au/mild-steel-double-coupler-5-id-x-5-l | https://www.mammothequip.com.au/wp-content/uploads/2019/06/Mammoth-Catalogue-2009.pdf | [8 empty] | Cleansed | 40172600 Pipe couplings | SIZE:6 IDX5 LG IN,FOR EXHAUST |  | COUPLING | PIPE | TYPE | DOUBLE | NOMINAL SIZE |  | END CONNECTION |  | PRESSURE RATING |  | MATERIAL | MILD STEEL | MATERIAL SPECIFICATION |  | COATING/FINISH |  | TEMPERATURE RATING |  | HAZARD CLASS |  | CERTIFICATION/STANDARD | [53 empty] | Production COMPLETED
STP_009 - Lot7 | Data Enrichment | MUF | OK | 2023-11-10 |  |  | 1061057 | 1061057 |  |  |  | ERSA | M | 2620 | 1553548GZPCLNT100 | EA |  | COLLET,WLDG;1.6MM,17,18,26 SERIES | PINZA SOLDRA; | COLLET,WELDING;ADDITIONAL FEATURES EN:1.6MM,17,18,26 SERIES | PINZA SOLDADURA; |  |  |  | 1068264 @@ GLOBAL WELDING SUPPLIES (MT ISA) | IWS10N23 | [10 empty] | GLOBAL WELDING SUPPLIES (MT ISA) | IWS10N23 | [18 empty] | URL NOT FOUND | [9 empty] | Cleansed | 23271700 Welding and soldering and brazing accessories | FOR 17,18,26 SERIES |  | COLLET | WELDING | TYPE |  | NOMINAL SIZE | 1.6 MM | MATERIAL |  | COATING/FINISH |  | HAZARD CLASS |  | CERTIFICATION/STANDARD | [61 empty] | Production COMPLETED
STP_009 - Lot7 | Data Enrichment | MUF | OK | 2023-11-10 |  |  | 1061058 | 1061058 |  |  |  | ERSA | M | 2620 | 1553549GZPCLNT100 | EA |  | COLLET,WLDG;2.4 MM | PINZA SOLDRA; | COLLET,WELDING;ADDITIONAL FEATURES EN:2.4 MM | PINZA SOLDADURA; |  |  |  | 1068264 @@ GLOBAL WELDING SUPPLIES (MT ISA) | IWS10N24 | [10 empty] | GLOBAL WELDING SUPPLIES (MT ISA) | IWS10N24 | [18 empty] | URL NOT FOUND | [9 empty] | Cleansed | 23271700 Welding and soldering and brazing accessories |  |  | COLLET | WELDING | TYPE |  | NOMINAL SIZE | 2.4 MM | MATERIAL |  | COATING/FINISH |  | HAZARD CLASS |  | CERTIFICATION/STANDARD | [61 empty] | Production COMPLETED
STP_009 - Lot7 | Data Enrichment | MUF | OK | 2023-11-10 |  |  | 1061059 | 1061059 |  |  |  | ERSA | M | 2620 | 1553550GZPCLNT100 | EA |  | COLLET,WLDG;1.6 MM | PINZA SOLDRA; | COLLET,WELDING;ADDITIONAL FEATURES EN:1.6 MM | PINZA SOLDADURA; |  |  |  | 1068264 @@ GLOBAL WELDING SUPPLIES (MT ISA) | IWS10N31 | [10 empty] | GLOBAL WELDING SUPPLIES (MT ISA) | IWS10N31 | [18 empty] | URL NOT FOUND | [9 empty] | Cleansed | 23271700 Welding and soldering and brazing accessories |  |  | COLLET | WELDING | TYPE |  | NOMINAL SIZE | 1.6 MM | MATERIAL |  | COATING/FINISH |  | HAZARD CLASS |  | CERTIFICATION/STANDARD | [61 empty] | Production COMPLETED
STP_009 - Lot7 | Data Enrichment | MUF | OK | 2023-11-10 |  |  | 1061060 | 1061060 |  |  |  | ERSA | M | 2620 | 1553551GZPCLNT100 | EA |  | COLLET,WLDG;2.4 MM | PINZA SOLDRA; | COLLET,WELDING;ADDITIONAL FEATURES EN:2.4 MM | PINZA SOLDADURA; |  |  |  | 1068264 @@ GLOBAL WELDING SUPPLIES (MT ISA) | IWS10N32 | [10 empty] | GLOBAL WELDING SUPPLIES (MT ISA) | IWS10N32 | [18 empty] | URL NOT FOUND | [9 empty] | Cleansed | 23271700 Welding and soldering and brazing accessories |  |  | COLLET | WELDING | TYPE |  | NOMINAL SIZE | 2.4 MM | MATERIAL |  | COATING/FINISH |  | HAZARD CLASS |  | CERTIFICATION/STANDARD | [61 empty] | Production COMPLETED
STP_009 - Lot7 | Data Enrichment | MUF | OK | 2023-11-10 |  |  | 1061584 | 1061584 |  |  |  | ERSA | M | 4090 | 1586920GZPCLNT100 | EA |  | BELLOW;FLEXIBLE JOINT,2-1/2 IN,PN:RB65 | FUELLE; | BELLOW;TYPE:FLEXIBLE JOINT,SIZE:2-1/2 IN,MATERIAL:EPDM RUBBER,ADDITIONAL FEATURES EN:PN:RB65 | FUELLE; |  |  |  | 1068205 @@ BUTLER AGENCIES PTY LTD | RB65 | [10 empty] | BUTLER AGENCIES PTY LTD | RB65 | [18 empty] | URL NOT FOUND | [9 empty] | Cleansed | 23153100 Industrial machinery components and accessories |  |  | BELLOW | NO MODIFIER | TYPE | FLEXIBLE JOINT | SIZE | 2-1/2 IN | END CONNECTION |  | MATERIAL | EPDM RUBBER | OVERALL LENGTH |  | PRESSURE RATING |  | TEMPERATURE RATING |  | HAZARD CLASS |  | CERTIFICATION/STANDARD | [55 empty] | Production COMPLETED
STP_009 - Lot7 | Data Enrichment | MUF | OK | 2023-11-10 |  |  | 1062142 | 1062142 |  |  |  | ERSA | M | 5100 | 1606726GZPCLNT100 | EA |  | COLLET;25MM SHAFT, FOR DGS80 ENCODER | COLLAR; | COLLET;ADDITIONAL FEATURES EN:25MM SHAFT, FOR DGS80 ENCODER | COLLAR; |  |  |  | 1070461 @@ ESM AUSTRALIA PTY LTD | 2123020 | [10 empty] | ESM AUSTRALIA PTY LTD | 2123020 | [18 empty] | URL NOT FOUND | [9 empty] | Cleansed | 27112808 Collets | SHAFT SIZE:25 MM,FOR DGS80 ENCODER |  | COLLET | NO MODIFIER | TYPE |  | HOLDING CAPACITY |  | COLLET SERIES |  | THREAD SIZE |  | SHAPE |  | MATERIAL |  | OVERALL SIZE |  | HAZARD CLASS |  | CERTIFICATION/STANDARD | [55 empty] | Production COMPLETED
STP_009 - Lot7 | Data Enrichment | MUF | OK | 2023-11-10 |  |  | 1072434 | 1072434 |  |  |  | ERSA | M | 3700 | 1509595GZPCLNT100 | EA | 3000025 | CAMERA;JOH,AT466877 | CAMARA;JOH,AT466877 | CAMERA;MNFR:JOHN DEERE,PTNO:AT466877 | CAMARA;NOMBRE DEL FABRICANTE:JOHN DEERE,NUMERO DE PIEZA DEL FABRICANTE:AT466877 |  | JOHN DEERE | AT466877 | 1068592 @@ RDO EQUIPMENT PTY LTD | AT466877 | [12 empty] | JOHN DEERE | AT466877 | RDO EQUIPMENT PTY LTD | AT466877 | [14 empty] | https://shop.deere.com/us/product/AT466877%3A-Rear-Object-Detection-Television-Camera%2C-12-Volt/p/AT466877 | [9 empty] | Enriched | 45121500 Cameras |  |  | CAMERA | NO MODIFIER | TYPE | REAR OBJECT DETECTION TELEVISION | MEGAPIXEL |  | POWER SUPPLY | 12 V | RESOLUTION |  | FOCUS RANGE |  | FLASH RANGE |  | ZOOM |  | LENS |  | SIZE |  | DISPLAY SIZE |  | HAZARD CLASS |  | CERTIFICATION/STANDARD | [49 empty] | Production COMPLETED
STP_009 - Lot7 | Data Enrichment | MUF | OK | 2023-11-10 |  |  | 1072709 | 1072709 |  |  |  | ERSA | M | 3730 | 1315694GZPCLNT100 | EA | 3000003 | DRAIN;CAT,1921023 | DRAIN;CAT,1921023 | DRAIN;MNFR:CATERPILLAR,PTNO:1921023 | DRENAJE;MNFR:CATERPILLAR,PTNO:1921023 |  | CATERPILLAR | 1921023 | 1068196 @@ HASTINGS DEERING(AUSTRALIA) LTD | 1921023 | [12 empty] | CATERPILLAR | 192-1023 | HASTINGS DEERING(AUSTRALIA) LTD | [15 empty] | https://parts.cat.com/en/catcorp/192-1023 | [9 empty] | Enriched | 40141738 Drain plugs |  | FINISH:ZINC PLATED,OUTERDIAMETER:33 MM,C/W SPRING AND SEAL O RING | PLUG | DRAIN | TYPE | OIL FILTER | NOMINAL SIZE | 1-5/16 IN-12 TPI | THREAD TYPE |  | LENGTH | 22.6 MM | MATERIAL |  | PRESSURE CLASS/RATING |  | HAZARD CLASS |  | CERTIFICATION/STANDARD | [57 empty] | Production COMPLETED
STP_009 - Lot7 | Data Enrichment | MUF | OK | 2023-11-10 |  |  | 1073898 | 1073898 | 1089214 | AU_QM_000164844 |  | ERSA | M | 3730 | 1089214GZPCLNT100 | EA | 3000003 | COUPLER;CAT,1645567,M,ASSY,QDCONCT,TYP 1 | ACOPLE;CAT,1645567,MASCULINO,MONT | COUPLER;MNFR:CATERPILLAR,PTNO:1645567,ADDITIONAL FEATURES EN:MALE,ASSEMBLY,QUICK DISCONNECT,TYPE 1 | ACOPLE;MNFR:CATERPILLAR,PTNO:1645567,CARACTERISTICAS ADICIONALES ES:MASCULINO,MONTAJE,DESCONEXION RAPIDA,TIPO 1 | COUPLING HALF,QC: COUPLER ASSY; QUICK DISCONNECT; MALE | CATERPILLAR | 1645567 | 1068196 @@ HASTINGS DEERING(AUSTRALIA) LTD | 1645567 | [12 empty] | CATERPILLAR | 164-5567 | HASTINGS DEERING(AUSTRALIA) LTD | [15 empty] | https://parts.cat.com/en/catcorp/164-5567 | [9 empty] | Enriched | 40141700 Hardware and fittings |  |  | ADAPTER | NO MODIFIER | TYPE |  | SIZE |  | MATERIAL |  | HAZARD CLASS |  | CERTIFICATION/STANDARD | [63 empty] | Production COMPLETED
STP_009 - Lot7 | Data Enrichment | MUF | OK | 2023-11-10 |  |  | 1074987 | 1074987 |  |  |  | ERSA | M | 2210 | 1058183GZPCLNT100 | EA | 3000003 | Coupler Assy CAT 1P2375 | Coupler Assy CAT 1P2375 | COUPLER;MNFR:CATERPILLAR,PTNO:1P2375 | ACOPLE;MNFR:CATERPILLAR,PTNO:1P2375 |  | CATERPILLAR | 1P2375 | [14 empty] | CATERPILLAR | 1P-2375 | [16 empty] | https://parts.cat.com/en/catcorp/1P-2375 | [9 empty] | Enriched | 31163000 Couplings | ASSEMBLY | SEALING MATERIAL: NITRILE, POLYURETHANE | COUPLING | QUICK CONNECT | TYPE | STRAIGHT | NOMINAL SIZE | 3/8 IN-18 TPI | END CONNECTION | NPTF | MATERIAL | PLATED STEEL | LENGTH | 59 MM | PRESSURE RATING |  | TEMPERATURE RATING |  | HAZARD CLASS |  | CERTIFICATION/STANDARD | [55 empty] | Production COMPLETED
STP_009 - Lot7 | Data Enrichment | MUF | OK | 2023-11-10 |  |  | 1077692 | 1077692 |  |  |  | ERSA | M | 5100 | 1192353GZPCLNT100 | EA | 3000003 | CAMERA;CAT,2331949 | CAMERA;CAT,2331949 | CAMERA;MNFR:CATERPILLAR,PTNO:2331949 |  |  | CATERPILLAR | 2331949 | [14 empty] | CATERPILLAR | 233-1949 | [16 empty] | https://parts.cat.com/en/catcorp/233-1949 | [9 empty] | Enriched | 45121500 Cameras |  | MATERIAL:STEEL | CAMERA | NO MODIFIER | TYPE | ELECTRICAL,STARTING SYSTEM MOUNTING,REAR VIEW | MEGAPIXEL |  | POWER SUPPLY |  | RESOLUTION |  | FOCUS RANGE |  | FLASH RANGE |  | ZOOM |  | LENS |  | SIZE | 113 LGX55 WDX90 HT MM | DISPLAY SIZE |  | HAZARD CLASS |  | CERTIFICATION/STANDARD | [49 empty] | Production COMPLETED
STP_009 - Lot7 | Data Enrichment | MUF | OK | 2023-11-10 |  |  | 1078913 | 1078913 |  |  |  | ERSA | M | 2200 | 1606105GZPCLNT100 | EA | 3000414 | COUPLER;ANDZ,ENZ-SSDA125,BSP,CONCTR,STL | ACOPLE;ANDZ,ENZ-SSDA125 | COUPLER;MNFR:ANDRITZ AG,PTNO:ENZ-SSDA125,ADDITIONAL FEATURES EN:BSP,CONNECTOR,STEEL,TYPE CD 316 | ACOPLE;MNFR:ANDRITZ AG,PTNO:ENZ-SSDA125 |  | ANDRITZ AG | ENZ-SSDA125 | 1068527 @@ Enzed Mount Isa(RKM Investments) | ENZ-SSDA125 | [10 empty] | ANDRITZ AG | ENZ-SSDA125 |  |  | Enzed Mount Isa(RKM Investments) | ENZ-SSDA125 | [14 empty] | URL NOT FOUND | [9 empty] | Cleansed | 40141700 Hardware and fittings | TYPE CD316,CONNECTION TYPE:BSP,CONNECTOR |  | COUPLER | NO MODIFIER | TYPE |  | SIZE |  | MATERIAL | STEEL | HAZARD CLASS |  | CERTIFICATION/STANDARD | [63 empty] | Production COMPLETED
STP_009 - Lot7 | Data Enrichment | MUF | OK | 2023-11-10 |  |  | 1079666 | 1079666 |  |  |  | ERSA | M | 5955 | 1588136GZPCLNT100 | EA | 3000010 | CAMERA;SAN,BG00761207 | CAMARA;SAN,BG00761207 | CAMERA;MNFR:SANDVIK,PTNO:BG00761207 | CAMARA;MNFR:SANDVIK,PTNO:BG00761207 |  | SANDVIK | BG00761207 | 1068336 @@ SANDVIK MINING & CONSTRUCTION | BG00761207 | 1068089 @@ SANDVIK MINING & CONSTRUCTION | BG00761207 | [10 empty] | SANDVIK MINING & CONSTRUCTION | BG00761207 | [16 empty] | https://www.aga-parts.com/sandvik/part/bg00761207_camera/ | [9 empty] | Cleansed | 45121500 Cameras |  |  | CAMERA | NO MODIFIER | TYPE |  | MEGAPIXEL |  | POWER SUPPLY |  | RESOLUTION |  | FOCUS RANGE |  | FLASH RANGE |  | ZOOM |  | LENS |  | SIZE |  | DISPLAY SIZE |  | HAZARD CLASS |  | CERTIFICATION/STANDARD | [49 empty] | Production COMPLETED
STP_009 - Lot7 | Data Enrichment | MUF | OK | 2023-11-10 |  |  | 1079690 | 1079690 |  |  |  | ERSA | M | 5955 | 1588179GZPCLNT100 | EA | 3000010 | CAMERA;SAN,BG00894082 | CAMARA;SAN,BG00894082 | CAMERA;MNFR:SANDVIK,PTNO:BG00894082 | CAMARA;MNFR:SANDVIK,PTNO:BG00894082 |  | SANDVIK | BG00894082 | 1068336 @@ SANDVIK MINING & CONSTRUCTION | BG00894082 | 1068089 @@ SANDVIK MINING & CONSTRUCTION | BG00894082 | [10 empty] | SANDVIK MINING & CONSTRUCTION | BG00894082 | [16 empty] | https://www.volza.com/p/sandvik/import/coo-china/ | https://www.exportgenius.in/ghana-importers-of-camera | [8 empty] | Cleansed | 45121500 Cameras |  |  | CAMERA | NO MODIFIER | TYPE |  | MEGAPIXEL |  | POWER SUPPLY |  | RESOLUTION |  | FOCUS RANGE |  | FLASH RANGE |  | ZOOM |  | LENS |  | SIZE |  | DISPLAY SIZE |  | HAZARD CLASS |  | CERTIFICATION/STANDARD | [49 empty] | Production COMPLETED
STP_009 - Lot7 | Data Enrichment | MUF | OK | 2023-11-10 |  |  | 1082886 | 1082886 |  |  |  | ERSA | M | 2200 | 1614414GZPCLNT100 | EA | 3000331 | COUPLER;PRKH,ENZ-010-3,M,3/8 IN,HIGH PRE | ACOPLE;PRKH,ENZ-010-3 | COUPLER;MNFR:PARKER HANNIFIN,PTNO:ENZ-010-3,ADDITIONAL FEATURES EN:MALE,3/8 IN,HIGH PRESSURE STEEL RATED,700BAR | ACOPLE;MNFR:PARKER HANNIFIN,PTNO:ENZ-010-3 |  | PARKER HANNIFIN | ENZ-010-3 | 1068527 @@ Enzed Mount Isa(RKM Investments) | ENZ-010-3 | [10 empty] | PARKER HANNIFIN | ENZ-010-3 |  |  | Enzed Mount Isa(RKM Investments) | ENZ-010-3 | [14 empty] | URL NOT FOUND | [9 empty] | Cleansed | 40141700 Hardware and fittings | CONNECTION TYPE:MALE,PRESSURE RATING:700 BAR |  | COUPLER | NO MODIFIER | TYPE |  | SIZE | 3/8 IN | MATERIAL | HIGH PRESSURE STEEL | HAZARD CLASS |  | CERTIFICATION/STANDARD | [63 empty] | Production COMPLETED
STP_009 - Lot7 | Data Enrichment | MUF | OK | 2023-11-10 |  |  | 1082888 | 1082888 |  |  |  | ERSA | M | 2200 | 1614416GZPCLNT100 | EA | 3000331 | COUPLER;PRKH,ENZ-050-3,FEM,3/8 IN,HIGH P | ACOPLE;PRKH,ENZ-050-3 | COUPLER;MNFR:PARKER HANNIFIN,PTNO:ENZ-050-3,ADDITIONAL FEATURES EN:FEMALE,3/8 IN,HIGH PRESSURE STEEL RATED,700BAR | ACOPLE;MNFR:PARKER HANNIFIN,PTNO:ENZ-050-3 |  | PARKER HANNIFIN | ENZ-050-3 | 1068527 @@ Enzed Mount Isa(RKM Investments) | ENZ-050-3 | [10 empty] | PARKER HANNIFIN | ENZ-050-3 |  |  | Enzed Mount Isa(RKM Investments) | ENZ-050-3 | [14 empty] | URL NOT FOUND | [9 empty] | Cleansed | 40141700 Hardware and fittings | CONNECTION TYPE:FEMALE,PRESSURE RATING:700 BAR |  | COUPLER | NO MODIFIER | TYPE |  | SIZE | 3/8 IN | MATERIAL | HIGH PRESSURE STEEL | HAZARD CLASS |  | CERTIFICATION/STANDARD | [63 empty] | Production COMPLETED
STP_009 - Lot7 | Data Enrichment | MUF | OK | 2023-11-10 |  |  | 1095017 | 1095017 | 1390403 | AU_QM_000232040 |  | ERSA | M | 5920 | 1390403GZPCLNT100 | EA | 3000001 | DRAIN;EPI,9111404991 | DRAIN;EPI,9111404991 | DRAIN;MNFR:EPIROC,PTNO:9111404991 |  | DRAIN;EPI,9111404991DRAIN;EPI,9111404991 | EPIROC | 9111404991 | [14 empty] | EPIROC | 9111404991 | [16 empty] | https://www.aircompressorstrade.com/5112265100-atlas-copco-epiroc-spare-parts-update-catalog-by-cpmc/ | [9 empty] | Cleansed | 30181605 Drain |  |  | DRAIN | NO MODIFIER | TYPE |  | NOMINAL SIZE |  | LENGTH |  | MATERIAL |  | END CONNECTION |  | COATING/FINISH |  | PRESSURE RATING |  | TEMPERATURE RATING |  | HAZARD CLASS |  | CERTIFICATION/STANDARD | [53 empty] | Production COMPLETED
STP_009 - Lot7 | Data Enrichment | MUF | OK | 2023-11-10 |  |  | 1095105 | 1095105 | 1387478 | AU_QM_000228628 |  | ERSA | M | 5920 | 1387478GZPCLNT100 | EA | 3000000 | DRAIN;ATL,0000066151 | DRAIN;ATL,0000066151 | DRAIN;MNFR:ATLAS COPCO,PTNO:0000066151 |  | DRAIN;ATL,0000066151DRAIN;ATL,0000066151 | ATLAS COPCO | 0000066151 | [12 empty] | ATLAS COPCO | 0000066151 | [18 empty] | URL NOT FOUND | [9 empty] | Cleansed | 30181605 Drain |  |  | DRAIN | NO MODIFIER | TYPE |  | NOMINAL SIZE |  | LENGTH |  | MATERIAL |  | END CONNECTION |  | COATING/FINISH |  | PRESSURE RATING |  | TEMPERATURE RATING |  | HAZARD CLASS |  | CERTIFICATION/STANDARD | [53 empty] | Production COMPLETED
STP_009 - Lot7 | Data Enrichment | MUF | OK | 2023-11-10 |  |  | 1095374 | 1095374 | 1379629 | AU_QM_000219067 |  | ERSA | M | 5920 | 1379629GZPCLNT100 | EA | 3000001 | DRAIN;EPI,5580 1012 92 | DRAIN;EPI,5580 1012 92 | DRAIN;MNFR:EPIROC,PTNO:5580 1012 92 |  | DRAIN;EPI,5580 1012 92DRAIN;EPI,5580 1012 92 | EPIROC | 5580 1012 92 | [14 empty] | EPIROC | 5580101292 | [16 empty] | https://www.aircompressorstrade.com/5580030434-door-epiroc-to-5580102481-shims-1105-parts-list-by-china-reliable-supplier/ | [9 empty] | Cleansed | 30181605 Drain |  |  | DRAIN | NO MODIFIER | TYPE |  | NOMINAL SIZE |  | LENGTH |  | MATERIAL |  | END CONNECTION |  | COATING/FINISH |  | PRESSURE RATING |  | TEMPERATURE RATING |  | HAZARD CLASS |  | CERTIFICATION/STANDARD | [53 empty] | Production COMPLETED
STP_009 - Lot7 | Data Enrichment | MUF | OK | 2023-11-10 |  |  | 1099899 | 1099899 | 1393486 | AU_QM_000236936 |  | ERSA | M | 5100 | 1393486GZPCLNT100 | EA | 3000003 | CAMERA;CAT,3471668 | CAMERA;CAT,3471668 | CAMERA;MNFR:CATERPILLAR,PTNO:3471668 |  | OEM-E-LISTCAMERA;CAT,3471668 | CATERPILLAR | 3471668 | 1068196 @@ HASTINGS DEERING(AUSTRALIA) LTD | 3471668 | [12 empty] | CATERPILLAR | 347-1668 | HASTINGS DEERING(AUSTRALIA) LTD | [15 empty] | https://parts.cat.com/en/catcorp/347-1668 | [9 empty] | Enriched | 45121500 Cameras |  | HORIZONTAL VIEW:115 DEG,MATERIAL:ALUMINUM,C/W WIRING HARNESS | CAMERA | NO MODIFIER | TYPE | ELECTRICAL,STARTING SYSTEM MOUNTING,REAR VIEW | MEGAPIXEL |  | POWER SUPPLY | 12 TO 24 V | RESOLUTION |  | FOCUS RANGE |  | FLASH RANGE |  | ZOOM |  | LENS |  | SIZE | 65.4 LGX78 HT MM | DISPLAY SIZE |  | HAZARD CLASS |  | CERTIFICATION/STANDARD | [49 empty] | Production COMPLETED
STP_009 - Lot7 | Data Enrichment | MUF | OK | 2023-11-10 |  |  | 1099997 | 1099997 | 1389867 | AU_QM_000231428 |  | ERSA | M | 5100 | 1389867GZPCLNT100 | EA | 3000006 | CAMERA;KOM,7835-33-2001 | CAMERA;KOM,7835-33-2001 | CAMERA;MNFR:KOMATSU MINING SYSTEMS INC.,PTNO:7835-33-2001 |  | CAMERA;KOM,7835-33-2001CAMERA;KOM,7835-33-2001 | KOMATSU MINING SYSTEMS INC. | 7835-33-2001 | [14 empty] | KOMATSU MINING SYSTEMS INC. | 7835-33-2001 | [16 empty] | https://my.komatsu.co.nz/shop/electricalpart_5637145208/5637509631_camera_7835-33-2001 | [9 empty] | Enriched | 45121500 Cameras |  |  | CAMERA | NO MODIFIER | TYPE |  | MEGAPIXEL |  | POWER SUPPLY |  | RESOLUTION |  | FOCUS RANGE |  | FLASH RANGE |  | ZOOM |  | LENS |  | SIZE |  | DISPLAY SIZE |  | HAZARD CLASS |  | CERTIFICATION/STANDARD | ISO, JIS, DIN | [48 empty] | Production COMPLETED
STP_009 - Lot7 | Data Enrichment | MUF | OK | 2023-11-10 |  |  | 1100009 | 1100009 | 1389585 | AU_QM_000231104 |  | ERSA | M | 5100 | 1389585GZPCLNT100 | EA | 3000006 | CAMERA;KOM,7835-33-1001 | CAMERA;KOM,7835-33-1001 | CAMERA;MNFR:KOMATSU MINING SYSTEMS INC.,PTNO:7835-33-1001 |  | CAMERA;KOM,7835-33-1001CAMERA;KOM,7835-33-1001 | KOMATSU MINING SYSTEMS INC. | 7835-33-1001 | [14 empty] | KOMATSU MINING SYSTEMS INC. | 7835-33-1001 | [16 empty] | https://my.komatsu.com.au/shop/electricalpart_5637145208/5637509544_camera_7835-33-1001 | [9 empty] | Enriched | 45121500 Cameras |  |  | CAMERA | NO MODIFIER | TYPE |  | MEGAPIXEL |  | POWER SUPPLY |  | RESOLUTION |  | FOCUS RANGE |  | FLASH RANGE |  | ZOOM |  | LENS |  | SIZE |  | DISPLAY SIZE |  | HAZARD CLASS |  | CERTIFICATION/STANDARD | ISO, JIS, DIN | [48 empty] | Production COMPLETED
STP_009 - Lot7 | Data Enrichment | MUF | OK | 2023-11-10 |  |  | 1100228 | 1100228 | 1384392 | AU_QM_000224958 |  | ERSA | M | 5100 | 1384392GZPCLNT100 | EA | 3000000 | CAMERA;ATL,QC8077 | CAMERA;ATL,QC8077 | CAMERA;MNFR:ATLAS COPCO,PTNO:QC8077 |  | CAMERA;ATL,QC8077CAMERA;ATL,QC8077 | ATLAS COPCO | QC8077 | [14 empty] | MOVII | QC-8077 | ATLAS COPCO | QC8077 | [14 empty] | https://movii.com.au/_files/59a4ede6c7c810bc6ee0d8ec | [9 empty] | Enriched | 45121504 Digital cameras |  | POWER SUPPLY TYPE:BATTERY | CAMERA | DIGITAL | TYPE | WEB | MEMORY | 64 GB | POWER SUPPLY | 3.7 V/5 VDC,1 A | RESOLUTION | 8 MP/1280 X 720 PIXEL | FOCAL LENGTH |  | FLASH RANGE |  | ZOOM |  | LENS |  | DIMENSIONS | 59 WDX41 HTX31 DP MM | DISPLAY TYPE | LCD | HAZARD CLASS |  | CERTIFICATION/STANDARD | [49 empty] | Production COMPLETED
STP_009 - Lot7 | Data Enrichment | MUF | OK | 2023-11-10 |  |  | 1102078 | 1102078 |  |  |  | ERSA | M | 4090 | 1523491GZPCLNT100 | EA |  | COUPLER;TYPE E,22MM M,C/W CAST OI,SW0005 | COUPLER;TYPE E,22MM M,C/W CAST OI,SW0005 | COUPLER;ADDITIONAL FEATURES:TYPE E,22MM M,C/W CAST OI,SW0005 |  |  |  |  | 1068574 @@ SWANSTON TASMANIA PTY LTD | SW0005 | [10 empty] | SWANSTON TASMANIA PTY LTD | SW0005 | [18 empty] | URL NOT FOUND | [9 empty] | Cleansed | 40141700 Hardware and fittings | TYPE E,CONNECTION TYPE: MALE, C/W CAST OI |  | COUPLER | NO MODIFIER | TYPE |  | SIZE | 22 MM | MATERIAL |  | HAZARD CLASS |  | CERTIFICATION/STANDARD | [63 empty] | Production COMPLETED
STP_009 - Lot7 | Data Enrichment | MUF | OK | 2023-11-10 |  |  | 1104252 | 1104252 |  |  |  | ERSA | M | 4090 | 1523490GZPCLNT100 | EA |  | COUPLER;TYPE D,1/2 IN,F,BSP C/W C,SW0004 | COUPLER;TYPE D,1/2 IN,F,BSP C/W C,SW0004 | COUPLER;ADDITIONAL FEATURES:TYPE D,1/2 IN,F,BSP C/W C,SW0004 |  |  |  |  | 1068574 @@ SWANSTON TASMANIA PTY LTD | SW0004 | [10 empty] | SWANSTON TASMANIA PTY LTD | SW0004 | [18 empty] | URL NOT FOUND | [9 empty] | Cleansed | 40141700 Hardware and fittings | TYPE D,CONNECTION TYPE: FEMALE BSP, C/W C |  | COUPLER | NO MODIFIER | TYPE |  | SIZE | 1/2 IN | MATERIAL |  | HAZARD CLASS |  | CERTIFICATION/STANDARD | [63 empty] | Production COMPLETED
STP_009 - Lot7 | Data Enrichment | MUF | OK | 2023-11-10 |  |  | 1104253 | 1104253 |  |  |  | ERSA | M | 4090 | 1523489GZPCLNT100 | EA |  | COUPLER;TYPE C,1/2 IN,M,BSP C/W C,SW0003 | COUPLER;TYPE C,1/2 IN,M,BSP C/W C,SW0003 | COUPLER;ADDITIONAL FEATURES:TYPE C,1/2 IN,M,BSP C/W C,SW0003 |  |  |  |  | 1068574 @@ SWANSTON TASMANIA PTY LTD | SW0003 | [10 empty] | SWANSTON TASMANIA PTY LTD | SW0003 | [18 empty] | URL NOT FOUND | [9 empty] | Cleansed | 40141700 Hardware and fittings | TYPE C,CONNECTION TYPE: MALE BSP, C/W C |  | COUPLER | NO MODIFIER | TYPE |  | SIZE | 1/2 IN | MATERIAL |  | HAZARD CLASS |  | CERTIFICATION/STANDARD | [63 empty] | Production COMPLETED
STP_009 - Lot7 | Data Enrichment | MUF | OK | 2023-11-10 |  |  | 1104254 | 1104254 |  |  |  | ERSA | M | 4090 | 1523487GZPCLNT100 | EA |  | COUPLER;TYPE A,1/4 IN,M,BSP C/W C,SW0001 | COUPLER;TYPE A,1/4 IN,M,BSP C/W C,SW0001 | COUPLER;ADDITIONAL FEATURES:TYPE A,1/4 IN,M,BSP C/W C,SW0001 |  |  |  |  | 1068574 @@ SWANSTON TASMANIA PTY LTD | SW0001 | [10 empty] | SWANSTON TASMANIA PTY LTD | SW0001 | [18 empty] | URL NOT FOUND | [9 empty] | Cleansed | 40141700 Hardware and fittings | TYPE A,CONNECTION TYPE:MALE BSP, C/W C |  | COUPLER | NO MODIFIER | TYPE |  | SIZE | 1/4 IN | MATERIAL |  | HAZARD CLASS |  | CERTIFICATION/STANDARD | [63 empty] | Production COMPLETED
STP_009 - Lot7 | Data Enrichment | MUF | OK | 2023-11-10 |  |  | 1104971 | 1104971 |  |  |  | ERSA | M | 5960 | 1535855GZPCLNT100 | EA |  | CAMERA;IP,PTZ,2MP,30X,ENV,PELS7230L-EW1 | CAMERA;IP,PTZ,2MP,30X,ENV,PELS7230L-EW1 | [5 empty] | 1068436 @@ SAPE INDUSTRIES PTY LTD | PELS7230L-EW1 | [12 empty] | PELCO | S7230L-EW1 | SAPE INDUSTRIES PTY LTD | PELS7230L-EW1 | [14 empty] | https://media.pelco.com/wp-content/uploads/2020/06/22125949/C5005S_Spectra_Enhanced-7_Spec_4K_061920.pdf | https://www.surveillance-video.com/camera-s7230l-ew1.html | [8 empty] | Enriched | 45121504 Digital cameras |  | ENCLOSURE:IP66/IP67,MOUNTING TYPE:PENDENT ENVIRONMENT | CAMERA | DIGITAL | TYPE | OUTDOOR PTZ,IP | MEMORY |  | POWER SUPPLY | 24 VAC,48 VDC | RESOLUTION | 2 MP | FOCAL LENGTH |  | FLASH RANGE |  | ZOOM | 30X | LENS |  | DIMENSIONS |  | DISPLAY TYPE |  | HAZARD CLASS |  | CERTIFICATION/STANDARD | NDAA | [48 empty] | Production COMPLETED
STP_009 - Lot7 | Data Enrichment | MUF | OK | 2023-11-10 |  |  | 1110392 | 1110392 | 1412746 | AU_QM_000258231 |  | ERSA | M | 5915 | 1412746GZPCLNT100 | EA |  | BELLOW;6S.ACC093 | BELLOW;6S.ACC093 | BELLOW;MNFR: ,PTNO:6S.ACC093 |  | BELLOW;6S.ACC093BELLOW;6S.ACC093 | [15 empty] | 6S.ACC093 | [18 empty] | URL NOT FOUND | [9 empty] | Cleansed | 23153100 Industrial machinery components and accessories |  |  | BELLOW | NO MODIFIER | TYPE |  | SIZE |  | END CONNECTION |  | MATERIAL |  | OVERALL LENGTH |  | PRESSURE RATING |  | TEMPERATURE RATING |  | HAZARD CLASS |  | CERTIFICATION/STANDARD | [55 empty] | Production COMPLETED
STP_009 - Lot7 | Data Enrichment | MUF | OK | 2023-11-10 |  |  | 1111844 | 1111844 | 1422852 | AU_QM_000269224 |  | ERSA | M | 5915 | 1422852GZPCLNT100 | EA |  | BELLOW;3A.DIS1099 | BELLOW;3A.DIS1099 | BELLOW;MNFR: ,PTNO:3A.DIS1099 |  | BELLOW;3A.DIS1099BELLOW;3A.DIS1099 | [15 empty] | 3A.DIS1099 | [18 empty] | URL NOT FOUND | [9 empty] | Cleansed | 23153100 Industrial machinery components and accessories |  |  | BELLOW | NO MODIFIER | TYPE |  | SIZE |  | END CONNECTION |  | MATERIAL |  | OVERALL LENGTH |  | PRESSURE RATING |  | TEMPERATURE RATING |  | HAZARD CLASS |  | CERTIFICATION/STANDARD | [55 empty] | Production COMPLETED
STP_009 - Lot7 | Data Enrichment | MUF | OK | 2023-11-10 |  |  | 1111983 | 1111983 | 1420163 | AU_QM_000266286 |  | ERSA | M | 5915 | 1420163GZPCLNT100 | EA |  | CAMERA;M15-M15D-SEC | CAMERA;M15-M15D-SEC | CAMERA;MNFR: ,PTNO:M15-M15D-SEC |  | CAMERA;M15-M15D-SECCAMERA;M15-M15D-SEC | [16 empty] | MOBOTIX | M15-M15D-SEC | [16 empty] | https://www.mobotix.com/sites/default/files/2017-10/Mx_TS_M15_en_20170404.pdf | [9 empty] | Enriched | 45121504 Digital cameras |  |  | CAMERA | DIGITAL | TYPE | PROFESSIONAL OUTDOOR | MEMORY | 4 GB | POWER SUPPLY |  | RESOLUTION |  | FOCAL LENGTH |  | FLASH RANGE |  | ZOOM |  | LENS | DUAL | DIMENSIONS |  | DISPLAY TYPE |  | HAZARD CLASS |  | CERTIFICATION/STANDARD | [49 empty] | Production COMPLETED
STP_009 - Lot7 | Data Enrichment | MUF | OK | 2023-11-10 |  |  | 1112236 | 1112236 | 1401370 | AU_QM_000245882 |  | ERSA | M | 5915 | 1401370GZPCLNT100 | EA |  | CAMERA;211 538355 | CAMERA;211 538355 | CAMERA;MNFR: ,PTNO:211 538355 |  | CAMERA;211 538355CAMERA;211 538355 | [15 empty] | 211-538355 | [18 empty] | URL NOT FOUND | [9 empty] | Cleansed | 45121500 Cameras |  |  | CAMERA | NO MODIFIER | TYPE |  | MEGAPIXEL |  | POWER SUPPLY |  | RESOLUTION |  | FOCUS RANGE |  | FLASH RANGE |  | ZOOM |  | LENS |  | SIZE |  | DISPLAY SIZE |  | HAZARD CLASS |  | CERTIFICATION/STANDARD | [49 empty] | Production COMPLETED
STP_009 - Lot7 | Data Enrichment | MUF | OK | 2023-11-10 |  |  | 1113445 | 1113445 |  |  |  | ERSA | M | 4005 | 1572695GZPCLNT100 | EA |  | BEACON;RADIO EMERG,GPS,EPIRB,GME,MT600G | FARO; | BEACON;ADDITIONAL FEATURES EN:RADIO EMERG,GPS,EPIRB,GME,MT600G | FARO; |  |  |  | 1068652 @@ J BLACKWOOD & SONS | 2448837 | [12 empty] | GME | MT600GAUS | [12 empty] | J BLACKWOOD & SONS | 02448837 |  |  | https://www.blackwoods.com.au/electrical/radio-communication/handheld-radios/gme-mt600gaus-emergency-position-indicating-radio-beacon-epirb-manually-activated-10yr-battery-life-66-channel-gps-receiver-406mhz-yellow/p/02448837 | [9 empty] | Enriched | 41112900 Navigational equipment and instruments |  | BETTERY LIFE:10YRS,NUMBER OF CHANNEL:66 GPS RECEIVER | BEACON | NO MODIFIER | TYPE | EMERGENCY POSITION INDICATING RADIO | LAMP TYPE |  | FLASH RATE |  | VOLTAGE RATING |  | CAP/LENS COLOUR | YELLOW | FLASH TYPE |  | LAMP WATTAGE |  | LENS MATERIAL |  | SIZE |  | MOUNTING TYPE | TOP | HOUSING/BASE MATERIAL |  | HAZARD CLASS |  | CERTIFICATION/STANDARD | [47 empty] | Production COMPLETED
STP_009 - Lot7 | Data Enrichment | MUF | OK | 2023-11-10 |  |  | 1116819 | 1116819 | 1360791 | AU_QM_000158224 |  | ERSA | M | 5960 | 1360791GZPCLNT100 | EA |  | CAMERA;RECORDING, VIDEO,5 MPXL,IP6,CNW | CAMERA;RECORDING, VIDEO,5 MPXL,IP6,CNW | CAMERA;RECORDING, VIDEO,MEGAPIXEL:5 MPXL,RESOLUTION:1920 X 1080,3-9 MM VARI-FOCAL, P-IRIS,HAZARD CLASS:IP6,ADDITIONAL FEATURES EN: 25 FPS,MNFR:01)CNW,PTNO:01)IB8381-E |  | CAMERA-RECORDING,VIDEO: 5MP;25 FPS; IP67; BULLET CAMERA DAY NIGH |  |  | 1070338 @@ BGW TECHNOLOGIES | 1360791 | [12 empty] | VIVOTEK | IB8381-E | BGW TECHNOLOGIES | 1360791 | CNW | IB8381-E | [12 empty] | http://www.vivotek.com.my/product-vivotek-ib8381.html | http://www.vivotek.com.my/product-vivotek-ib8381.html | [8 empty] | Enriched | 45121504 Digital cameras |  | ENCLOSURE:IP67,IMAGE SENSOR:CMOS,MEMORY TYPE:SD/SDHC/SDXC | CAMERA | DIGITAL | TYPE | BULLET NETWORK,RECORDING, VIDEO | MEMORY | 512 MB RAM,256 MB FLASH | POWER SUPPLY | 24 VAC,12 VDC,12.13/10.86 W | RESOLUTION | 5 MP/2560 X 1920 PIXEL | FOCAL LENGTH | 3 TO 9 MM | FLASH RANGE |  | ZOOM | 48X DIGITAL | LENS | VARI-FOCAL | DIMENSIONS | 91 DIAX221 LG MM | DISPLAY TYPE | LED | HAZARD CLASS |  | CERTIFICATION/STANDARD | CE, FCC, LVD, UL, VCCI | [48 empty] | Production COMPLETED
STP_009 - Lot7 | Data Enrichment | MUF | OK | 2023-11-10 |  |  | 1121282 | 1121282 |  |  |  | ERSA | M | 5920 | 1587363GZPCLNT100 | EA |  | COUPLER;RIGID HIGH PRESSURE,114.3MM,BLK | ACOPLE; | COUPLER;TYPE:RIGID HIGH PRESSURE,SIZE:114.3MM,ADDITIONAL FEATURES EN:MODEL:HP-70ES,BLACK | ACOPLE; |  |  |  | 1068254 @@ MOUNT ISA MINING SUPPLIES P/L | C70ES0040ZZBEIE | [12 empty] | VICTAULIC | HP-70ES | MOUNT ISA MINING SUPPLIES P/L | C70ES0040ZZBEIE | [14 empty] | https://www.victaulic.com/products/style-hp-70es-endseal-high-pressure-coupling-for-plastic-coated-pipe/ | https://assets.victaulic.com/assets/uploads/literature/06.13.pdf | [8 empty] | Enriched | 40172604 Ductile iron pipe coupling |  |  | COUPLING | PIPE | TYPE | RIGID HIGH PRESSURE | NOMINAL SIZE | 2 TO 12 IN | END CONNECTION |  | PRESSURE RATING | 2500 PSI | MATERIAL | DUCTILE IRON | MATERIAL SPECIFICATION | ASTM A536, GRADE 65-45-12 | COATING/FINISH |  | TEMPERATURE RATING |  | HAZARD CLASS |  | CERTIFICATION/STANDARD | API,UL | [52 empty] | Production COMPLETED
STP_009 - Lot7 | Data Enrichment | MUF | OK | 2023-11-10 |  |  | 1121290 | 1121290 |  |  |  | ERSA | M | 2200 | 1587384GZPCLNT100 | EA |  | COUPLER;65 MM,B-PRESS XL WATER REPAIR | ACOPLE; | COUPLER;SIZE:65 MM,ADDITIONAL FEATURES EN:B-PRESS XL WATER REPAIR | ACOPLE; |  |  |  | 1068155 @@ REECE PTY LTD | 405121 | [14 empty] | REECE PTY LTD | 405121 | [14 empty] | https://www.reece.com.au/product/b-press-xl-water-repair-coupler-65mm-405121 | [9 empty] | Enriched | 40141700 Hardware and fittings | JOINING SYSTEM:B-PRESS XL | O-RING/SEAL MATERIAL:EPDM,PRESSURE RATING:1600 KPA,TEMPERATURE RATING:-35 TO 110 DEG C | COUPLER | NO MODIFIER | TYPE | WATER REPAIR | SIZE | 65 DIAX110 LG MM | MATERIAL | COPPER | HAZARD CLASS |  | CERTIFICATION/STANDARD | [63 empty] | Production COMPLETED
STP_009 - Lot7 | Data Enrichment | MUF | OK | 2023-11-10 |  |  | 1137033 | 1137033 | 1352494 | AU_QM_000140801 |  | ERSA | M | 4010 | 1352494GZPCLNT100 | EA |  | COLLET; | COLLET; | COLLET: COLLET; |  | COLLET:COLLET; |  |  | 1068305 @@ DON CLARK TRACTORS PTY LTD | 1352494 | [14 empty] | DON CLARK TRACTORS PTY LTD | 1352494 | [14 empty] | URL NOT FOUND | [9 empty] | Cleansed | 27112808 Collets |  |  | COLLET | NO MODIFIER | TYPE |  | HOLDING CAPACITY |  | COLLET SERIES |  | THREAD SIZE |  | SHAPE |  | MATERIAL |  | OVERALL SIZE |  | HAZARD CLASS |  | CERTIFICATION/STANDARD | [55 empty] | Production COMPLETED
STP_009 - Lot7 | Data Enrichment | MUF | OK | 2023-11-10 |  |  | 1137035 | 1137035 | 1352421 | AU_QM_000139825 |  | ERSA | M | 2000 | 1352421GZPCLNT100 | EA |  | CAT COUPLER ASSY;DEALER TOOL-GENERAL;PRE | CAT COUPLER ASSY;DEALER TOOL-GENERAL;PRE | COUPLER: CAT COUPLER ASSY;DEALER TOOL-GENERAL;PRE SS.TEST/LINES GRP;CATERPILLAR EQUIPMENT SERVICE |  | COUPLER:CAT COUPLER ASSY;DEALER TOOL-GENERAL;PRE |  |  | 1071831 @@ CUTTING EDGES PTY LTD | 6V4143CE | [12 empty] | CATERPILLAR | 6V4143CE | CUTTING EDGES PTY LTD | 6V4143CE | [14 empty] | https://parts.cat.com/en/catcorp/6V-4143 | [9 empty] | Enriched | 40172600 Pipe couplings | ASSEMBLY,DEALER TOOL-GENERAL PRESSURE TEST/LINES GROUP,CATERPILLAR EQUIPMENT SERVICE | HEX SIZE:21 MM | COUPLING | QUICK CONNECT | TYPE | STRAIGHT FLUID CARRYING | NOMINAL SIZE | 1/8 IN-27 TPI | END CONNECTION | NPTF | MATERIAL | PLATED STEEL | LENGTH | 44 MM | PRESSURE RATING |  | TEMPERATURE RATING |  | HAZARD CLASS |  | CERTIFICATION/STANDARD | [55 empty] | Production COMPLETED
STP_009 - Lot7 | Data Enrichment | MUF | OK | 2023-11-10 |  |  | 1137123 | 1137123 | 1385319 | AU_QM_000226076 |  | ERSA | M | 5960 | 1385319GZPCLNT100 | EA |  | CAMERA,WIDE ANGLE;CV-7000 REAR VISION S | CAMERA,WIDE ANGLE;CV-7000 REAR VISION S | CAMERA,TELEVISION: CAMERA,WIDE ANGLE;CV-7000 REAR VISION S YSTEM;MITSUBISHI; UNDERGROUND MOBILE EQ UIPMENT |  | CAMERA,TELEVISION:CAMERA,WIDE ANGLE;CV-7000 REAR VISIONS |  |  | 1070011 @@ REAR VISION SYSTEMS PTY LTD | 1385319 | 1071431 @@ REAR VISION SYSTEMS QLD | 1385319 | [8 empty] | REAR VISION SYSTEMS PTY LTD | 1385319 |  |  | REAR VISION SYSTEMS QLD | 1385319 | [14 empty] | URL NOT FOUND |  |  | UNDERGROUND MOBILE EQUIPMENT | [6 empty] | Cleansed | 45121500 Cameras | FOR MITSUBISHI CV-7000 REAR VISION S YSTEM |  | CAMERA | NO MODIFIER | TYPE | TELEVISION,WIDE ANGLE | MEGAPIXEL |  | POWER SUPPLY |  | RESOLUTION |  | FOCUS RANGE |  | FLASH RANGE |  | ZOOM |  | LENS |  | SIZE |  | DISPLAY SIZE |  | HAZARD CLASS |  | CERTIFICATION/STANDARD | [49 empty] | Production COMPLETED
STP_009 - Lot7 | Data Enrichment | MUF | OK | 2023-11-10 |  |  | 1137460 | 1137460 | 1437537 | AU_QM_000953984 |  | ERSA | M | 4500 | 1437537GZPCLNT100 | EA |  | CONTROL MASTER HYBRID COUPLER; | CONTROL MASTER HYBRID COUPLER; | COUPLER,TRANSMISSION LINE: CONTROL MASTER HYBRID COUPLER; 3 "N" TYPE CONNECTORS; MINING REMOTE COMMS; |  | COUPLER,TRANSMISSION LINE:CONTROL MASTER HYBRID COUPLER; | [34 empty] | URL NOT FOUND | [9 empty] | Cleansed | 40141700 Hardware and fittings | 3 "N" TYPE CONNECTOR, MINING REMOTE COMMS |  | COUPLER | NO MODIFIER | TYPE | TRANSMISSION LINE, CONTROL MASTER HYBRID | SIZE |  | MATERIAL |  | HAZARD CLASS |  | CERTIFICATION/STANDARD | [63 empty] | Production COMPLETED
STP_009 - Lot7 | Data Enrichment | MUF | OK | 2023-11-10 |  |  | 1146283 | 1146283 |  |  |  | ERSA | M | 1600 | 1535558GZPCLNT100 | EA |  | COUPLER,CBL;ETHERNET,IP,BUS,REF 28A3 | COUPLER,CBL;ETHERNET,IP,BUS,REF 28A3 | COUPLER,CBL;ADDITIONAL FEATURES:ETHERNET,IP,BUS,REF 28A3 |  |  |  |  | 1071949 @@ SAACKE AUSTRALIA PTY LTD | REF 28A3 | [10 empty] | SAACKE AUSTRALIA PTY LTD | REF 28A3 | [18 empty] | URL NOT FOUND | [9 empty] | Cleansed | 39121438 Automatic wire or cable connector |  |  | COUPLER | CABLE | TYPE |  | CONNECTION TYPE | ETHERNET,IP,BUS | CABLE TYPE |  | CONDUCTOR SIZE |  | MATERIAL |  | COATING/FINISH |  | SIZE |  | HAZARD CLASS |  | CERTIFICATION/STANDARD | [55 empty] | Production COMPLETED
STP_009 - Lot7 | Data Enrichment | MUF | OK | 2023-11-10 |  |  | 1146842 | 1146842 |  |  |  | ERSA | M | 4005 | 1533216GZPCLNT100 | EA |  | DRAIN;MOB,WASTE OIL,90L,L-OD90 | DRAIN;MOB,WASTE OIL,90L,L-OD90 | DRAIN;ADDITIONAL FEATURES:MOB,WASTE OIL,90L,L-OD90 |  |  |  |  | 1068391 @@ BOSS | L-OD90 | [12 empty] | MACNAUGHT | L-OD90 | BOSS | L-OD90 | [14 empty] | https://in.macnaught.com/waste-oil-drainer-90-litre | https://www.thebossshop.com.au/mobile-waste-oil-drainer-and-extractor-90l | [8 empty] | Enriched | 30181605 Drain | CAPACITY:90 L,MOBILE |  | DRAIN | NO MODIFIER | TYPE | WASTE OIL | NOMINAL SIZE |  | LENGTH |  | MATERIAL |  | END CONNECTION |  | COATING/FINISH |  | PRESSURE RATING | 0.85 BAR | TEMPERATURE RATING | 120 DEG C | HAZARD CLASS |  | CERTIFICATION/STANDARD | [53 empty] | Production COMPLETED
STP_009 - Lot7 | Data Enrichment | MUF | OK | 2023-11-10 |  |  | 1147110 | 1147110 |  |  |  | ERSA | M | 4090 | 1529929GZPCLNT100 | EA |  | BELLOW;EXPANSIO,200 TEB-FF-2400-L 235MM | BELLOW;EXPANSIO,200 TEB-FF-2400-L 235MM | BELLOW;ADDITIONAL FEATURES:EXPANSIO,200 TEB-FF-2400-L 235MM |  |  |  |  | 1068546 @@ KEYFLO PACIFIC PTY LTD | #200 TEB-FF-2400-L 235MM | [10 empty] | KEYFLO PACIFIC PTY LTD | 200 TEB-FF-2400-L 235MM | [18 empty] | URL NOT FOUND | [9 empty] | Cleansed | 23153100 Industrial machinery components and accessories |  |  | BELLOW | NO MODIFIER | TYPE | EXPANSION | SIZE | 235 MM | END CONNECTION |  | MATERIAL |  | OVERALL LENGTH |  | PRESSURE RATING |  | TEMPERATURE RATING |  | HAZARD CLASS |  | CERTIFICATION/STANDARD | [55 empty] | Production COMPLETED
STP_009 - Lot7 | Data Enrichment | MUF | OK | 2023-11-10 |  |  | 1149026 | 1149026 |  |  |  | ERSA | M | 2220 | 1532270GZPCLNT100 | EA |  | COUPLER;TAPER LOCK COUPLING HUB,E70M T/L | COUPLER;TAPER LOCK COUPLING HUB,E70M T/L | COUPLER;ADDITIONAL FEATURES:TAPER LOCK COUPLING HUB,E70M T/L |  |  |  |  | 1069953 @@ STATEWIDE BEARINGS | E70M T/L | [12 empty] | REXONORD | E70M T/L | STATEWIDE BEARINGS | E70M T/L | [14 empty] | https://www.rexnord.com/contentitems/techlibrary/documents/4000_ma4_catalog-(1) | https://www.etra.fi/en/e-70-m-tl-3535-hub-omega-10500015537 | [8 empty] | Enriched | 31163012 Coupling half | COUPLER |  | HUB | COUPLING | TYPE | TAPER LOCK | BORE DIAMETER | 31 TO 120 MM | HUB DIAMETER |  | LENGTH | 279 MM | MATERIAL |  | KEYWAY SIZE |  | LOCKING SCREW SIZE |  | SPEED RATING | 3500 RPM | TORQUE RATING | 2486/3108 NM | HAZARD CLASS |  | CERTIFICATION/STANDARD | [51 empty] | Production COMPLETED
STP_009 - Lot7 | Data Enrichment | MUF | OK | 2023-11-10 |  |  | 1149035 | 1149035 |  |  |  | ERSA | M | 2220 | 1532261GZPCLNT100 | EA |  | COUPLER;TAPER LOCK,COUPLING HU,E40M T/L | COUPLER;TAPER LOCK,COUPLING HU,E40M T/L | COUPLER;ADDITIONAL FEATURES:TAPER LOCK,COUPLING HU,E40M T/L |  |  |  |  | 1069953 @@ STATEWIDE BEARINGS | E40M T/L | [12 empty] | REXONORD | E40M T/L | STATEWIDE BEARINGS | E40M T/L | [14 empty] | https://www.rexnord.com/contentitems/techlibrary/documents/4000_ma4_catalog-(1) | [9 empty] | Enriched | 31163012 Coupling half | COUPLER |  | HUB | COUPLING | TYPE | TAPER LOCK | BORE DIAMETER | 26 TO 85 MM | HUB DIAMETER |  | LENGTH | 195 MM | MATERIAL |  | KEYWAY SIZE |  | LOCKING SCREW SIZE |  | SPEED RATING | 5000 RPM | TORQUE RATING | 622/778 NM | HAZARD CLASS |  | CERTIFICATION/STANDARD | [51 empty] | Production COMPLETED
STP_009 - Lot7 | Data Enrichment | MUF | OK | 2023-11-10 |  |  | 1149084 | 1149084 |  |  |  | ERSA | M | 2700 | 1532139GZPCLNT100 | EA |  | CAMERA;DESK,WEBCAM,CD-DSKCAM-C-WW | CAMERA;DESK,WEBCAM,CD-DSKCAM-C-WW | CAMERA;ADDITIONAL FEATURES:DESK,WEBCAM,CD-DSKCAM-C-WW |  |  |  |  | 1068639 @@ DATA #3 GROUP | CD-DSKCAM-C-WW | [12 empty] | CISCO | CD-DSKCAM-C-WW | DATA #3 GROUP | CD-DSKCAM-C-WW | [14 empty] | https://www.cisco.com/c/en/us/products/collateral/collaboration/datasheet-c78-744525.html | https://www.bechtle.com/de-en/shop/cisco-webex-desk-camera--4526660--p | [8 empty] | Enriched | 45121504 Digital cameras |  | INTERFACE:USB3.0,FIELD OF VIEW:81 DEG | CAMERA | DIGITAL | TYPE | DESK,WEBCAM | MEMORY | 16 GB | POWER SUPPLY |  | RESOLUTION | 4K | FOCAL LENGTH |  | FLASH RANGE |  | ZOOM | 10 X DIGITAL | LENS |  | DIMENSIONS | 90.64 WDX19.5 HTX41 DP MM | DISPLAY TYPE |  | HAZARD CLASS |  | CERTIFICATION/STANDARD | CE,UL 60950,CAN/CSA,IEC 60950/62368,AS/NZS CISPR32, EN61000-3-2/3,IEC 61000-3-2/3 | [48 empty] | Production COMPLETED
STP_009 - Lot7 | Data Enrichment | MUF | OK | 2023-11-10 |  |  | 1150691 | 1150691 | 1475110 | AU_QM_000190195 |  | ERSA | M | 5910 | 1475110GZPCLNT100 | EA |  | COUPLER;PIRTEK,14512 | COUPLER;PIRTEK,14512 |  |  | COUPLERQUICK RELEASE;1/8IN BSPTF |  |  | 1068632 @@ PIRTEK (TOWNSVILLE) P/L | 14512 | 1068095 @@ PIRTEK ISA FLUID CONNECTIONS PTY LT | 1475110 | [12 empty] | PIRTEK (TOWNSVILLE) P/L | 14512 | PIRTEK ISA FLUID CONNECTIONS PTY LT | 1475110 | [12 empty] | URL NOT FOUND | [9 empty] | Cleansed | 40141700 Hardware and fittings | CONNECTION TYPE:BSPTF |  | COUPLER | NO MODIFIER | TYPE | QUICK RELEASE | SIZE | 1/8 IN | MATERIAL |  | HAZARD CLASS |  | CERTIFICATION/STANDARD | [63 empty] | Production COMPLETED
STP_009 - Lot7 | Data Enrichment | MUF | OK | 2023-11-10 |  |  | 1150902 | 1150902 | 1473540 | AU_QM_000999333 |  | ERSA | M | 5955 | 1473540GZPCLNT100 | EA |  | COLLET;CAT,8R3931 | COLLET;CAT,8R3931 |  |  | COLLET:R1700/G BUCKET CONTROL GRP; | [16 empty] | CATERPILLAR | 8R3931 | [16 empty] | https://parts.cat.com/en/catcorp/8R-3931 | https://avspare.com/caterpillar/collet/8r3931/ |  |  |  | R1700/G |  |  |  |  | Enriched | 27112808 Collets | BUCKET CONTROL GROUP | CENTER HOLE FORM:THREADED,GAGE DIAMETER:159 MM | COLLET | NO MODIFIER | TYPE | PIN RETAINER | HOLDING CAPACITY |  | COLLET SERIES |  | THREAD SIZE |  | SHAPE |  | MATERIAL | DUCTILE IRON | OVERALL SIZE | 178 ODX118 LG MM | HAZARD CLASS |  | CERTIFICATION/STANDARD | [55 empty] | Production COMPLETED
STP_009 - Lot7 | Data Enrichment | MUF | OK | 2023-11-10 |  |  | 1152032 | 1152032 |  |  |  | ERSA | M | 4075 | 1535052GZPCLNT100 | EA |  | COUPLER;B-PRESS WATER REPAIR,100M,405123 | COUPLER;B-PRESS WATER REPAIR,100M,405123 | COUPLER;ADDITIONAL FEATURES:B-PRESS WATER REPAIR,100M,405123 |  |  |  |  | 1068155 @@ REECE PTY LTD | 405123 | [12 empty] | REECE PTY LTD | 405123 | [16 empty] | https://www.reece.com.au/product/b-press-xl-water-repair-coupler-100mm-405123 | [9 empty] | Enriched | 40141700 Hardware and fittings | JOINING SYSTEM:B-PRESS | O-RING/SEAL MATERIAL:EPDM,PRESSURE RATING:1600 KPA,TEMPERATURE RATING:-35 TO 110 DEG C | COUPLER | NO MODIFIER | TYPE | WATER REPAIR | SIZE | 100 DIAX144 LG MM | MATERIAL | COPPER | HAZARD CLASS |  | CERTIFICATION/STANDARD | [63 empty] | Production COMPLETED
STP_009 - Lot7 | Data Enrichment | MUF | OK | 2023-11-10 |  |  | 1152051 | 1152051 |  |  |  | ERSA | M | 4075 | 1535033GZPCLNT100 | EA |  | COUPLER;B-PRESS WATER REPAIR,32MM,404664 | COUPLER;B-PRESS WATER REPAIR,32MM,404664 | COUPLER;ADDITIONAL FEATURES:B-PRESS WATER REPAIR,32MM,404664 |  |  |  |  | 1068155 @@ REECE PTY LTD | 404664 | [12 empty] | REECE PTY LTD | 404664 | [16 empty] | https://www.reece.com.au/product/b-press-water-repair-coupler-32mm-404664?query=404664 | [9 empty] | Enriched | 40141700 Hardware and fittings | JOINING SYSTEM:B-PRESS | O-RING/SEAL MATERIAL:EPDM,PRESSURE RATING:1600 KPA,TEMPERATURE RATING:-35 TO 110 DEG C | COUPLER | NO MODIFIER | TYPE | WATER REPAIR | SIZE | 32 DIAX53 LG MM | MATERIAL | COPPER | HAZARD CLASS |  | CERTIFICATION/STANDARD | [63 empty] | Production COMPLETED
STP_009 - Lot7 | Data Enrichment | MUF | OK | 2023-11-10 |  |  | 1152052 | 1152052 |  |  |  | ERSA | M | 4075 | 1535032GZPCLNT100 | EA |  | COUPLER;B-PRESS WATER REPAIR,25MM,404663 | COUPLER;B-PRESS WATER REPAIR,25MM,404663 | COUPLER;ADDITIONAL FEATURES:B-PRESS WATER REPAIR,25MM,404663 |  |  |  |  | 1068155 @@ REECE PTY LTD | 404663 | [12 empty] | REECE PTY LTD | 404663 | [16 empty] | https://www.reece.com.au/product/b-press-water-repair-coupler-25mm-404663?query=404663 | [9 empty] | Enriched | 40141700 Hardware and fittings | JOINING SYSTEM:B-PRESS | O-RING/SEAL MATERIAL:EPDM,PRESSURE RATING:1600 KPA,TEMPERATURE RATING:-35 TO 110 DEG C | COUPLER | NO MODIFIER | TYPE | WATER REPAIR | SIZE | 25 DIAX49 LG MM | MATERIAL | COPPER | HAZARD CLASS |  | CERTIFICATION/STANDARD | [63 empty] | Production COMPLETED
STP_009 - Lot7 | Data Enrichment | MUF | OK | 2023-11-10 |  |  | 1152053 | 1152053 |  |  |  | ERSA | M | 4075 | 1535031GZPCLNT100 | EA |  | COUPLER;B-PRESS WATER REPAIR,20MM,404662 | COUPLER;B-PRESS WATER REPAIR,20MM,404662 | COUPLER;ADDITIONAL FEATURES:B-PRESS WATER REPAIR,20MM,404662 |  |  |  |  | 1068155 @@ REECE PTY LTD | 404662 | [12 empty] | REECE PTY LTD | 404662 | [16 empty] | https://www.reece.com.au/product/b-press-water-repair-coupler-20mm-404662?query=404662 | [9 empty] | Enriched | 40141700 Hardware and fittings | JOINING SYSTEM:B-PRESS | O-RING/SEAL MATERIAL:EPDM,PRESSURE RATING:1600 KPA,TEMPERATURE RATING:-35 TO 110 DEG C | COUPLER | NO MODIFIER | TYPE | WATER REPAIR | SIZE | 20 DIAX47 LG MM | MATERIAL | COPPER | HAZARD CLASS |  | CERTIFICATION/STANDARD | [63 empty] | Production COMPLETED
STP_009 - Lot7 | Data Enrichment | MUF | OK | 2023-11-10 |  |  | 1152054 | 1152054 |  |  |  | ERSA | M | 4075 | 1535030GZPCLNT100 | EA |  | COUPLER;B-PRESS WATER REPAIR,15MM,404661 | COUPLER;B-PRESS WATER REPAIR,15MM,404661 | COUPLER;ADDITIONAL FEATURES:B-PRESS WATER REPAIR,15MM,404661 |  |  |  |  | 1068155 @@ REECE PTY LTD | 404661 | [12 empty] | REECE PTY LTD | 404661 | [16 empty] | https://www.reece.com.au/product/b-press-water-repair-coupler-15mm-404661?query=404661 | [9 empty] | Enriched | 40141700 Hardware and fittings | JOINING SYSTEM:B-PRESS | O-RING/SEAL MATERIAL:EPDM,PRESSURE RATING:1600 KPA,TEMPERATURE RATING:-35 TO 110 DEG C | COUPLER | NO MODIFIER | TYPE | WATER REPAIR | SIZE | 15 DIAX39 LG MM | MATERIAL | COPPER | HAZARD CLASS |  | CERTIFICATION/STANDARD | [63 empty] | Production COMPLETED
STP_009 - Lot7 | Data Enrichment | MUF | OK | 2023-11-10 |  |  | 1152394 | 1152394 |  |  |  | ERSA | M | 4075 | 1534215GZPCLNT100 | EA |  | DRAIN;BASE (STD) P+W 32/40MMX80M,2260938 | DRAIN;BASE (STD) P+W 32/40MMX80M,2260938 | DRAIN;ADDITIONAL FEATURES:BASE (STD) P+W 32/40MMX80M,2260938 |  |  |  |  | 1068155 @@ REECE PTY LTD | 2260938 | [12 empty] | REECE PTY LTD | 2260938 | [16 empty] | https://www.reece.com.au/product/base-32mm-40mm-x-80mm-plug-waste-no-overflow-2260938 | [9 empty] | Enriched | 40141700 Hardware and fittings | 30/40X80 MM PLUG AND WASTE,DRAIN | COLOUR:CHROME,WASTE TYPE:NON OVERFLOW | BASE | NO MODIFIER | TYPE | STANDARD | SIZE |  | MATERIAL |  | HAZARD CLASS |  | CERTIFICATION/STANDARD | [63 empty] | Production COMPLETED
STP_009 - Lot7 | Data Enrichment | MUF | OK | 2023-11-10 |  |  | 1152400 | 1152400 |  |  |  | ERSA | M | 4075 | 1534209GZPCLNT100 | EA |  | DRAIN;P&W P.V.C. 40MM S/S,204005 | DRAIN;P&W P.V.C. 40MM S/S,204005 | DRAIN;ADDITIONAL FEATURES:P&W P.V.C. 40MM S/S,204005 |  |  |  |  | 1068155 @@ REECE PTY LTD | 204005 | [12 empty] | REECE PTY LTD | 204005 | [16 empty] | https://www.reece.com.au/product/plug-waste-pvc-40mm-stainless-steel-204005 | [9 empty] | Cleansed | 30181605 Drain |  |  | DRAIN | NO MODIFIER | TYPE | PLUG AND WASTE | NOMINAL SIZE | 40 MM | LENGTH |  | MATERIAL | STAINLESS STEEL,PVC | END CONNECTION |  | COATING/FINISH |  | PRESSURE RATING |  | TEMPERATURE RATING |  | HAZARD CLASS |  | CERTIFICATION/STANDARD | [53 empty] | Production COMPLETED
STP_009 - Lot7 | Data Enrichment | MUF | OK | 2023-11-10 |  |  | 1152931 | 1152931 | 1474275 | AU_QM_000139254 |  | ERSA | M | 4010 | 1474275GZPCLNT100 | EA |  | COLLET;CUTTEDGE,8R3946CE | COLLET;CUTTEDGE,8R3946CE |  |  | COLLET:R1300 CYLINDER PIN COLLET;ELPHINSTONE R1 |  |  | 1071831 @@ CUTTING EDGES PTY LTD | 8R3946CE | [10 empty] | CUTTING EDGES PTY LTD | 8R3946CE | [18 empty] | URL NOT FOUND |  |  |  | ELPHINSTONE | R1300 |  |  |  |  | Cleansed | 27112808 Collets |  |  | COLLET | NO MODIFIER | TYPE | CYLINDER PIN | HOLDING CAPACITY |  | COLLET SERIES |  | THREAD SIZE |  | SHAPE |  | MATERIAL |  | OVERALL SIZE |  | HAZARD CLASS |  | CERTIFICATION/STANDARD | [55 empty] | Production COMPLETED
STP_009 - Lot7 | Data Enrichment | MUF | OK | 2023-11-10 |  |  | 1152939 | 1152939 | 1474221 | AU_QM_000002287 |  | ERSA | M | 4500 | 1474221GZPCLNT100 | EA |  | DCS AIH V-NET COUPLER UNIT; | DCS AIH V-NET COUPLER UNIT; |  |  | COUPLER,TRANSMISSION LINE:DCS AIH V-NET COUPLER UNIT; |  |  | 1068101 @@ YOKOGAWA AUSTRALIA PTY LTD | AIP503 | [14 empty] | YOKOGAWA AUSTRALIA PTY LTD | AIP503 | [14 empty] | https://www.classicautomation.com/Part/aip503 | [9 empty] | Cleansed | 32101517 Couplers | UNIT |  | COUPLER | NO MODIFIER | TYPE | DCS AIH V-NET,TRANSMISSION LINE | SIZE |  | MATERIAL |  | HAZARD CLASS |  | CERTIFICATION/STANDARD | [63 empty] | Production COMPLETED
STP_009 - Lot7 | Data Enrichment | MUF | OK | 2023-11-10 |  |  | 1153169 | 1153169 |  |  |  | ERSA | M | 4075 | 1534429GZPCLNT100 | EA |  | DRAIN;STORM,1M,C/W BLACK PLASTIC,903200 | DRAIN;STORM,1M,C/W BLACK PLASTIC,903200 | DRAIN;ADDITIONAL FEATURES:STORM,1M,C/W BLACK PLASTIC,903200 |  |  |  |  | 1068155 @@ REECE PTY LTD | 903200 | [12 empty] | REECE PTY LTD | 903200 | [16 empty] | https://www.reece.com.au/product/1mtr-storm-drain-with-black-plastic-grate-903200 | [9 empty] | Enriched | 30181605 Drain |  | SIZE:120 WDX129 HT MM,C/W BLACK PLASTIC GRATE | DRAIN | NO MODIFIER | TYPE | STORM | NOMINAL SIZE |  | LENGTH | 1 M | MATERIAL |  | END CONNECTION |  | COATING/FINISH | BLACK | PRESSURE RATING |  | TEMPERATURE RATING |  | HAZARD CLASS |  | CERTIFICATION/STANDARD | [53 empty] | Production COMPLETED
STP_009 - Lot7 | Data Enrichment | MUF | OK | 2023-11-10 |  |  | 1153288 | 1153288 |  |  |  | ERSA | M | 4075 | 1534306GZPCLNT100 | EA |  | DRAIN;POSH/BASE 90 X 50 SINK BAS,9504690 | DRAIN;POSH/BASE 90 X 50 SINK BAS,9504690 | DRAIN;ADDITIONAL FEATURES:POSH/BASE 90 X 50 SINK BAS,9504690 |  |  |  |  | 1068155 @@ REECE PTY LTD | 9504690 | [12 empty] | REECE PTY LTD | 9504690 | [16 empty] | https://www.reece.com.au/product/posh-base-90mm-x-50mm-sink-basket-plug-waste-9504690 | [9 empty] | Enriched | 30181500 Sanitary ware | POSH/BASE,DRAIN | PLUG AND WASTE | BASKET | NO MODIFIER | TYPE | SINK | CAPACITY |  | SIZE | 90X50 MM | MATERIAL | POLISHED STAINLESS STEEL 304 | HAZARD CLASS |  | CERTIFICATION/STANDARD | [61 empty] | Production COMPLETED
STP_009 - Lot7 | Data Enrichment | MUF | OK | 2023-11-10 |  |  | 1153291 | 1153291 |  |  |  | ERSA | M | 4075 | 1534302GZPCLNT100 | EA |  | DRAIN;POSH SOLUS 90 X 50 SINK BA,2000099 | DRAIN;POSH SOLUS 90 X 50 SINK BA,2000099 | DRAIN;ADDITIONAL FEATURES:POSH SOLUS 90 X 50 SINK BA,2000099 |  |  |  |  | 1068155 @@ REECE PTY LTD | 2000099 | [12 empty] | REECE PTY LTD | 2000099 | [16 empty] | https://www.reece.com.au/product/posh-solus-90mm-x-50mm-sink-basket-plug-waste-2000099 | [9 empty] | Enriched | 30181500 Sanitary ware | BRAND:POSH SOLUS,DRAIN | PLUG AND WASTE | BASKET | NO MODIFIER | TYPE | SINK | CAPACITY |  | SIZE | 90X50 MM | MATERIAL |  | HAZARD CLASS |  | CERTIFICATION/STANDARD | [61 empty] | Production COMPLETED
STP_009 - Lot7 | Data Enrichment | MUF | OK | 2023-11-10 |  |  | 1154196 | 1154196 |  |  |  | ERSA | M | 5910 | 1515206GZPCLNT100 | EA |  | COUPLER;HOSE,FEM,1 IN,ECONO,K333D-025-SS | COUPLER;HOSE,FEM,1 IN,ECONO,K333D-025-SS | COUPLER;ADDITIONAL FEATURES:HOSE,FEM,1 IN,ECONO,K333D-025-SS | [18 empty] | PRITEK | K333D-025-SS | [16 empty] | https://www.pirtek.com.au/-/media/feature/products/sect-j-industrial-fittings-rev-g.pdf | [9 empty] | Enriched | 40141734 Hose fitting | BRAND:ECONOLOCK,HOSE | SIZE:24 IDX 64 OD MM | COUPLING | HOSE | TYPE |  | NOMINAL SIZE | 1 IN | LENGTH | 68 MM | END CONNECTION | FEMALE BSPT | PRESSURE RATING |  | MATERIAL | STAINLESS STEEL 316 | MATERIAL SPECIFICATION |  | COATING/FINISH |  | SCHEDULE/WALL THICKNESS |  | TEMPERATURE RATING |  | HAZARD CLASS |  | CERTIFICATION/STANDARD | [49 empty] | Production COMPLETED
STP_009 - Lot7 | Data Enrichment | MUF | OK | 2023-11-10 |  |  | 1155293 | 1155293 |  |  |  | ERSA | M | 2800 | 1509434GZPCLNT100 | EA |  | COUPLER;QUICK COUPLER MA,SVP-A-23086-014 | COUPLER;QUICK COUPLER MA,SVP-A-23086-014 | COUPLER;ADDITIONAL FEATURES:QUICK COUPLER MA,SVP-A-23086-014 | [17 empty] | SVP-A-23086-014 | [18 empty] | URL NOT FOUND | [9 empty] | Cleansed | 40141700 Hardware and fittings | CONNECTION TYPE:MALE |  | COUPLER | NO MODIFIER | TYPE | QUICK | SIZE |  | MATERIAL |  | HAZARD CLASS |  | CERTIFICATION/STANDARD | [63 empty] | Production COMPLETED
STP_009 - Lot7 | Data Enrichment | MUF | OK | 2023-11-10 |  |  | 1155294 | 1155294 |  |  |  | ERSA | M | 2800 | 1509433GZPCLNT100 | EA |  | COUPLER;QUICK COUPLER MALE;SVP ,SVP-A-12 | COUPLER;QUICK COUPLER MALE;SVP ,SVP-A-12 | COUPLER;ADDITIONAL FEATURES:QUICK COUPLER MALE;SVP ,SVP-A-12 | [17 empty] | SVP-A-12 | [18 empty] | URL NOT FOUND | [9 empty] | Cleansed | 40141700 Hardware and fittings | SERIES:SVP,CONNECTION TYPE:MALE |  | COUPLER | NO MODIFIER | TYPE | QUICK | SIZE |  | MATERIAL |  | HAZARD CLASS |  | CERTIFICATION/STANDARD | [63 empty] | Production COMPLETED
STP_009 - Lot7 | Data Enrichment | MUF | OK | 2023-11-10 |  |  | 1155295 | 1155295 |  |  |  | ERSA | M | 2800 | 1509432GZPCLNT100 | EA |  | COUPLER;QUICK COUPLER MALE;SP & ,SP-A-19 | COUPLER;QUICK COUPLER MALE;SP & ,SP-A-19 | COUPLER;ADDITIONAL FEATURES:QUICK COUPLER MALE;SP & ,SP-A-19 | [17 empty] | SP-A-19 | [18 empty] | URL NOT FOUND | [9 empty] | Cleansed | 40141700 Hardware and fittings | SERIES:SP,CONNECTION TYPE:MALE |  | COUPLER | NO MODIFIER | TYPE | QUICK | SIZE |  | MATERIAL |  | HAZARD CLASS |  | CERTIFICATION/STANDARD | [63 empty] | Production COMPLETED
STP_009 - Lot7 | Data Enrichment | MUF | OK | 2023-11-10 |  |  | 1155340 | 1155340 |  |  |  | ERSA | M | 2800 | 1509215GZPCLNT100 | EA |  | COUPLER; QUICK COUPLER MA,SP-A-23086-014 | COUPLER; QUICK COUPLER MA,SP-A-23086-014 | COUPLER;ADDITIONAL FEATURES: QUICK COUPLER MA,SP-A-23086-014 | [17 empty] | SP-A-23086-014 | [18 empty] | URL NOT FOUND | [9 empty] | Cleansed | 40141700 Hardware and fittings | CONNECTION TYPE:MALE |  | COUPLER | NO MODIFIER | TYPE | QUICK | SIZE |  | MATERIAL |  | HAZARD CLASS |  | CERTIFICATION/STANDARD | [63 empty] | Production COMPLETED
STP_009 - Lot7 | Data Enrichment | MUF | OK | 2023-11-10 |  |  | 1155341 | 1155341 |  |  |  | ERSA | M | 2800 | 1509214GZPCLNT100 | EA |  | COUPLER; QUICK COUPLER F,SVP-P-23083-012 | COUPLER; QUICK COUPLER F,SVP-P-23083-012 | COUPLER;ADDITIONAL FEATURES: QUICK COUPLER F,SVP-P-23083-012 | [17 empty] | SVP-P-23083-012 | [18 empty] | URL NOT FOUND | [9 empty] | Cleansed | 40141700 Hardware and fittings | CONNECTION TYPE:FEMALE |  | COUPLER | NO MODIFIER | TYPE | QUICK | SIZE |  | MATERIAL |  | HAZARD CLASS |  | CERTIFICATION/STANDARD | [63 empty] | Production COMPLETED
STP_009 - Lot7 | Data Enrichment | MUF | OK | 2023-11-10 |  |  | 1155342 | 1155342 |  |  |  | ERSA | M | 2800 | 1509213GZPCLNT100 | EA |  | COUPLER; QUICK COUPLER FE,SP-P-23083-012 | COUPLER; QUICK COUPLER FE,SP-P-23083-012 | COUPLER;ADDITIONAL FEATURES: QUICK COUPLER FE,SP-P-23083-012 | [17 empty] | SP-P-23083-012 | [18 empty] | URL NOT FOUND | [9 empty] | Cleansed | 40141700 Hardware and fittings | CONNECTION TYPE:FEMALE |  | COUPLER | NO MODIFIER | TYPE | QUICK | SIZE |  | MATERIAL |  | HAZARD CLASS |  | CERTIFICATION/STANDARD | [63 empty] | Production COMPLETED
STP_009 - Lot7 | Data Enrichment | MUF | OK | 2023-11-10 |  |  | 1157637 | 1157637 | 1348723 | AU_QM_000024687 |  | ERSA | M | 5960 | 1348723GZPCLNT100 | EA |  | CAMERA;RECORDING, VIDEO,24 VAC, 12 VDC | CAMERA;RECORDING, VIDEO,24 VAC, 12 VDC | CAMERA;RECORDING, VIDEO,24 VAC, 12 VDC,ADDITIONAL FEATURES EN:COLOUR, DIGITAL,MNFR:01)CNW,PTNO:01)PANWV-CP504E |  | CAMERA-RECORDING,VIDEO: COLOUR;DIGITAL; | [16 empty] | PANASONIC | WV-CP504E | CNW | PANWV-CP504E | [14 empty] | https://www.panasonic.com/content/dam/Panasonic/support_manual/Network_&_IP_Products/English/WV-CP500G_504_OI_1_.pdf | https://esaitech.com/products/panasonic-wv-cp504e-600tvl-wide-dynamic-cctv-security-box-network-camera | [8 empty] | Enriched | 45121504 Digital cameras |  | MOUNTING TYPE:BRACKET | CAMERA | DIGITAL | TYPE | COLOUR CCTV SECURITY BOX NETWOR,RECORDING, VIDEO | MEMORY |  | POWER SUPPLY | 24 VAC,12 VDC,310 MA,60 HZ,3.6 W | RESOLUTION | 600 TVL | FOCAL LENGTH | 2.7 TO 12 MM | FLASH RANGE |  | ZOOM |  | LENS | INFRARED | DIMENSIONS |  | DISPLAY TYPE |  | HAZARD CLASS |  | CERTIFICATION/STANDARD | [49 empty] | Production COMPLETED
STP_009 - Lot7 | Data Enrichment | MUF | OK | 2023-11-10 |  |  | 1169763 | 1169763 | 1467166 | AU_QM_007126925 |  | ERSA | M | 5920 | 1467166GZPCLNT100 | EA |  | BELLOW;PRESSURE | BELLOW;PRESSURE | BELLOW;TYPE:PRESSURE,MNFR:01)SULZER,PTNO:01)837214613001 |  | BELLOWS,PRESSURE: RENKE AGMA 421-06 GEAR REDUCER; |  |  | 1070679 @@ MAN ENERGY SOLUTIONS | 837214613001 | [10 empty] | SULZER | 837214613001 |  |  | MAN ENERGY SOLUTIONS | 837214613001 | [14 empty] | URL NOT FOUND | [9 empty] | Cleansed | 23153100 Industrial machinery components and accessories | FOR RENKE AGMA 421-06 GEAR REDUCER |  | BELLOW | NO MODIFIER | TYPE | PRESSURE | SIZE |  | END CONNECTION |  | MATERIAL |  | OVERALL LENGTH |  | PRESSURE RATING |  | TEMPERATURE RATING |  | HAZARD CLASS |  | CERTIFICATION/STANDARD | [55 empty] | Production COMPLETED
STP_009 - Lot7 | Data Enrichment | MUF | OK | 2023-11-10 |  |  | 1180546 | 1180546 |  |  |  | ERSA | M | 4500 | 1514442GZPCLNT100 | EA |  | CAMERA;CONFERENCE,AC,4K | CAMARA; | CAMERA;TYPE:CONFERENCE,POWER SUPPLY:AC,RESOLUTION:4K | CAMARA; |  |  |  | 1068541 @@ DATACOM SYSTEMS (AU) PTY LTD- | 1514442 | [10 empty] | DATACOM SYSTEMS (AU) PTY LTD- | 1514442 | [18 empty] | URL NOT FOUND | [9 empty] | Cleansed | 45121500 Cameras | POWER SUPPLY TYPE:AC |  | CAMERA | NO MODIFIER | TYPE | CONFERENCE | MEGAPIXEL |  | POWER SUPPLY |  | RESOLUTION | 4K | FOCUS RANGE |  | FLASH RANGE |  | ZOOM |  | LENS |  | SIZE |  | DISPLAY SIZE |  | HAZARD CLASS |  | CERTIFICATION/STANDARD | [49 empty] | Production COMPLETED
STP_009 - Lot7 | Data Enrichment | MUF | OK | 2023-11-10 |  |  | 1180700 | 1180700 |  |  |  | ERSA | M | 1600 | 1574299GZPCLNT100 | EA |  | BEACON;LED GRN,WERMA BMW 853,115-230VAC | FARO; | BEACON;ADDITIONAL FEATURES EN:LED GRN,WERMA BMW 853,115-230VAC SURFACE/WALL MOUNT | FARO; |  |  |  | 1068740 @@ METAL MANUFACTURES PTY LTD | RSC746-5019 | [12 empty] | WERMA | BMW 853 | METAL MANUFACTURES PTY LTD | RSC746-5019 | [14 empty] | https://rs-catalog.ru/7465035.html | [9 empty] | Enriched | 41112900 Navigational equipment and instruments |  | LIGHT EFFECT:BLINK,TEMPERATURE RATING:-25 TO 50 DEG C | BEACON | NO MODIFIER | TYPE |  | LAMP TYPE | LED | FLASH RATE |  | VOLTAGE RATING | 115 TO 230 VAC,24 VDC | CAP/LENS COLOUR | GREEN | FLASH TYPE |  | LAMP WATTAGE |  | LENS MATERIAL |  | SIZE | 85 LGX85 WDX71 MM | MOUNTING TYPE | SURFACE/WALL | HOUSING/BASE MATERIAL |  | HAZARD CLASS |  | CERTIFICATION/STANDARD | [47 empty] | Production COMPLETED
STP_009 - Lot7 | Data Enrichment | MUF | OK | 2023-11-10 |  |  | 1180701 | 1180701 |  |  |  | ERSA | M | 1600 | 1574298GZPCLNT100 | EA |  | BEACON;LED RED,WERMA BMW 853,115-230VAC | FARO; | BEACON;ADDITIONAL FEATURES EN:LED RED,WERMA BMW 853,115-230VAC SURFACE/WALL MOUNT | FARO; |  |  |  | 1068740 @@ METAL MANUFACTURES PTY LTD | RSC746-5016 | [12 empty] | WERMA | BMW 853 | METAL MANUFACTURES PTY LTD | RSC746-5016 | [14 empty] | https://rs-catalog.ru/7465035.html | [9 empty] | Enriched | 41112900 Navigational equipment and instruments |  | LIGHT EFFECT:BLINK,TEMPERATURE RATING:-25 TO 50 DEG C | BEACON | NO MODIFIER | TYPE |  | LAMP TYPE | LED | FLASH RATE |  | VOLTAGE RATING | 115 TO 230 VAC,24 VDC | CAP/LENS COLOUR | RED | FLASH TYPE |  | LAMP WATTAGE |  | LENS MATERIAL |  | SIZE |  | MOUNTING TYPE | SURFACE/WALL | HOUSING/BASE MATERIAL |  | HAZARD CLASS |  | CERTIFICATION/STANDARD | [47 empty] | Production COMPLETED
STP_009 - Lot7 | Data Enrichment | MUF | OK | 2023-11-10 |  |  | 1181240 | 1181240 |  |  |  | ERSA | M | 4090 | 1567933GZPCLNT100 | EA |  | CAMERA;DGTL,BATRY,24.1MP,CANON EOS | CAMARA; | CAMERA;TYPE:DIGITAL,POWER SUPPLY:BATTERY,RESOLUTION:24.1MP,ADDITIONAL FEATURES EN:CANON,EOS,M50,MK II,EF-M,15-45MM,CANON EOS | CAMARA; |  |  |  | 1070300 @@ HARVEY NORMAN FURNITURE MT ISA | M50IIKIS | [12 empty] | CANON | M50IIKIS | HARVEY NORMAN FURNITURE MT ISA | M50IIKIS | [14 empty] | https://in.canon/en/consumer/eos-m50-mark-ii-ef-m15-45mm-f-3-5-6-3-is-stm/product | https://imaginext.co.in/products/canon-eos-m50-mark-ii-mirrorless-camera-with-15-45mm-lens-black | [8 empty] | Cleansed | 45121504 Digital cameras | MODEL:MK II,EF-M,POWER SUPPLY TYPE:BATTERY,LENS SIZE:15 TO 45 MM |  | CAMERA | DIGITAL | TYPE | ELECTRO OPTICAL SYSTEM | MEMORY |  | POWER SUPPLY |  | RESOLUTION | 24.1 MP | FOCAL LENGTH |  | FLASH RANGE |  | ZOOM |  | LENS |  | DIMENSIONS |  | DISPLAY TYPE |  | HAZARD CLASS |  | CERTIFICATION/STANDARD | [49 empty] | Production COMPLETED
STP_009 - Lot7 | Data Enrichment | MUF | OK | 2023-11-10 |  |  | 1181245 | 1181245 |  |  |  | ERSA | M | 4090 | 1567928GZPCLNT100 | EA |  | CAMERA;DGTL,BATRY,23 MP,CHDHX-101-RW | CAMARA; | CAMERA;TYPE:DIGITAL,POWER SUPPLY:BATTERY,RESOLUTION:23 MP,ADDITIONAL FEATURES EN:CHDHX-101-RW,WATERPROOF,WIFI,BT,GPS,USB-C, BATTERY 1720 MAH | CAMARA; |  |  |  | 1070300 @@ HARVEY NORMAN FURNITURE MT ISA | CHDHX-101-RW | [14 empty] | HARVEY NORMAN FURNITURE MT ISA | CHDHX-101-RW | [14 empty] | https://oxygendigitalshop.com/gopro-hero-10-chdhx-101-rw-black.html | https://revvsters.com/product/gopro-hero10-black/ | [8 empty] | Enriched | 45121504 Digital cameras | POWER SUPPLY TYPE:BATTERY 1720 MAH,WATERPROOF,CONNECTOR TYPE:WIFI,BT,GPS,USB-C | COLOR:BLACK,FLASH MEMORY TYPE:SD | CAMERA | DIGITAL | TYPE | ACTION | MEMORY |  | POWER SUPPLY |  | RESOLUTION | 23 MP | FOCAL LENGTH | 28 MM | FLASH RANGE |  | ZOOM | 1X OPTICAL,4X DIGITAL | LENS |  | DIMENSIONS | 2.9X4.8X6.6 CM | DISPLAY TYPE | LCD | HAZARD CLASS |  | CERTIFICATION/STANDARD | [49 empty] | Production COMPLETED
STP_009 - Lot7 | Data Enrichment | MUF | OK | 2023-11-10 |  |  | 1181284 | 1181284 |  |  |  | ERSA | M | 4080 | 1567887GZPCLNT100 | EA |  | COUPLER;48MM,SWVL,DROP FORGED,GALV | ACOPLE; | COUPLER;SIZE:48MM,ADDITIONAL FEATURES EN:SWIVEL,DROP FORGED,GALVANIZED | ACOPLE; |  |  |  | 1068115 @@ ELLIOTT TIMBER SALES PTY LTD | SPSC48 | [10 empty] | ELLIOTT TIMBER SALES PTY LTD | SPSC48 | [18 empty] | URL NOT FOUND | [9 empty] | Cleansed | 40141700 Hardware and fittings | FINISH:GALVANIZED,PROCESS:DROP FORGED |  | COUPLER | NO MODIFIER | TYPE | SWIVEL | SIZE | 48 MM | MATERIAL |  | HAZARD CLASS |  | CERTIFICATION/STANDARD | [63 empty] | Production COMPLETED
STP_009 - Lot7 | Data Enrichment | MUF | OK | 2023-11-10 |  |  | 1182156 | 1182156 |  |  |  | ERSA | M | 1600 | 1566375GZPCLNT100 | EA |  | COUPLER;15MM,CTE15,EARTH RODS | ACOPLE; | COUPLER;SIZE:15MM,ADDITIONAL FEATURES EN:CTE15,EARTH RODS,PLP,D-CCT15 | ACOPLE; | [17 empty] | PLP | D-CCT15 | [16 empty] | https://plp.com/au/images/pdfs/Energy/Substations/Substations-Protection-Earthing.pdf | [9 empty] | Cleansed | 31163000 Couplings | SIZE:15 MM,FOR P/N CTE15 |  | COUPLING | ROD | TYPE | EARTH | THREAD SIZE |  | LENGTH |  | LOAD RATING |  | MATERIAL |  | FINISH |  | CERTIFICATION/STANDARD | [59 empty] | Production COMPLETED
STP_009 - Lot7 | Data Enrichment | MUF | OK | 2023-11-10 |  |  | 1183547 | 1183547 |  |  |  | ERSA | M | 4005 | 1562386GZPCLNT100 | EA |  | DRAIN;WASTE OIL,80LT,20L CATCHMENT BOWL | DRENAJE; | DRAIN;TYPE:WASTE OIL,ADDITIONAL FEATURES EN:80LT,20L CATCHMENT BOWL | DRENAJE; |  |  |  | 1068256 @@ TOOL 'N' TACKLE | SPR003 | [12 empty] | TOOL 'N' TACKLE | SPR003 | [16 empty] | URL NOT FOUND | [9 empty] | Cleansed | 30181605 Drain | CAPACITY:80,20 L CATCHMENT BOWL |  | DRAIN | NO MODIFIER | TYPE | WASTE OIL | NOMINAL SIZE |  | LENGTH |  | MATERIAL |  | END CONNECTION |  | COATING/FINISH |  | PRESSURE RATING |  | TEMPERATURE RATING |  | HAZARD CLASS |  | CERTIFICATION/STANDARD | [53 empty] | Production COMPLETED
STP_009 - Lot7 | Data Enrichment | MUF | OK | 2023-11-10 |  |  | 1183737 | 1183737 |  |  |  | ERSA | M | 5910 | 1561794GZPCLNT100 | EA |  | BELLOW;100MM,S/S,FLX,2 GASKET | FUELLE; | BELLOW;SIZE:100MM,ADDITIONAL FEATURES EN:S/S,FLEX,2 GASKET,100 SEB-FF-L | FUELLE; |  |  |  | 1068137 @@ CAVA HYDRAULICS & ENGINEERING PTY L | 1561794 | [10 empty] | CAVA HYDRAULICS & ENGINEERING PTY L | 1561794 |  |  |  | 100 SEB-FF-L | [14 empty] | URL NOT FOUND | [9 empty] | Cleansed | 23153100 Industrial machinery components and accessories | C/W (2) GASKET |  | BELLOW | NO MODIFIER | TYPE | FLEXIBLE | SIZE | 100 MM | END CONNECTION |  | MATERIAL | STAINLESS STEEL | OVERALL LENGTH |  | PRESSURE RATING |  | TEMPERATURE RATING |  | HAZARD CLASS |  | CERTIFICATION/STANDARD | [55 empty] | Production COMPLETED
STP_009 - Lot7 | Data Enrichment | MUF | OK | 2023-11-10 |  |  | 1183856 | 1183856 |  |  |  | ERSA | M | 2700 | 1561455GZPCLNT100 | EA |  | CAMERA;DGTL,20 MP,BATRY,5K,GOPRO,HERO9 | CAMARA;20 MP | CAMERA;TYPE:DIGITAL,MEGAPIXEL:20 MP,POWER SUPPLY:BATTERY,RESOLUTION:5K,ADDITIONAL FEATURES EN:GOPRO,HERO9,CHDHX-901-RW | CAMARA;MEGAPIXEL:20 MP |  |  |  | 1070300 @@ HARVEY NORMAN FURNITURE MT ISA | CHDHX-901-RW | [12 empty] | GOPRO | HERO9 | GOPRO | CHDHX-901-RW | HARVEY NORMAN FURNITURE MT ISA | CHDHX-901-RW | [12 empty] | https://gppro.in/product/gopro-hero9-black/ | https://www.myg.in/cameras/gopro-hero9-sports-and-action-camera-chdhx-901-rw-black/ | [8 empty] | Enriched | 45121504 Digital cameras | POWER SUPPLY TYPE:BATTERY | INTERFACE:USB3.0,23.6 MP SENSOR, MEMORY TYPE:MICROSD/MICROSDHC/MICROSDXC | CAMERA | DIGITAL | TYPE | ACTION,SPORTS | MEMORY |  | POWER SUPPLY |  | RESOLUTION | 5K30/480 X 320 PIXEL VIDEO,20 MP PHOTO | FOCAL LENGTH |  | FLASH RANGE |  | ZOOM |  | LENS |  | DIMENSIONS | 71 WDX55 HTX33.6 DP MM | DISPLAY TYPE | LCD | HAZARD CLASS |  | CERTIFICATION/STANDARD | [49 empty] | Production COMPLETED
STP_009 - Lot7 | Data Enrichment | MUF | OK | 2023-11-10 |  |  | 1184864 | 1184864 |  |  |  | ERSA | M | 1540 | 1558552GZPCLNT100 | EA |  | COUPLER;M20 | ACOPLE; | COUPLER;SIZE:M20,ADDITIONAL FEATURES EN:THREADED ROD,HEX,MILD STEEL,ZP YELLOW | ACOPLE; |  |  |  | 1068127 @@ KONNECT FASTENING SYSTEMS | 16X80M10.9B | [10 empty] | KONNECT FASTENING SYSTEMS | 16X80M10.9B | [18 empty] | URL NOT FOUND | [9 empty] | Cleansed | 31163000 Couplings |  |  | COUPLING | ROD | TYPE | THREADED,HEX | THREAD SIZE | M20 | LENGTH |  | LOAD RATING |  | MATERIAL | ZINC PLATED YELLOW MILD STEEL | FINISH |  | CERTIFICATION/STANDARD | [59 empty] | Production COMPLETED
STP_009 - Lot7 | Data Enrichment | MUF | OK | 2023-11-10 |  |  | 1186165 | 1186165 |  |  |  | ERSA | M | 4090 | 1553067GZPCLNT100 | EA |  | CAMERA;DGTL,NB-11LH,20 MP,10X OPTICAL | CAMARA; | CAMERA;TYPE:DIGITAL,POWER SUPPLY:NB-11LH,RESOLUTION:20 MP,ZOOM:10X OPTICAL | CAMARA; |  |  |  | 1070300 @@ HARVEY NORMAN FURNITURE MT ISA | IXUS190BK | [12 empty] | CANON | IXUS 190BK | HARVEY NORMAN FURNITURE MT ISA | IXUS190BK | [14 empty] | https://www.canon-europe.com/cameras/ixus-190/specifications/ | https://www.harveynorman.com.au/canon-ixus-190-digital-camera.html | [8 empty] | Enriched | 45121504 Digital cameras | POWER SUPPLY TYPE:NB-11LH BATTERY | COLOR:BLACK,MEMORY TYPE:SD,SDHC,SDXC | CAMERA | DIGITAL | TYPE |  | MEMORY |  | POWER SUPPLY |  | RESOLUTION | 20 MP | FOCAL LENGTH | 4.3 TO 43 MM | FLASH RANGE | 50 CM TO 4 M | ZOOM | 10X OPTICAL/20X/4X DIGITAL | LENS | 1 DOUBLE-SIDED ASPHERICAL | DIMENSIONS | 95.3 WDX23.6 HTX56.8 DP MM | DISPLAY TYPE | LCD | HAZARD CLASS |  | CERTIFICATION/STANDARD | [49 empty] | Production COMPLETED
STP_009 - Lot7 | Data Enrichment | MUF | OK | 2023-11-10 |  |  | 1187263 | 1187263 |  |  |  | ERSA | M | 4500 | 1616512GZPCLNT100 | EA |  | CAMERA;OUTDOOR TRAIL,20 MP,SD CARD,4K | CAMARA;20 MP | CAMERA;TYPE:OUTDOOR TRAIL,MEGAPIXEL:20 MP,POWER SUPPLY:SD CARD,RESOLUTION:4K,ADDITIONAL FEATURES EN:FAST TRIGGER,2.4 TFT SCREEN | CAMARA;MEGAPIXEL:20 MP |  |  |  | 1072161 @@ XTRACOM | XT-SK28HR20 | [10 empty] | XTRACOM | XT-SK28HR20 | [18 empty] | URL NOT FOUND | [9 empty] | Cleansed | 45121504 Digital cameras |  | MEMORY TYPE:SD | CAMERA | DIGITAL | TYPE | OUTDOOR TRAIL,FAST TRIGGER | MEMORY |  | POWER SUPPLY |  | RESOLUTION | 4K/20 MP | FOCAL LENGTH |  | FLASH RANGE |  | ZOOM |  | LENS |  | DIMENSIONS |  | DISPLAY TYPE | 2.4 IN TFT | HAZARD CLASS |  | CERTIFICATION/STANDARD | [49 empty] | Production COMPLETED
STP_009 - Lot7 | Data Enrichment | MUF | OK | 2023-11-10 |  |  | 1187313 | 1187313 |  |  |  | ERSA | M | 5100 | 1616082GZPCLNT100 | EA | 3000468 | BEACON;THGM,49596,ASSEMBLY MEP300 | FARO;THGM,49596 | BEACON;MNFR:THERMO GAMMA-METRICS,PTNO:49596,ADDITIONAL FEATURES EN:ASSEMBLY MEP300 | FARO;MNFR:THERMO GAMMA-METRICS,PTNO:49596 |  | THERMO GAMMA-METRICS | 49596 | 1068217 @@ THERMO GAMMA-METRICS PTY LTD | 49596 | [10 empty] | THERMO GAMMA-METRICS PTY LTD | 49596 | [18 empty] | URL NOT FOUND | [9 empty] | Cleansed | 41112900 Navigational equipment and instruments | ASSEMBLY MEP300 |  | BEACON | NO MODIFIER | TYPE |  | LAMP TYPE |  | FLASH RATE |  | VOLTAGE RATING |  | CAP/LENS COLOUR |  | FLASH TYPE |  | LAMP WATTAGE |  | LENS MATERIAL |  | SIZE |  | MOUNTING TYPE |  | HOUSING/BASE MATERIAL |  | HAZARD CLASS |  | CERTIFICATION/STANDARD | [47 empty] | Production COMPLETED
STP_009 - Lot7 | Data Enrichment | MUF | OK | 2023-11-10 |  |  | 1187617 | 1187617 |  |  |  | ERSA | M | 2200 | 1610826GZPCLNT100 | EA |  | COUPLER;HIGH FLOW HYD,3/8 IN NPT FEMALE | ACOPLE; | COUPLER;TYPE:HIGH FLOW HYD,SIZE:3/8 IN NPT FEMALE,ADDITIONAL FEATURES EN:FITTING (PORTA POWER HOSE) | ACOPLE; |  |  |  | 1068168 @@ RIMEX WHEEL PTY LTD | AME-16060 | [12 empty] | RIMEX WHEEL PTY LTD | AME-16060 | [16 empty] | https://rimex.com.au/wp-content/uploads/2023/04/Tyre-Accessories-and-Tooling-Catalogue.pdf | [9 empty] | Enriched | 40141700 Hardware and fittings | CONNECTION TYPE:FNPT,FITTING (PORTA POWER HOSE) |  | COUPLER | NO MODIFIER | TYPE | HIGH FLOW HYDRAULIC,FEMALE HALF | SIZE | 3/8 IN | MATERIAL |  | HAZARD CLASS |  | CERTIFICATION/STANDARD | [63 empty] | Production COMPLETED
STP_009 - Lot7 | Data Enrichment | MUF | OK | 2023-11-10 |  |  | 1187618 | 1187618 |  |  |  | ERSA | M | 2200 | 1610825GZPCLNT100 | EA |  | COUPLER;HIGH FLOW HYD,3/8 IN NPT MALE | ACOPLE; | COUPLER;TYPE:HIGH FLOW HYD,SIZE:3/8 IN NPT MALE,ADDITIONAL FEATURES EN:FITTING (PORTA POWER HOSE) | ACOPLE; |  |  |  | 1068168 @@ RIMEX WHEEL PTY LTD | AME-16050 | [12 empty] | RIMEX WHEEL PTY LTD | AME-16050 | [16 empty] | https://rimex.com.au/wp-content/uploads/2023/04/Tyre-Accessories-and-Tooling-Catalogue.pdf | [9 empty] | Enriched | 40141700 Hardware and fittings | CONNECTION TYPE:MNPT,FITTING (PORTA POWER HOSE) |  | COUPLER | NO MODIFIER | TYPE | HIGH FLOW HYDRAULIC,MALE HALF | SIZE | 3/8 IN | MATERIAL |  | HAZARD CLASS |  | CERTIFICATION/STANDARD | [63 empty] | Production COMPLETED
STP_009 - Lot7 | Data Enrichment | MUF | OK | 2023-11-10 |  |  | 1187891 | 1187891 |  |  |  | ERSA | M | 5910 | 1608208GZPCLNT100 | EA |  | COUPLER;MALE,3/8 IN,STL,BR:AMFLO,CP17-03 | ACOPLE;MACHO | COUPLER;TYPE:MALE,SIZE:3/8 IN,MATERIAL:STL,ADDITIONAL FEATURES EN:BR:AMFLO,CP17-03 | ACOPLE;TIPO:MACHO |  |  |  | 1068254 @@ MOUNT ISA MINING SUPPLIES P/L | 06-RC506A | [12 empty] | AMFLO | CP17-03 | MOUNT ISA MINING SUPPLIES P/L | 06-RC506A | [14 empty] | https://www.amflo.com/couplersplugs/cp17-03 | [9 empty] | Enriched | 40141700 Hardware and fittings | BR | BODY SIZE:1/2 IN,STYLE:I/M | PLUG | NO MODIFIER | TYPE |  | SIZE | 3/8 IN | END CONNECTION | MNPT | MATERIAL | STEEL | HAZARD CLASS |  | CERTIFICATION/STANDARD | [61 empty] | Production COMPLETED
STP_009 - Lot7 | Data Enrichment | MUF | OK | 2023-11-10 |  |  | 1188157 | 1188157 |  |  |  | ERSA | M | 5100 | 1586845GZPCLNT100 | EA |  | CAMERA;MINI DOME HD,4 MPXL,EN_01 | CAMARA; | CAMERA;TYPE:MINI DOME HD,MEGAPIXEL:4 MPXL,POWER SUPPLY:EN_01,RESOLUTION:2688X1520,ADDITIONAL FEATURES EN:BRAND:MV12, CLOUD- MANAGED SMART CAMERAS,128 GB STORAGE | CAMARA; |  |  |  | 1068639 @@ DATA #3 GROUP | MV12WE-HW | [12 empty] | CISCO | MV12WE-HW | DATA #3 GROUP | MV12WE-HW | [14 empty] | https://meraki.cisco.com/product/security-cameras/indoor-security-cameras/mv12we/ | https://www.cloudwifiworks.com/MV12WE.asp | [8 empty] | Enriched | 45121504 Digital cameras | BRAND:MV12, CLOUD-MANAGED SMART |  | CAMERA | DIGITAL | TYPE | MINI DOME HD,INDOOR | MEMORY | 128 GB | POWER SUPPLY |  | RESOLUTION | 4 MP/2688 X 1520 PIXEL | FOCAL LENGTH |  | FLASH RANGE |  | ZOOM |  | LENS | WIDE ANGLE FIXED | DIMENSIONS |  | DISPLAY TYPE |  | HAZARD CLASS |  | CERTIFICATION/STANDARD | [49 empty] | Production COMPLETED
STP_009 - Lot7 | Data Enrichment | MUF | OK | 2023-11-10 |  |  | 1189069 | 1189069 |  |  |  | ERSA | M | 1600 | 1576386GZPCLNT100 | EA |  | COUPLER;ACOUSTIC EMISSION,KST5125C3 | ACOPLE; | COUPLER;SIZE:ACOUSTIC EMISSION,ADDITIONAL FEATURES EN:INPUT-SENSOR 8152 WITH BRAIDED CONDUIT,4-20MA SOURCE OUTPUT,KST5125C3 | ACOPLE; |  |  |  | 1072013 @@ METAL MANUFACTURES PTY LTD | KST5125C3 | [10 empty] | METAL MANUFACTURES PTY LTD | KST5125C3 | [18 empty] | URL NOT FOUND | [9 empty] | Cleansed | 40141700 Hardware and fittings | INPUT:SENSOR 8152 C/W BRAIDED CONDUIT,OUTPUT RATING:4 TO 20 MA |  | COUPLER | NO MODIFIER | TYPE | ACOUSTIC EMISSION | SIZE |  | MATERIAL |  | HAZARD CLASS |  | CERTIFICATION/STANDARD | [63 empty] | Production COMPLETED
STP_009 - Lot7 | Data Enrichment | MUF | OK | 2023-11-10 |  |  | 1204240 | 1204240 |  |  |  | ERSA | M | 5100 | 148985MRM | EA |  | BELLOWS,PRESSURE:RUBBER BELLOW;AUTOMATIC | BELLOWS,PRESSURE:RUBBER BELLOW;AUTOMATIC | BELLOWS,PRESSURE:RUBBER BELLOW;AUTOMATIC WINDOW CHANGER(AWC 4030);OPERATIONAL SPARE; | [36 empty] | URL NOT FOUND | [9 empty] | Cleansed | 31163018 Bellows coupling | FOR AUTOMATIC WINDOW CHANGER (AWC 4030),OPERATIONAL SPARE |  | BELLOWS | NO MODIFIER | TYPE | PRESSURE | SIZE |  | END CONNECTION |  | MATERIAL | RUBBER | OVERALL LENGTH |  | PRESSURE RATING |  | TEMPERATURE RATING |  | CERTIFICATION/STANDARD | [57 empty] | Production COMPLETED
STP_009 - Lot7 | Data Enrichment | MUF | OK | 2023-11-10 |  |  | 1204903 | 1204903 |  |  |  | ERSA | M | 1600 | 150015MRM | EA |  | CAMERA,TELEVISION:RAYTEK INFRA RED CAMER | CAMERA,TELEVISION:RAYTEK INFRA RED CAMER | CAMERA,TELEVISION:RAYTEK INFRA RED CAMERA RAYTX-CLT0-PSF1RAYTEK | [16 empty] | RAYTEK | RAYTX-CLT0-PSF1 | [18 empty] | URL NOT FOUND | [9 empty] | Cleansed | 45121522 Infrared camera |  |  | CAMERA | THERMAL | TYPE | TELEVISION, INFRARED | FIELD OF VIEW |  | RESOLUTION |  | FOCAL LENGTH |  | ZOOM |  | TEMPERATURE RANGE |  | THERMAL SENSTIVITY |  | POWER SUPPLY |  | DIMENSIONS |  | DISPLAY TYPE |  | HAZARD CLASS |  | CERTIFICATION/STANDARD | [49 empty] | Production COMPLETED
STP_009 - Lot7 | Data Enrichment | MUF | OK | 2023-11-10 |  |  | 1205574 | 1205574 |  |  |  | ERSA | M | 5810 | 271640MRM | EA |  | COUPLER:SELF ALIGNING ROD;FK-M8 | COUPLER:SELF ALIGNING ROD;FK-M8 | COUPLER:SELF ALIGNING ROD;FK-M8 |  |  |  |  | 1069056 @@ FLEXICON CORPORATION (AUSTRALIA) | 13418-05 | [12 empty] | FESTO | FK-M8 | FLEXICON CORPORATION (AUSTRALIA) | 13418-05 | [14 empty] | https://www.festo.com/de/en/a/download-document/datasheet/2062 | https://www.festo.com/gr/en/a/2062/ | [8 empty] | Enriched | 40141700 Hardware and fittings |  | TEMPERATURE RATING:-40 TO 150 DEG C | COUPLER | NO MODIFIER | TYPE | SELF ALIGNING ROD | SIZE | M8 | MATERIAL | GALVANIZED STEEL | HAZARD CLASS |  | CERTIFICATION/STANDARD | ROHS | [62 empty] | Production COMPLETED
STP_009 - Lot7 | Data Enrichment | MUF | OK | 2023-11-10 |  |  | 1206308 | 1206308 |  |  |  | ERSA | M | 5810 | 271864MRM | EA |  | COUPLER:225 MM; PE 100; BLACK | COUPLER:225 MM; PE 100; BLACK | COUPLER:225 MM; PE 100; BLACK | [36 empty] | URL NOT FOUND | [9 empty] | Cleansed | 40141700 Hardware and fittings | COLOUR:BLACK |  | COUPLER | NO MODIFIER | TYPE |  | SIZE | 225 MM | MATERIAL | POLYETHYLENE GRADE 100 | HAZARD CLASS |  | CERTIFICATION/STANDARD | [63 empty] | Production COMPLETED
STP_009 - Lot7 | Data Enrichment | MUF | OK | 2023-11-10 |  |  | 1206314 | 1206314 |  |  |  | ERSA | M | 5810 | 271871MRM | EA |  | COUPLER:280 MM; PE 100 BLACK | COUPLER:280 MM; PE 100 BLACK | COUPLER:280 MM; PE 100 BLACK | [36 empty] | URL NOT FOUND | [9 empty] | Cleansed | 40141700 Hardware and fittings | COLOUR:BLACK |  | COUPLER | NO MODIFIER | TYPE |  | SIZE | 280 MM | MATERIAL | POLYETHYLENE GRADE 100 | HAZARD CLASS |  | CERTIFICATION/STANDARD | [63 empty] | Production COMPLETED
STP_009 - Lot7 | Data Enrichment | MUF | OK | 2023-11-10 |  |  | 1206320 | 1206320 |  |  |  | ERSA | M | 5810 | 271878MRM | EA |  | COUPLER:315 MM; PE 100 BLACK | COUPLER:315 MM; PE 100 BLACK | COUPLER:315 MM; PE 100 BLACK | [36 empty] | URL NOT FOUND | [9 empty] | Cleansed | 40141700 Hardware and fittings | COLOUR:BLACK |  | COUPLER | NO MODIFIER | TYPE |  | SIZE | 315 MM | MATERIAL | POLYETHYLENE GRADE 100 | HAZARD CLASS |  | CERTIFICATION/STANDARD | [63 empty] | Production COMPLETED
STP_009 - Lot7 | Data Enrichment | MUF | OK | 2023-11-10 |  |  | 1210295 | 1210295 |  |  |  | ERSA | M | 5980 | 134586MRM | EA |  | BELLOWS,PROTECTION:BELLOWS 2-28665;QUICK | BELLOWS,PROTECTION:BELLOWS 2-28665;QUICK | BELLOWS,PROTECTION:BELLOWS 2-28665;QUICK ACTION CYLINDER;TOP FLEXIBLE COMPLETE;LAROX PF144; |  |  |  |  | 1068104 @@ METSO OUTOTEC AUSTRALIA LIMITED | P318483 | [10 empty] | METSO OUTOTEC AUSTRALIA LIMITED | P318483 |  |  |  | 2-28665 | [14 empty] | URL NOT FOUND | [9 empty] | Cleansed | 31163018 Bellows coupling | FOR QUICK ACTION CYLINDER,TOP FLEXIBLE COMPLETE,LAROX PF144 |  | BELLOWS | NO MODIFIER | TYPE | PROTECTION | SIZE |  | END CONNECTION |  | MATERIAL |  | OVERALL LENGTH |  | PRESSURE RATING |  | TEMPERATURE RATING |  | CERTIFICATION/STANDARD | [57 empty] | Production COMPLETED
STP_009 - Lot7 | Data Enrichment | MUF | OK | 2023-11-10 |  |  | 1210296 | 1210296 |  |  |  | ERSA | M | 5980 | 134587MRM | EA |  | BELLOWS,PROTECTION:BELLOWS PF 30-60 AND | BELLOWS,PROTECTION:BELLOWS PF 30-60 AND | BELLOWS,PROTECTION:BELLOWS PF 30-60 AND 60-144 139001-0000;QUICK ACTION CYLINDER;TOP FLEXIBLE;LAROXPF144; | [36 empty] | URL NOT FOUND | [9 empty] | Cleansed | 31163018 Bellows coupling | FOR QUICK ACTION CYLINDER,TOP FLEXIBLE,LAROX PF144,PF 30-60 AND 60-144 139001-0000 |  | BELLOWS | NO MODIFIER | TYPE | PROTECTION | SIZE |  | END CONNECTION |  | MATERIAL |  | OVERALL LENGTH |  | PRESSURE RATING |  | TEMPERATURE RATING |  | CERTIFICATION/STANDARD | [57 empty] | Production COMPLETED
STP_009 - Lot7 | Data Enrichment | MUF | OK | 2023-11-10 |  |  | 1210299 | 1210299 |  |  |  | ERSA | M | 5920 | 134590MRM | EA |  | BELLOWS,PROTECTION:PIPE QAC;QAC-SHIELDS; | BELLOWS,PROTECTION:PIPE QAC;QAC-SHIELDS; | BELLOWS,PROTECTION:PIPE QAC;QAC-SHIELDS;BOTTOM RIGID;LAROXPF144; | [36 empty] | URL NOT FOUND | [9 empty] | Cleansed | 31163018 Bellows coupling | FOR QUICK ACTION CYLINDER-SHIELDS,BOTTOM RIGID,FOR LAROXPF144 |  | BELLOWS | NO MODIFIER | TYPE | PIPE PROTECTION | SIZE |  | END CONNECTION |  | MATERIAL |  | OVERALL LENGTH |  | PRESSURE RATING |  | TEMPERATURE RATING |  | CERTIFICATION/STANDARD | [57 empty] | Production COMPLETED
STP_009 - Lot7 | Data Enrichment | MUF | OK | 2023-11-10 |  |  | 1210300 | 1210300 |  |  |  | ERSA | M | 5920 | 134591MRM | EA |  | BELLOWS,PROTECTION:PIPE QAC; QAC-SHIELDS | BELLOWS,PROTECTION:PIPE QAC; QAC-SHIELDS | BELLOWS,PROTECTION:PIPE QAC; QAC-SHIELDS;BOTTOM RIGID;LAROXPF144; | [36 empty] | URL NOT FOUND | [9 empty] | Cleansed | 31163018 Bellows coupling | FOR QUICK ACTION CYLINDER-SHIELDS,BOTTOM RIGID,FOR LAROXPF144 |  | BELLOWS | NO MODIFIER | TYPE | PIPE PROTECTION | SIZE |  | END CONNECTION |  | MATERIAL |  | OVERALL LENGTH |  | PRESSURE RATING |  | TEMPERATURE RATING |  | CERTIFICATION/STANDARD | [57 empty] | Production COMPLETED
STP_009 - Lot7 | Data Enrichment | MUF | OK | 2023-11-10 |  |  | 1210893 | 1210893 |  |  |  | ERSA | M | 2200 | 164405MRM | EA |  | BELLOWS,PROTECTION:QUICK ACTION CYLINDER | BELLOWS,PROTECTION:QUICK ACTION CYLINDER | BELLOWS,PROTECTION:QUICK ACTION CYLINDER ROD;TOP LOCK NUT;KM38 | [36 empty] | URL NOT FOUND | [9 empty] | Cleansed | 31163018 Bellows coupling | C/W QUICK ACTION CYLINDER ROD,TOP LOCK NUT P/N KM38 |  | BELLOWS | NO MODIFIER | TYPE | PROTECTION | SIZE |  | END CONNECTION |  | MATERIAL |  | OVERALL LENGTH |  | PRESSURE RATING |  | TEMPERATURE RATING |  | CERTIFICATION/STANDARD | [57 empty] | Production COMPLETED
STP_009 - Lot7 | Data Enrichment | MUF | OK | 2023-11-10 |  |  | 1211894 | 1211894 |  |  |  | ERSA | M | 5980 | 166963MRM | EA |  | BELLOWS,PROTECTION:BELLOWS;SPECIAL;NR;OE | BELLOWS,PROTECTION:BELLOWS;SPECIAL;NR;OE | BELLOWS,PROTECTION:BELLOWS;SPECIAL;NR;OEM;FILTRATE COLLECTOR SEALING;SOCK | [36 empty] | URL NOT FOUND | [9 empty] | Cleansed | 31163018 Bellows coupling | FOR FILTRATE COLLECTOR SEALING,SOCK,NR |  | BELLOWS | NO MODIFIER | TYPE | PROTECTION,SPECIAL | SIZE |  | END CONNECTION |  | MATERIAL |  | OVERALL LENGTH |  | PRESSURE RATING |  | TEMPERATURE RATING |  | CERTIFICATION/STANDARD | [57 empty] | Production COMPLETED
STP_009 - Lot7 | Data Enrichment | MUF | OK | 2023-11-10 |  |  | 1215220 | 1215220 |  |  |  | ERSA | M | 5955 | 778061MRM | EA |  | CAMERA,TELEVISION:VEHICLE REVERSE CAMERA | CAMERA,TELEVISION:VEHICLE REVERSE CAMERA | CAMERA,TELEVISION:VEHICLE REVERSE CAMERA;"REPAIRABLE ITEM" | [36 empty] | URL NOT FOUND | [9 empty] | Cleansed | 45121500 Cameras | REPAIRABLE ITEM |  | CAMERA | NO MODIFIER | TYPE | TELEVISION,VEHICLE REVERSE | MEGAPIXEL |  | POWER SUPPLY |  | RESOLUTION |  | FOCUS RANGE |  | FLASH RANGE |  | ZOOM |  | LENS |  | SIZE |  | DISPLAY SIZE |  | HAZARD CLASS |  | CERTIFICATION/STANDARD | [49 empty] | Production COMPLETED