## Sheet1
Project | Activities | Production User | Production Comments | Start Date | End Date | Remarks | Griha ID | Material | MAKTX_MARA | TEXT_EN | Class_Char_Values | MFRPN | MFRNR | MFRNR DES (Name) | MNFR | PTNO | Verified MNFR from web | MNFR 1 | PTNO 1 | MNFR 2 | PTNO 2 | Reference URL | Reference URL1 | Item Number | DWG | DRAWING VERSION | POS/TAG | Equipment Type | Equipment Manufacturer | Equipment Model | Equipment Serial | Unused Text | Enriched/Cleansed | UNSPSC Ver.23.07 | Noun | Modifier | Attribute Name 1 | Attribute Value 1 | Attribute Name 2 | Attribute Value 2 | Attribute Name 3 | Attribute Value 3 | Attribute Name 4 | Attribute Value 4 | Attribute Name 5 | Attribute Value 5 | Attribute Name 6 | Attribute Value 6 | Attribute Name 7 | Attribute Value 7 | Attribute Name 8 | Attribute Value 8 | Attribute Name 9 | Attribute Value 9 | Attribute Name 10 | Attribute Value 10 | Attribute Name 11 | Attribute Value 11 | Attribute Name 12 | Attribute Value 12 | Attribute Name 13 | Attribute Value 13 | Attribute Name 14 | Attribute Value 14 | Attribute Name 15 | Attribute Value 15 | Attribute Name 16 | Attribute Value 16 | Attribute Name 17 | Attribute Value 17 | Attribute Name 18 | Attribute Value 18 | Attribute Name 19 | Attribute Value 19 | Attribute Name 20 | Attribute Value 20 | Attribute Name 21 | Attribute Value 21 | Attribute Name 22 | Attribute Value 22 | Attribute Name 23 | Attribute Value 23 | Attribute Name 24 | Attribute Value 24 | Attribute Name 25 | Attribute Value 25 | Attribute Name 26 | Attribute Value 26 | Attribute Name 27 | Attribute Value 27 | Attribute Name 28 | Attribute Value 28 | Attribute Name 29 | Attribute Value 29 | Attribute Name 30 | Attribute Value 30 | Attribute Name 31 | Attribute Value 31 | Attribute Name 32 | Attribute Value 32 | Attribute Name 33 | Attribute Value 33 | Attribute Name 34 | Attribute Value 34 | Attribute Name 35 | Attribute Value 35 | Attribute Name 36 | Attribute Value 36 | Remaining_Information | Status
STP_009 - Lot2 | Data Enrichment | VNE | OK | 2023-06-24 | 2023-06-26 |  | 1218262 | 1218262 | SWITCH,LMT;ALIM,3000 263 900,WRAP AROUND | SWITCH,LIMIT;MNFR:ALIMAK,PTNO:3000 263 900,ADDITIONAL FEATURES EN:WRAP AROUND DOOR | 01)ALIMAK,01)3000 263 900,01)ALIMAK GROUP AUSTRALIA PT,01)3000 263 900,SWITCH,LIMIT,01)WRAP AROUND DOOR | 3000 263 900 | 3000412 | ALIMAK | ALIMAK | 3000 263 900 | ALIMAK |  |  |  |  | https://www.radwell.co.uk/en-GB/Buy/ALIMAK%20AB/ALIMAK%20AB/T3K%20236-02Z.M20-2199 | [10 empty] | CLEANSED | 39122213 Limit switch | SWITCH | LIMIT | TYPE |  | VOLTAGE RATING |  | CURRENT RATING |  | CONTACT CONFIGURATION |  | ENCLOSURE |  | MOUNTING TYPE |  | TEMPERATURE RATING |  | CONSTRUCTION |  | CABLE LENGTH |  | CONNECTION TYPE |  | POWER RATING |  | ACTION |  | MATERIAL |  | OPERATING FORCE |  | RELEASE FORCE |  | SIZE |  | HAZARD CLASS |  | CERTIFICATION/STANDARD |  | ADDITIONAL FEATURES EN | FOR WRAP AROUND DOOR | [35 empty] | Production Completed
STP_009 - Lot2 | Data Enrichment | VNE | OK | 2023-06-24 | 2023-06-26 |  | 1218263 | 1218263 | SWITCH,LMT;ALIM,3000 263 902,SE FC,CAR D | SWITCH,LIMIT;MNFR:ALIMAK,PTNO:3000 263 902,ADDITIONAL FEATURES EN:SE FC,CAR DOOR | 01)ALIMAK,01)3000 263 902,01)ALIMAK GROUP AUSTRALIA PT,01)3000 263 902,SWITCH,LIMIT,01)SE FC,CAR DOOR | 3000 263 902 | 3000412 | ALIMAK | ALIMAK | 3000 263 902 | ALIMAK |  |  |  |  | https://supplyapp.com/trap-door-limit-switch-alimak-part-no-3000-263-902-p12kk57.html | [10 empty] | CLEANSED | 39122213 Limit switch | SWITCH | LIMIT | TYPE |  | VOLTAGE RATING |  | CURRENT RATING |  | CONTACT CONFIGURATION |  | ENCLOSURE |  | MOUNTING TYPE |  | TEMPERATURE RATING |  | CONSTRUCTION |  | CABLE LENGTH |  | CONNECTION TYPE |  | POWER RATING |  | ACTION |  | MATERIAL |  | OPERATING FORCE |  | RELEASE FORCE |  | SIZE |  | HAZARD CLASS |  | CERTIFICATION/STANDARD |  | ADDITIONAL FEATURES EN | SE FC,FOR CAR DOOR | [35 empty] | Production Completed
STP_009 - Lot2 | Data Enrichment | VNE | OK | 2023-06-24 | 2023-06-26 |  | 1218264 | 1218264 | SWITCH,LMT;ALIM,3000 263 951,TRAP DOOR | SWITCH,LIMIT;MNFR:ALIMAK,PTNO:3000 263 951,ADDITIONAL FEATURES EN:TRAP DOOR | 01)ALIMAK,01)3000 263 951,01)ALIMAK GROUP AUSTRALIA PT,01)3000 263 951,SWITCH,LIMIT,01)TRAP DOOR | 3000 263 951 | 3000412 | ALIMAK | ALIMAK | 3000 263 951 | ALIMAK |  |  |  |  | https://hoistpartsnow.com/product/el-swt0018/ | [10 empty] | CLEANSED | 39122213 Limit switch | SWITCH | LIMIT | TYPE |  | VOLTAGE RATING |  | CURRENT RATING |  | CONTACT CONFIGURATION |  | ENCLOSURE |  | MOUNTING TYPE |  | TEMPERATURE RATING |  | CONSTRUCTION |  | CABLE LENGTH |  | CONNECTION TYPE |  | POWER RATING |  | ACTION |  | MATERIAL |  | OPERATING FORCE |  | RELEASE FORCE |  | SIZE |  | HAZARD CLASS |  | CERTIFICATION/STANDARD |  | ADDITIONAL FEATURES EN | FOR TRAP DOOR | [35 empty] | Production Completed
STP_009 - Lot2 | Data Enrichment | VNE | OK | 2023-06-24 | 2023-06-26 |  | 1252884 | 1252884 | SWITCH,LMT;DIEC,6S.032035504 | SWITCH,LIMIT;MNFR:DIECI,PTNO:6S.032035504,ADDITIONAL FEATURES EN:STOPPER | SWITCH,LIMIT,01)STOPPER | 6S.032035504 | 3000511 | DIECI | DIECI | 6S.032035504 | [5 empty] | URL NOT FOUND | [10 empty] | CLEANSED | 39122213 Limit switch | SWITCH | LIMIT | TYPE | STOPPER | VOLTAGE RATING |  | CURRENT RATING |  | CONTACT CONFIGURATION |  | ENCLOSURE |  | MOUNTING TYPE |  | TEMPERATURE RATING |  | CONSTRUCTION |  | CABLE LENGTH |  | CONNECTION TYPE |  | POWER RATING |  | ACTION |  | MATERIAL |  | OPERATING FORCE |  | RELEASE FORCE |  | SIZE |  | HAZARD CLASS |  | CERTIFICATION/STANDARD |  | ADDITIONAL FEATURES EN | [36 empty] | Production Completed
STP_009 - Lot2 | Data Enrichment | VNE | OK | 2023-06-24 | 2023-06-26 |  | 1270338 | 1270338 | SWITCH,LMT;HONE,BZ-2RW822-A2,SHORT ROLLE | SWITCH,LIMIT;MNFR:HONEYWELL,PTNO:BZ-2RW822-A2,ADDITIONAL FEATURES EN:SHORT ROLLER,LEVER MICROSWITCH | 01)RS COMPONENTS PTY LTD,01)BZ-2RW822-A2,SWITCH,LIMIT,01)SHORT ROLLER,LEVER MICROSWI | BZ-2RW822-A2 | 3000290 | HONEYWELL | HONEYWELL | BZ-2RW822-A2 | HONEYWELL |  |  |  |  | https://www.grainger.com/product/HONEYWELL-MICRO-SWITCH-Industrial-Snap-Action-Switch-6DXD1 | https://in.element14.com/honeywell/bz-2rw822-a2/microswitch-roller-spdt-15a-125vac/dp/1262133 | [9 empty] | ENRICHED | 39122243 Micro switch | SWITCH | MICRO | TYPE | STANDARD | VOLTAGE RATING | 480 VAC,240 VDC | CURRENT RATING | 15 A | NUMBER OF POLES |  | CONTACT CONFIGURATION |  | ENCLOSURE |  | TEMPERATURE RATING | -67 TO 185 DEG F | MOUNTING TYPE |  | ACTION | SPDT | FREQUENCY RATING |  | MATERIAL | PHENOLIC | SIZE | 1.94 WDX0.07 DPX0.95 HT IN | HAZARD CLASS |  | CERTIFICATION/STANDARD | CE,CSA,UL | ADDITIONAL FEATURES | ACTUATOR TYPE:LEVER,SHORT ROLLER,TERMINAL TYPE:SCREW,SUPPLIER:RS COMPONENTS PTY LTD | [43 empty] | Production Completed
STP_009 - Lot2 | Data Enrichment | VNE | OK | 2023-06-24 | 2023-06-26 |  | 1274648 | 1274648 | SWITCH,LMT;HONE,HONGLLA01A2B | SWITCH,LIMIT;MNFR:HONEYWELL,PTNO:HONGLLA01A2B | 01)CNW (MOUNT ISA) ELECT WHO,01)HONGLLA01A2B,SWITCH,LIMIT | HONGLLA01A2B | 3000290 | HONEYWELL | HONEYWELL | HONGLLA01A2B | HONEYWELL |  |  |  |  | https://docs.rs-online.com/c3a6/0900766b812ca1f7.pdf | https://www.grainger.com/product/HONEYWELL-MICRO-SWITCH-General-Purpose-Limit-Switch-12U917 | [9 empty] | ENRICHED | 39122213 Limit switch | SWITCH | LIMIT | TYPE |  | VOLTAGE RATING | 300 VAC,250 VDC | CURRENT RATING | 10 A | CONTACT CONFIGURATION | 1NO 1NC | ENCLOSURE | IP65,NEMA 1,12,13 | MOUNTING TYPE |  | TEMPERATURE RATING | -10 TO 80 DEG C | CONSTRUCTION |  | CABLE LENGTH |  | CONNECTION TYPE | 1/2 IN CONDUIT | POWER RATING |  | ACTION |  | MATERIAL | PLASTIC | OPERATING FORCE | 1.062 LB IN | RELEASE FORCE | 0.177 LB IN | SIZE |  | HAZARD CLASS |  | CERTIFICATION/STANDARD | CUL,CE,CCC | ADDITIONAL FEATURES EN | ACTUATOR:SIDE ROTARY | [35 empty] | Production Completed
STP_009 - Lot2 | Data Enrichment | VNE | OK | 2023-06-24 | 2023-06-26 |  | 1266935 | 1266935 | SWITCH,PUSBTTN;AB,800FPF2,PLSTC,22MM,BLK | SWITCH,PUSHBUTTON;MNFR:ALLEN BRADLEY,PTNO:800FPF2,ADDITIONAL FEATURES EN:PLASTIC,22MM,BLK,MOM FLUSH | 01)NHP ELECTRICAL ENGINEERIN,01)800FPF2,SWITCH,PUSHBUTTON,01)PLASTIC,22MM,BLK,MOM FLUSH | 800FPF2 | 3000226 | ALLEN BRADLEY | ALLEN BRADLEY | 800FP-F2 | ALLEN BRADLEY | NHP ELECTRICAL ENGINEERING | 800FP-F2 |  |  | https://www.rockwellautomation.com/en-us/products/details.800FP-F2.html | https://www.rexelusa.com/p/29514/allen-bradley/push-button-flush-momentary-black-plastic-operator-only/662073569237/800fp-f2 | [9 empty] | ENRICHED | 39122216 Push button switch | SWITCH | PUSHBUTTON | TYPE | MOMENTARY,FLUSH | VOLTAGE RATING |  | CURRENT RATING |  | NUMBER OF POSITIONS |  | CONTACT CONFIGURATION |  | ACTION |  | MOUNTING TYPE |  | TEMPERATURE RATING | -25 DEG C | INSULATION RESISTANCE |  | POWER RATING |  | MATERIAL | PLASTIC | COLOUR | BLACK | SIZE | 22 MM DIA | HAZARD CLASS |  | CERTIFICATION/STANDARD | UL,UR,CSA,CCC,CE | ADDITIONAL FEATURES EN | SHAPE:ROUND,ENCLOSURE:IP69K,IP66,TYPE 4/4X/13 | [41 empty] | Production Completed
STP_009 - Lot2 | Data Enrichment | VNE | OK | 2023-06-24 | 2023-06-26 |  | 1266936 | 1266936 | SWITCH,PUSBTTN;AB,800FPF5,PLSTC,22MM,YEL | SWITCH,PUSHBUTTON;MNFR:ALLEN BRADLEY,PTNO:800FPF5,ADDITIONAL FEATURES EN:PLASTIC,22MM,YELLOW,MOM FLUSH | 01)NHP ELECTRICAL ENGINEERIN,01)800FPF5,SWITCH,PUSHBUTTON,01)PLASTIC,22MM,YELLOW,MOM FLU | 800FPF5 | 3000226 | ALLEN BRADLEY | ALLEN BRADLEY | 800FP-F5 | ALLEN BRADLEY | NHP ELECTRICAL ENGINEERING | 800FP-F5 |  |  | https://www.rockwellautomation.com/en-us/products/details.800FP-F5.html | https://www.rexelusa.com/p/74987/allen-bradley/push-button-flush-momentary-yellow-plastic-operator-only/662073569886/800fp-f5 | [9 empty] | ENRICHED | 39122216 Push button switch | SWITCH | PUSHBUTTON | TYPE | MOMENTARY,FLUSH | VOLTAGE RATING |  | CURRENT RATING |  | NUMBER OF POSITIONS |  | CONTACT CONFIGURATION |  | ACTION |  | MOUNTING TYPE |  | TEMPERATURE RATING | -25 DEG C | INSULATION RESISTANCE |  | POWER RATING |  | MATERIAL | PLASTIC | COLOUR | YELLOW | SIZE | 22 MM DIA | HAZARD CLASS |  | CERTIFICATION/STANDARD | UL,UR,CSA,CCC,CE | ADDITIONAL FEATURES EN | SHAPE:ROUND,ENCLOSURE:IP69K,IP66,TYPE 4/4X/13 | [41 empty] | Production Completed
STP_009 - Lot2 | Data Enrichment | VNE | OK | 2023-06-24 | 2023-06-26 |  | 1266937 | 1266937 | SWITCH,PUSBTTN;AB,800FPLF3,PLSTC,22MM,IG | SWITCH,PUSHBUTTON;MNFR:ALLEN BRADLEY,PTNO:800FPLF3,ADDITIONAL FEATURES EN:PLASTIC,22MM,IG,MOM FLUSH | 01)NHP ELECTRICAL ENGINEERIN,01)800FPLF3,SWITCH,PUSHBUTTON,01)PLASTIC,22MM,IG,MOM FLUSH | 800FPLF3 | 3000226 | ALLEN BRADLEY | ALLEN BRADLEY | 800FP-LF3 | ALLEN BRADLEY | NHP ELECTRICAL ENGINEERING | 800FP-LF3 |  |  | https://www.rockwellautomation.com/en-us/products/details.800FP-LF3.html | https://ie.rs-online.com/web/p/push-button-heads/8003454 | [9 empty] | ENRICHED | 39122216 Push button switch | SWITCH | PUSHBUTTON | TYPE | MOMENTARY,ILLUMINATED FLUSH | VOLTAGE RATING |  | CURRENT RATING |  | NUMBER OF POSITIONS |  | CONTACT CONFIGURATION |  | ACTION |  | MOUNTING TYPE |  | TEMPERATURE RATING | -25 DEG C | INSULATION RESISTANCE |  | POWER RATING |  | MATERIAL | PLASTIC | COLOUR | GREEN | SIZE | 22 MM DIA | HAZARD CLASS |  | CERTIFICATION/STANDARD | UL,UR,CSA,CCC,CE | ADDITIONAL FEATURES EN | SHAPE:ROUND,ENCLOSURE:IP69K,IP66,TYPE 4/4X/13 | [41 empty] | Production Completed
STP_009 - Lot2 | Data Enrichment | VNE | OK | 2023-06-24 | 2023-06-26 |  | 1266938 | 1266938 | SWITCH,PUSBTTN;AB,800FPLF5,PLSTC,22M,IY | SWITCH,PUSHBUTTON;MNFR:ALLEN BRADLEY,PTNO:800FPLF5,ADDITIONAL FEATURES EN:PLASTIC,22M,IY MOM FLUSH | 01)NHP ELECTRICAL ENGINEERIN,01)800FPLF5,SWITCH,PUSHBUTTON,01)PLASTIC,22M,IY MOM FLUSH | 800FPLF5 | 3000226 | ALLEN BRADLEY | ALLEN BRADLEY | 800FP-LF5 | ALLEN BRADLEY | NHP ELECTRICAL ENGINEERING | 800FP-LF5 |  |  | https://www.rockwellautomation.com/en-us/products/details.800FP-LF5.html | [10 empty] | ENRICHED | 39122216 Push button switch | SWITCH | PUSHBUTTON | TYPE | MOMENTARY,ILLUMINATED FLUSH | VOLTAGE RATING |  | CURRENT RATING |  | NUMBER OF POSITIONS |  | CONTACT CONFIGURATION |  | ACTION |  | MOUNTING TYPE |  | TEMPERATURE RATING | -25 DEG C | INSULATION RESISTANCE |  | POWER RATING |  | MATERIAL | PLASTIC | COLOUR | YELLOW | SIZE | 22 MM DIA | HAZARD CLASS |  | CERTIFICATION/STANDARD | UL,UR,CSA,CCC,CE | ADDITIONAL FEATURES EN | SHAPE:ROUND,ENCLOSURE:IP69K,IP66,TYPE 4/4X/13 | [41 empty] | Production Completed
STP_009 - Lot2 | Data Enrichment | VNE | OK | 2023-06-24 | 2023-06-26 |  | 1217626 | 1217626 | SWITCH,PUSBTTN;AB,800FPMT44,E STOP,40MM | SWITCH,PUSHBUTTON;MNFR:ALLEN BRADLEY,PTNO:800FPMT44,ADDITIONAL FEATURES EN:E STOP,40MM,TTR,RED | 01)SHERRIFF ELECTRICAL SUPPL,01)800FPMT44,SWITCH,PUSHBUTTON,01)E STOP,40MM,TTR,RED | 800FPMT44 | 3000226 | ALLEN BRADLEY | ALLEN BRADLEY | 800FP-MT44 | ALLEN BRADLEY | SHERRIFF ELECTRICAL SUPPLY | 800FP-MT44 |  |  | https://www.rockwellautomation.com/en-us/products/details.800FP-MT44.html | https://www.rexelusa.com/p/32006/allen-bradley/push-button-twist-to-release-40mm-mushroom-head-red-plastic/662468097277/800fp-mt44 | [9 empty] | ENRICHED | 39122216 Push button switch | SWITCH | PUSHBUTTON | TYPE | TWIST TO RELEASE E-STOP,MUSHROOM HEAD | VOLTAGE RATING |  | CURRENT RATING | 10 A | NUMBER OF POSITIONS |  | CONTACT CONFIGURATION |  | ACTION |  | MOUNTING TYPE |  | TEMPERATURE RATING | -25 DEG C | INSULATION RESISTANCE |  | POWER RATING |  | MATERIAL | PLASTIC | COLOUR | RED | SIZE | 22 DIA MMX7 LG IN | HAZARD CLASS |  | CERTIFICATION/STANDARD | UL,UR,CSA,CCC,CE | ADDITIONAL FEATURES EN | SHAPE:ROUND,ENCLOSURE:IP69K,IP66,TYPE 4/4X/13,CAP DIAMETER:40 MM | [41 empty] | Production Completed
STP_009 - Lot2 | Data Enrichment | VNE | OK | 2023-06-24 | 2023-06-26 |  | 1266945 | 1266945 | SWITCH,PUSBTTN;AB,800FPU2E4F3,MULTIFUNC | SWITCH,PUSHBUTTON;MNFR:ALLEN BRADLEY,PTNO:800FPU2E4F3,ADDITIONAL FEATURES EN:MULTIFUNC 22MM MOM 0/R 1/G | 01)NHP ELECTRICAL ENGINEERIN,01)800FPU2E4F3,SWITCH,PUSHBUTTON,01)MULTIFUNC 22MM MOM 0/R 1/G | 800FPU2E4F3 | 3000226 | ALLEN BRADLEY | ALLEN BRADLEY | 800FP-U2E4F3 | ALLEN BRADLEY | NHP ELECTRICAL ENGINEERING | 800FP-U2E4F3 |  |  | https://www.nhp.com.au/Catalogs/NHP_AU_Catalog/NHP_AU_Catalog-Categories/NHP_AU_Catalog-217585/NHP_AU_Catalog-797/NHP_AU_Catalog-812/NHP_AU_Catalog-877/800FPU2E4F3 | https://prdsccdnstorage.blob.core.windows.net/techdatasheets/800FPU2E4F3-96699-datasheet.pdf?sv=2019-02-02&ss=b&srt=sco&sp=rwdlac&se=2050-02-24T14:36:22Z&st=2020-02-24T06:36:22Z&spr=https&sig=ZYSSzNvPIpdF2duj%2B0Q%2Fxscgj9MvyEATcIdm%2Bn6Urmc%3D | [9 empty] | ENRICHED | 39122216 Push button switch | SWITCH | PUSHBUTTON | TYPE | MOMENTARY,FLUSH,MULTI-FUNCTION | VOLTAGE RATING |  | CURRENT RATING |  | NUMBER OF POSITIONS | 2 | CONTACT CONFIGURATION |  | ACTION |  | MOUNTING TYPE |  | TEMPERATURE RATING | -25 TO 70 DEG C | INSULATION RESISTANCE |  | POWER RATING |  | MATERIAL | POLYCARBONATE,PBT BLEND | COLOUR | GREEN,RED | SIZE | 22.5 MM DIA | HAZARD CLASS |  | CERTIFICATION/STANDARD | NEMA ICS-5,UL 508,EN 60947-1,EN 60947-5-1,EN 60947-5-5,IEC 60947-1,ISO 13850,UR,UL,CSA,CCC,CE,ROHS | ADDITIONAL FEATURES EN | ENCLOSURE:IP65,IP66,IP69K | [41 empty] | Production Completed
STP_009 - Lot2 | Data Enrichment | VNE | OK | 2023-06-24 | 2023-06-26 |  | 1270906 | 1270906 | SWITCH,PUSBTTN;AB,800HCAR1A,PLAS GRN | SWITCH,PUSHBUTTON;MNFR:ALLEN BRADLEY,PTNO:800HCAR1A,ADDITIONAL FEATURES EN:PLAS GRN | 01)PLAS GRN,01)ALLEN BRADLEY,01)800HCAR1A,01)REXEL AUSTRALIA,01)800HCAR1A | 800HCAR1A | 3000226 | ALLEN BRADLEY | ALLEN BRADLEY | 800HC-AR1A | ALLEN BRADLEY | REXEL AUSTRALIA | 800HC-AR1A |  |  | https://www.rockwellautomation.com/en-us/products/details.800HC-AR1A.html | https://www.rexelusa.com/p/290945/allen-bradley/switch-pushbutton/662468981538/800hc-ar1a | [9 empty] | ENRICHED | 39122216 Push button switch | SWITCH | PUSHBUTTON | TYPE | MOMENTARY,FLUSH | VOLTAGE RATING | 600 VAC/DC | CURRENT RATING | 10 A | NUMBER OF POSITIONS |  | CONTACT CONFIGURATION | 1NO 1NC | ACTION |  | MOUNTING TYPE |  | TEMPERATURE RATING | -25 DEG C | INSULATION RESISTANCE |  | POWER RATING |  | MATERIAL | PLASTIC | COLOUR | GREEN | SIZE | 30 MM DIA | HAZARD CLASS |  | CERTIFICATION/STANDARD | ABS,CCC,CE,CSA,EAC,GOST,UL | ADDITIONAL FEATURES EN | SHAPE:ROUND,TERMINAL TYPE:SCREW,ENCLOSURE: TYPE 1,4,4X,12,13 | [41 empty] | Production Completed
STP_009 - Lot2 | Data Enrichment | VNE | OK | 2023-06-24 | 2023-06-26 |  | 1270907 | 1270907 | SWITCH,PUSBTTN;AB,800HCAR2A,PLAS BLK | SWITCH,PUSHBUTTON;MNFR:ALLEN BRADLEY,PTNO:800HCAR2A,ADDITIONAL FEATURES EN:PLAS BLK | 01)PLAS BLK,01)ALLEN BRADLEY,01)800HCAR2A,01)REXEL AUSTRALIA,01)800HCAR2A | 800HCAR2A | 3000226 | ALLEN BRADLEY | ALLEN BRADLEY | 800HC-AR2A | ALLEN BRADLEY | REXEL AUSTRALIA | 800HC-AR1A |  |  | https://www.rockwellautomation.com/en-us/products/details.800HC-AR2A.html | https://www.rexelusa.com/p/90534/allen-bradley/push-button-guarded-black-flush-head-30mm-plastic-no-nc-contact/611320503807/800hc-ar2a | [9 empty] | ENRICHED | 39122216 Push button switch | SWITCH | PUSHBUTTON | TYPE | MOMENTARY,FLUSH | VOLTAGE RATING | 600 VAC/DC | CURRENT RATING | 10 A | NUMBER OF POSITIONS |  | CONTACT CONFIGURATION | 1NO 1NC | ACTION |  | MOUNTING TYPE |  | TEMPERATURE RATING | -25 DEG C | INSULATION RESISTANCE |  | POWER RATING |  | MATERIAL | PLASTIC | COLOUR | BLACK | SIZE | 30 MM DIA | HAZARD CLASS |  | CERTIFICATION/STANDARD | ABS,CCC,CE,CSA,EAC,GOST,UL | ADDITIONAL FEATURES EN | SHAPE:ROUND,TERMINAL TYPE:SCREW,ENCLOSURE: TYPE 1,4,4X,12,13 | [41 empty] | Production Completed
STP_009 - Lot2 | Data Enrichment | VNE | OK,NM CHANGED | 2023-06-24 | 2023-06-26 | Processed based on Websource, Conflict w.r.t Input | 1270299 | 1270299 | SWITCH,PUSBTTN;AB,800HCFRXT6A5,600V AC,1 | SWITCH,PUSHBUTTON;MNFR:ALLEN BRADLEY,PTNO:800HCFRXT6A5,ADDITIONAL FEATURES EN:600V AC,10 AMP | 01)ALLEN BRADLEY,01)800HCFRXT6A5,01)REXEL AUSTRALIA,01)ALB800HCFRXT6A5,SWITCH,PUSHBUTTON,01)600V AC,10 AMP | 800HCFRXT6A5 | 3000226 | ALLEN BRADLEY | ALLEN BRADLEY | 800HCFRXT6A5 | ALLEN BRADLEY | REXEL AUSTRALIA | 800HCFRXT6A5 |  |  | https://www.rockwellautomation.com/en-us/products/details.800HC-FRXT6A5.html | https://www.rexelusa.com/p/96505/allen-bradley/maintained/611320018257/800hc-frxt6a5 | [9 empty] | ENRICHED | 39122200 Electrical switches and accessories | SWITCH | PUSH PULL | TYPE | TWIST,MOMENTARY | VOLTAGE RATING | 600 VAC/DC | CURRENT RATING | 10 A | NUMBER OF POSITIONS | 2 | CONTACT CONFIGURATION |  | TEMPERATURE RATING | -25 DEG C | MOUNTING TYPE |  | INSULATION RESISTANCE |  | POWER RATING |  | ACTION |  | MATERIAL | PLASTIC | COLOUR | RED | SIZE | 30 MM DIA | HAZARD CLASS |  | CERTIFICATION/STANDARD | ABS,CCC,CE,CSA,EAC,GOST,UL | ADDITIONAL FEATURES EN | SHAPE:ROUND,TERMINAL TYPE:SCREW,ENCLOSURE: TYPE 1,4,4X,12,13 | [41 empty] | Production Completed
STP_009 - Lot2 | Data Enrichment | VNE | OK | 2023-06-24 | 2023-06-26 |  | 1270908 | 1270908 | SWITCH,PUSBTTN;AB,800HCR2A,BLK | SWITCH,PUSHBUTTON;MNFR:ALLEN BRADLEY,PTNO:800HCR2A,ADDITIONAL FEATURES EN:BLACK | 01)BLACK,01)ALLEN BRADLEY,01)800HCR2A,01)REXEL AUSTRALIA,01)800HCR2A | 800HCR2A | 3000226 | ALLEN BRADLEY | ALLEN BRADLEY | 800HC-R2A | ALLEN BRADLEY | REXEL AUSTRALIA | 800HC-R2A |  |  | https://www.rockwellautomation.com/en-us/products/details.800HC-R2A.html | [10 empty] | ENRICHED | 39122216 Push button switch | SWITCH | PUSHBUTTON | TYPE | MOMENTARY,BOOTED | VOLTAGE RATING | 600 VAC/DC | CURRENT RATING | 10 A | NUMBER OF POSITIONS |  | CONTACT CONFIGURATION | 1NO 1NC | ACTION |  | MOUNTING TYPE |  | TEMPERATURE RATING | -25 DEG C | INSULATION RESISTANCE |  | POWER RATING |  | MATERIAL | PLASTIC | COLOUR | BLACK | SIZE | 30 MM DIA | HAZARD CLASS |  | CERTIFICATION/STANDARD | ABS,CCC,CE,CSA,EAC,GOST,UL | ADDITIONAL FEATURES EN | SHAPE:ROUND,TERMINAL TYPE:SCREW,ENCLOSURE: TYPE 1,4,4X,12,13 | [41 empty] | Production Completed
STP_009 - Lot2 | Data Enrichment | VNE | OK,NM CHANGED | 2023-06-24 | 2023-06-26 | Processed based on Websource, Conflict w.r.t Input | 1267959 | 1267959 | SWITCH,PUSBTTN;AB,800HFRXT6,MUSHRM,30MM | SWITCH,PUSHBUTTON;MNFR:ALLEN BRADLEY,PTNO:800HFRXT6,ADDITIONAL FEATURES EN:MUSHROOM,30MM RED TWIST REL | 01)SHERRIFF ELECTRICAL SUPPL,01)800HFRXT6,SWITCH,PUSHBUTTON,01)MUSHROOM,30MM RED TWIST REL | 800HFRXT6 | 3000226 | ALLEN BRADLEY | ALLEN BRADLEY | 800H-FRXT6 | ALLEN BRADLEY | SHERRIFF ELECTRICAL SUPPLY | 800H-FRXT6 |  |  | https://www.rockwellautomation.com/en-us/products/details.800H-FRXT6.html | [10 empty] | ENRICHED | 39122200 Electrical switches and accessories | SWITCH | PUSH PULL | TYPE | TWIST RELEASE,MUSHROOM HEAD | VOLTAGE RATING |  | CURRENT RATING |  | NUMBER OF POSITIONS |  | CONTACT CONFIGURATION |  | TEMPERATURE RATING | -25 DEG C | MOUNTING TYPE |  | INSULATION RESISTANCE |  | POWER RATING |  | ACTION |  | MATERIAL | PLASTIC | COLOUR | RED | SIZE | 30 MM DIA | HAZARD CLASS |  | CERTIFICATION/STANDARD | ABS,CCC,CE,CSA,EAC,GOST,UL | ADDITIONAL FEATURES EN | SHAPE:ROUND,TERMINAL TYPE:SCREW,ENCLOSURE: TYPE 1,4,4X,12,13 | [41 empty] | Production Completed
STP_009 - Lot2 | Data Enrichment | VNE | OK | 2023-06-24 | 2023-06-26 |  | 1270905 | 1270905 | SWITCH,PUSBTTN;AB,800T-A2A,MTL BLK | SWITCH,PUSHBUTTON;MNFR:ALLEN BRADLEY,PTNO:800T-A2A,ADDITIONAL FEATURES EN:MTL BLK | 01)MTL BLK,01)ALLEN BRADLEY,01)800T-A2A,01)REXEL AUSTRALIA,01)800T-A2A | 800T-A2A | 3000226 | ALLEN BRADLEY | ALLEN BRADLEY | 800T-A2A | ALLEN BRADLEY | REXEL AUSTRALIA | 800T-A2A |  |  | https://www.rockwellautomation.com/en-us/products/details.800T-A2A.html | [10 empty] | ENRICHED | 39122216 Push button switch | SWITCH | PUSHBUTTON | TYPE | MOMENTARY,FLUSH | VOLTAGE RATING | 600 VAC/DC | CURRENT RATING | 10 A | NUMBER OF POSITIONS |  | CONTACT CONFIGURATION | 1NO 1NC | ACTION |  | MOUNTING TYPE |  | TEMPERATURE RATING | -25 DEG C | INSULATION RESISTANCE |  | POWER RATING |  | MATERIAL | METAL | COLOUR | BLACK | SIZE | 30 MM DIA | HAZARD CLASS |  | CERTIFICATION/STANDARD | ABS,CCC,CE,CSA,EAC,GOST,UL | ADDITIONAL FEATURES EN | SHAPE:ROUND,TERMINAL TYPE:SCREW,ENCLOSURE: TYPE 1,4,12,13 | [41 empty] | Production Completed
STP_009 - Lot2 | Data Enrichment | VNE | OK | 2023-06-24 | 2023-06-26 |  | 1270904 | 1270904 | SWITCH,PUSBTTN;AB,800TCA1A,MTL GRN | SWITCH,PUSHBUTTON;MNFR:ALLEN BRADLEY,PTNO:800TCA1A,ADDITIONAL FEATURES EN:MTL GRN | 01)MTL GRN,01)ALLEN BRADLEY,01)800TCA1A,01)REXEL AUSTRALIA,01)800TCA1A | 800TCA1A | 3000226 | ALLEN BRADLEY | ALLEN BRADLEY | 800TC-A1A | ALLEN BRADLEY | REXEL AUSTRALIA | 800TC-A1A |  |  | https://www.rockwellautomation.com/en-us/products/details.800TC-A1A.html | [10 empty] | ENRICHED | 39122216 Push button switch | SWITCH | PUSHBUTTON | TYPE | MOMENTARY,FLUSH | VOLTAGE RATING | 600 VAC/DC | CURRENT RATING | 10 A | NUMBER OF POSITIONS |  | CONTACT CONFIGURATION | 1NO 1NC | ACTION |  | MOUNTING TYPE |  | TEMPERATURE RATING | -25 DEG C | INSULATION RESISTANCE |  | POWER RATING |  | MATERIAL | METAL | COLOUR | GREEN | SIZE | 30 MM DIA | HAZARD CLASS |  | CERTIFICATION/STANDARD | ABS,CCC,CE,CSA,EAC,GOST,UL | ADDITIONAL FEATURES EN | SHAPE:ROUND,TERMINAL TYPE:SCREW,ENCLOSURE: TYPE 1,4,12,13 | [41 empty] | Production Completed
STP_009 - Lot2 | Data Enrichment | VNE | OK,NM CHANGED | 2023-06-24 | 2023-06-26 | Processed based on Websource, Conflict w.r.t Input | 1270298 | 1270298 | SWITCH,PUSBTTN;AB,800TCFXT6A5,600V AC,10 | SWITCH,PUSHBUTTON;MNFR:ALLEN BRADLEY,PTNO:800TCFXT6A5,ADDITIONAL FEATURES EN:600V AC,10 AMP | 01)REXEL AUSTRALIA,01)ALB800TCFXT6A5,SWITCH,PUSHBUTTON,01)600V AC,10 AMP | 800TCFXT6A5 | 3000226 | ALLEN BRADLEY | ALLEN BRADLEY | 800TCFXT6A5 | ALLEN BRADLEY | REXEL AUSTRALIA | 800TC-FXT6A5 |  |  | https://www.rockwellautomation.com/en-us/products/details.800TC-FXT6A5.html | [10 empty] | ENRICHED | 39122200 Electrical switches and accessories | SWITCH | PUSH PULL | TYPE | TWIST RELEASE,MUSHROOM HEAD | VOLTAGE RATING | 600 VAC/DC | CURRENT RATING | 10 A | NUMBER OF POSITIONS | 2 | CONTACT CONFIGURATION |  | TEMPERATURE RATING | -25 DEG C | MOUNTING TYPE |  | INSULATION RESISTANCE |  | POWER RATING |  | ACTION |  | MATERIAL | METAL | COLOUR | RED | SIZE | 30 MM DIA | HAZARD CLASS |  | CERTIFICATION/STANDARD | ABS,CCC,CE,CSA,EAC,GOST,UL | ADDITIONAL FEATURES EN | SHAPE:ROUND,TERMINAL TYPE:SCREW,ENCLOSURE: TYPE 1,4,12,13 | [41 empty] | Production Completed
STP_009 - Lot2 | Data Enrichment | VNE | OK | 2023-06-24 | 2023-06-26 |  | 1211800 | 1211800 | SWITCH,PUSBTTN;AB,800TQMJH2G | SWITCH,PUSHBUTTON;MNFR:ALLEN BRADLEY,PTNO:800TQMJH2G | 01)CNW (MOUNT ISA) ELECT WHO,01)800TQMJH2G,SWITCH,PUSHBUTTON | 800TQMJH2G | 3000226 | ALLEN BRADLEY | ALLEN BRADLEY | 800TQMJH2G | ALLEN BRADLEY | CNW ELECTRICAL | 800T-QMJH2G |  |  | https://www.rockwellautomation.com/en-us/products/details.800T-QMJH2G.html | [10 empty] | ENRICHED | 39122216 Push button switch | SWITCH | PUSHBUTTON | TYPE | MOMENTARY,MUSHROOM HEAD | VOLTAGE RATING | 600 VAC/DC | CURRENT RATING | 10 A | NUMBER OF POSITIONS |  | CONTACT CONFIGURATION | 1NO 1NC | ACTION |  | MOUNTING TYPE |  | TEMPERATURE RATING | -25 DEG C | INSULATION RESISTANCE |  | POWER RATING |  | MATERIAL | METAL | COLOUR | GREEN | SIZE | 30 MM DIA | HAZARD CLASS |  | CERTIFICATION/STANDARD | ABS,CCC,CE,CSA,EAC,GOST,UL | ADDITIONAL FEATURES EN | SHAPE:ROUND,TERMINAL TYPE:SCREW,ENCLOSURE: TYPE 1,4,12,13 | [41 empty] | Production Completed
STP_009 - Lot2 | Data Enrichment | VNE | OK | 2023-06-24 | 2023-06-26 |  | 1266921 | 1266921 | SWITCH,PUSBTTN;ABB,2TLA050220R0222,ESTOP | SWITCH,PUSHBUTTON;MNFR:ABB,PTNO:2TLA050220R0222,ADDITIONAL FEATURES EN:ESTOP ESTRONGZ 2NC/2NO,M20,SS,LED | 01)CNW (MOUNT ISA) ELECT WHO,01)2TLA050220R0222,SWITCH,PUSHBUTTON,01)ESTOP ESTRONGZ 2NC/2NO,M20 | 2TLA050220R0222 | 3000014 | ABB | ABB | 2TLA050220R0222 | ABB | CNW ELECTRICAL | 2TLA050220R0222 |  |  | https://new.abb.com/products/2TLA050220R0222/estrongz-led | https://in.rsdelivers.com/product/abb/2tla050220r0222/abb-estrongz-led-series-emergency-stop-push-button/2531557 | [8 empty] | MOUNT ISA,WHO | ENRICHED | 39122216 Push button switch | SWITCH | PUSHBUTTON | TYPE | EMERGENCY STOP,MUSHROOM | VOLTAGE RATING | 24 VDC | CURRENT RATING |  | NUMBER OF POSITIONS |  | CONTACT CONFIGURATION | 2NO 2NC | ACTION |  | MOUNTING TYPE |  | TEMPERATURE RATING |  | INSULATION RESISTANCE |  | POWER RATING |  | MATERIAL | STAINLESS STEEL 316 | COLOUR | RED | SIZE | 105 LGX66 WDX94 HT MM | HAZARD CLASS |  | CERTIFICATION/STANDARD |  | ADDITIONAL FEATURES EN | SERIES:ESTRONGZ,INDICATION TYPE:LED,CONNECTION SIZE:M20 | [41 empty] | Production Completed
STP_009 - Lot2 | Data Enrichment | VNE | OK | 2023-06-24 | 2023-06-26 |  | 1241230 | 1241230 | SWITCH,PUSBTTN;ABB,MP1-10R,RED BTN | SWITCH,PUSHBUTTON;MNFR:ABB,PTNO:MP1-10R,ADDITIONAL FEATURES EN:RED BUTTON | 01)W63LU,SWITCH,PUSHBUTTON,01)RED BUTTON,01)BOUTON ROUGE | MP1-10R | 3000014 | ABB | ABB | MP1-10R | ABB |  |  |  |  | https://new.abb.com/products/1SFA611100R1001/mp1-10r?utm_source=google&utm_medium=cpc&utm_campaign=eFinder&gclid=Cj0KCQjwy9-kBhCHARIsAHpBjHgOf9etKh-esEp-MsRb6SN5eelvTE1xSaJCX4N7VwJZTEMSLBoIOxAaAkUTEALw_wcB | https://in.rsdelivers.com/product/abb/1sfa611100r1001-mp1-10r/abb-modular-series-red-momentary-push-button-head/7578698 | [9 empty] | ENRICHED | 39122216 Push button switch | SWITCH | PUSHBUTTON | TYPE | MOMENTARY,FLUSH | VOLTAGE RATING |  | CURRENT RATING |  | NUMBER OF POSITIONS |  | CONTACT CONFIGURATION |  | ACTION |  | MOUNTING TYPE |  | TEMPERATURE RATING | -25 TO 70 DEG C | INSULATION RESISTANCE |  | POWER RATING |  | MATERIAL | PLASTIC | COLOUR | RED | SIZE | 0.033 LGX0.029 WDX0.029 HT M | HAZARD CLASS |  | CERTIFICATION/STANDARD |  | ADDITIONAL FEATURES EN | SHAPE:ROUND,ENCLOSURE:IP66,CUTOUT DIAMETER:22 MM,W63LU | [41 empty] | Production Completed
STP_009 - Lot2 | Data Enrichment | VNE | OK | 2023-06-24 | 2023-06-26 |  | 1218268 | 1218268 | SWITCH,PUSBTTN;ALIM,3002 071 863,MEMB | SWITCH,PUSHBUTTON;MNFR:ALIMAK,PTNO:3002 071 863,ADDITIONAL FEATURES EN:MEMBRANE | 01)ALIMAK,01)3002 071 863,01)ALIMAK GROUP AUSTRALIA PT,01)3002 071 863,SWITCH,PUSHBUTTON,01)MEMBRANE | 3002 071 863 | 3000412 | ALIMAK | ALIMAK | 3002 071 863 | [5 empty] | URL NOT FOUND | [10 empty] | CLEANSED | 39122216 Push button switch | SWITCH | PUSHBUTTON | TYPE | MEMBRANE | VOLTAGE RATING |  | CURRENT RATING |  | NUMBER OF POSITIONS |  | CONTACT CONFIGURATION |  | ACTION |  | MOUNTING TYPE |  | TEMPERATURE RATING |  | INSULATION RESISTANCE |  | POWER RATING |  | MATERIAL |  | COLOUR |  | SIZE |  | HAZARD CLASS |  | CERTIFICATION/STANDARD |  | ADDITIONAL FEATURES EN | [42 empty] | Production Completed
STP_009 - Lot2 | Data Enrichment | VNE | OK,NM CHANGED | 2023-06-24 | 2023-06-26 | Processed based on Websource, Conflict w.r.t Input | 1252937 | 1252937 | SWITCH,PUSBTTN;DIEC,2E.TEZB4BK1453 | SWITCH,PUSHBUTTON;MNFR:DIECI,PTNO:2E.TEZB4BK1453,ADDITIONAL FEATURES EN:COLOUR:YELLOW | SWITCH,PUSHBUTTON,01)COLOUR:YELLOW | 2E.TEZB4BK1453 | 3000511 | DIECI | DIECI | 2E.TEZB4BK1453 | DIECI |  |  |  |  | https://pdfcoffee.com/download/dieci-icarus-4017-sn-1792010-parts-pdf-free.html | [10 empty] | CLEANSED | 39122217 Rotary switch | SWITCH | SELECTOR | TYPE |  | VOLTAGE RATING |  | CURRENT RATING |  | NUMBER OF POLES |  | NUMBER OF POSITIONS |  | ENCLOSURE |  | OPERATOR TYPE |  | MOUNTING TYPE |  | TEMPERATURE RATING |  | CONNECTION TYPE |  | POWER RATING |  | ACTION |  | MATERIAL |  | COLOUR | YELLOW | SIZE |  | HAZARD CLASS |  | CERTIFICATION/STANDARD |  | ADDITIONAL FEATURES | [38 empty] | Production Completed
STP_009 - Lot2 | Data Enrichment | VNE | OK | 2023-06-24 | 2023-06-26 |  | 1252985 | 1252985 | SWITCH,PUSBTTN;DIEC,2E.TEZB4BP5 | SWITCH,PUSHBUTTON;MNFR:DIECI,PTNO:2E.TEZB4BP5,ADDITIONAL FEATURES EN:COLOUR:YELLOW | SWITCH,PUSHBUTTON,01)COLOUR:YELLOW | 2E.TEZB4BP5 | 3000511 | DIECI | DIECI | 2E.TEZB4BP5 | DIECI |  |  |  |  | https://pdfcoffee.com/download/dieci-icarus-4017-sn-1792010-parts-pdf-free.html | [10 empty] | CLEANSED | 39122216 Push button switch | SWITCH | PUSHBUTTON | TYPE |  | VOLTAGE RATING |  | CURRENT RATING |  | NUMBER OF POSITIONS |  | CONTACT CONFIGURATION |  | ACTION |  | MOUNTING TYPE |  | TEMPERATURE RATING |  | INSULATION RESISTANCE |  | POWER RATING |  | MATERIAL |  | COLOUR | YELLOW | SIZE |  | HAZARD CLASS |  | CERTIFICATION/STANDARD |  | ADDITIONAL FEATURES EN | [42 empty] | Production Completed
STP_009 - Lot2 | Data Enrichment | VNE | OK | 2023-06-24 | 2023-06-26 |  | 1252930 | 1252930 | SWITCH,PUSBTTN;DIEC,2E.TEZB4BS44 | SWITCH,PUSHBUTTON;MNFR:DIECI,PTNO:2E.TEZB4BS44,ADDITIONAL FEATURES EN:EMERGENCY | SWITCH,PUSHBUTTON,01)EMERGENCY | 2E.TEZB4BS44 | 3000511 | DIECI | DIECI | 2E.TEZB4BS44 | DIECI |  |  |  |  | https://pdfcoffee.com/download/dieci-icarus-4017-sn-1792010-parts-pdf-free.html | [10 empty] | CLEANSED | 39122216 Push button switch | SWITCH | PUSHBUTTON | TYPE | EMERGENCY | VOLTAGE RATING |  | CURRENT RATING |  | NUMBER OF POSITIONS |  | CONTACT CONFIGURATION |  | ACTION |  | MOUNTING TYPE |  | TEMPERATURE RATING |  | INSULATION RESISTANCE |  | POWER RATING |  | MATERIAL |  | COLOUR |  | SIZE |  | HAZARD CLASS |  | CERTIFICATION/STANDARD |  | ADDITIONAL FEATURES EN | [42 empty] | Production Completed
STP_009 - Lot2 | Data Enrichment | VNE | OK | 2023-06-24 | 2023-06-26 |  | 1252958 | 1252958 | SWITCH,PUSBTTN;DIEC,4C.106616 | SWITCH,PUSHBUTTON;MNFR:DIECI,PTNO:4C.106616,ADDITIONAL FEATURES EN:4 ARROW | SWITCH,PUSHBUTTON,01)4 ARROW | 4C.106616 | 3000511 | DIECI | DIECI | 4C.106616 | DIECI |  |  |  |  | https://pdfcoffee.com/download/dieci-icarus-4017-sn-1792010-parts-pdf-free.html | [10 empty] | CLEANSED | 39122216 Push button switch | SWITCH | PUSHBUTTON | TYPE | ARROW | VOLTAGE RATING |  | CURRENT RATING |  | NUMBER OF POSITIONS |  | CONTACT CONFIGURATION |  | ACTION |  | MOUNTING TYPE |  | TEMPERATURE RATING |  | INSULATION RESISTANCE |  | POWER RATING |  | MATERIAL |  | COLOUR |  | SIZE |  | HAZARD CLASS |  | CERTIFICATION/STANDARD |  | ADDITIONAL FEATURES EN | [42 empty] | Production Completed
STP_009 - Lot2 | Data Enrichment | VNE | OK | 2023-06-24 | 2023-06-26 |  | 1272451 | 1272451 | SWITCH,PUSBTTN;EATO,E34176M,ACTR,63.5MM | SWITCH,PUSHBUTTON;MNFR:EATON CORPORATION,PTNO:E34176M,ADDITIONAL FEATURES EN:ACTUATOR,63.5MM,MUSHROOM HEAD,MATERIAL:METAL,COLOUR: RED,MOUNTING METHOD:PANEL,PUSH-PULL |  | E34176M | 3000267 | EATON CORPORATION | EATON CORPORATION | E34176M | EATON CORPORATION |  |  |  |  | https://www.eaton.com/au/en-gb/catalog/machinery-controls/e34-pushbuttons.html | https://www.blackwoods.com.au/electrical/automation-control/pushbuttons-pilot-lights/eaton-pushbutton-push-pull-mushroom-operators-complete-non-padlockable-63-5mm-red-zinc-e34176m/p/00563588 | [10 empty] | 39122216 Push button switch | SWITCH | PUSHBUTTON | TYPE | HEAVY-DUTY,MUSHROOM HEAD | VOLTAGE RATING |  | CURRENT RATING |  | NUMBER OF POSITIONS |  | CONTACT CONFIGURATION |  | ACTION |  | MOUNTING TYPE |  | TEMPERATURE RATING |  | INSULATION RESISTANCE |  | POWER RATING |  | MATERIAL | METAL | COLOUR | RED | SIZE | 63.5 MM DIA | HAZARD CLASS |  | CERTIFICATION/STANDARD | FDA | ADDITIONAL FEATURES EN | ACTUATOR,MOUNTING TYPE:PANEL | [41 empty] | Production Completed
STP_009 - Lot2 | Data Enrichment | VNE | OK | 2023-06-24 | 2023-06-26 |  | 1272655 | 1272655 | SWITCH,PUSBTTN;NHP,D71YM1,EMRGNCY STOP,4 | SWITCH,PUSHBUTTON;MNFR:NHP,PTNO:D71YM1,ADDITIONAL FEATURES EN:EMERGENCY STOP,40MM,YELLOW,PLASTIC,BAND SAW | 01)CNW (MOUNT ISA) ELECT WHO,01)NHPD71YM1,SWITCH,PUSHBUTTON,01)EMERGENCY STOP,40MM,YELLOW | D71YM1 | 3000664 | NHP | NHP | D71YM1 | NHP | CNW ELECTRICAL | D71YM1 |  |  | https://prdsccdnstorage.blob.core.windows.net/techdatasheets/D71YM1-5674-datasheet.pdf?sv=2019-02-02&ss=b&srt=sco&sp=rwdlac&se=2050-02-24T14:36:22Z&st=2020-02-24T06:36:22Z&spr=https&sig=ZYSSzNvPIpdF2duj%2B0Q%2Fxscgj9MvyEATcIdm%2Bn6Urmc%3D | [10 empty] | ENRICHED | 39122216 Push button switch | SWITCH | PUSHBUTTON | TYPE | ENCLOSED EMERGENCY STOP,MUSHROOM HEAD | VOLTAGE RATING |  | CURRENT RATING | 10 A | NUMBER OF POSITIONS |  | CONTACT CONFIGURATION | 1NC | ACTION |  | MOUNTING TYPE |  | TEMPERATURE RATING | -25 TO 70 DEG C | INSULATION RESISTANCE |  | POWER RATING |  | MATERIAL | POLYCARBONATE,PBT BLEND | COLOUR | YELLOW,RED OPERATOR | SIZE | 40 MM DIA | HAZARD CLASS |  | CERTIFICATION/STANDARD | NEMA ICS-5,UL 508,EN 60947-1,EN 60947-5-1,EN 60947-5-5,EN 418,UL,UR,CSA,CCC,CE | ADDITIONAL FEATURES EN | ENCLOSURE:IP65,IP66,BAND SAW | [41 empty] | Production Completed
STP_009 - Lot2 | Data Enrichment | VNE | OK | 2023-06-24 | 2023-06-26 |  | 1270770 | 1270770 | SWITCH,PUSBTTN;NHP,D7PF3,FLSH,PLSTC,GRN | SWITCH,PUSHBUTTON;MNFR:NHP,PTNO:D7PF3,ADDITIONAL FEATURES EN:FLUSH,PLASTIC,GREEN | 01)CNW (TOWNSVILLE) ELECT SU,01)NHPD7PF3,SWITCH,PUSHBUTTON,01)FLUSH,PLASTIC,GREEN | D7PF3 | 3000664 | NHP | NHP | D7P-F3 | NHP | CNW ELECTRICAL | D7P-F3 |  |  | https://prdsccdnstorage.blob.core.windows.net/techdatasheets/D7PF3-6006-datasheet.pdf?sv=2019-02-02&ss=b&srt=sco&sp=rwdlac&se=2050-02-24T14:36:22Z&st=2020-02-24T06:36:22Z&spr=https&sig=ZYSSzNvPIpdF2duj%2B0Q%2Fxscgj9MvyEATcIdm%2Bn6Urmc%3D | [10 empty] | ENRICHED | 39122216 Push button switch | SWITCH | PUSHBUTTON | TYPE | MOMENTARY,FLUSH | VOLTAGE RATING |  | CURRENT RATING |  | NUMBER OF POSITIONS |  | CONTACT CONFIGURATION |  | ACTION |  | MOUNTING TYPE |  | TEMPERATURE RATING | -25 TO 70 DEG C | INSULATION RESISTANCE |  | POWER RATING |  | MATERIAL | PLASTIC | COLOUR | GREEN | SIZE | 29.6 MM DIA | HAZARD CLASS |  | CERTIFICATION/STANDARD | NEMA ICS-5,UL 508,EN 60947-1,EN 60947-5-1,EN 60947-5-5,EN 418,UL,UR,CSA,CCC,CE | ADDITIONAL FEATURES EN | ENCLOURE:IP65,IP66,IP69K,MOUNTING HOLE DIAMETER:22.5 MM | [41 empty] | Production Completed
STP_009 - Lot2 | Data Enrichment | VNE | OK | 2023-06-24 | 2023-06-26 |  | 1270771 | 1270771 | SWITCH,PUSBTTN;NHP,D7PF301,FLSH,PLSTC,GR | SWITCH,PUSHBUTTON;MNFR:NHP,PTNO:D7PF301,ADDITIONAL FEATURES EN:FLUSH,PLASTIC,GREEN,START | 01)CNW (TOWNSVILLE) ELECT SU,01)NHPD7PF301,SWITCH,PUSHBUTTON,01)FLUSH,PLASTIC,GREEN,START | D7PF301 | 3000664 | NHP | NHP | D7P-F301 | NHP | CNW ELECTRICAL | D7P-F301 |  |  | https://prdsccdnstorage.blob.core.windows.net/techdatasheets/D7PF301-6007-datasheet.pdf?sv=2019-02-02&ss=b&srt=sco&sp=rwdlac&se=2050-02-24T14:36:22Z&st=2020-02-24T06:36:22Z&spr=https&sig=ZYSSzNvPIpdF2duj%2B0Q%2Fxscgj9MvyEATcIdm%2Bn6Urmc%3D | [10 empty] | ENRICHED | 39122216 Push button switch | SWITCH | PUSHBUTTON | TYPE | MOMENTARY,FLUSH | VOLTAGE RATING |  | CURRENT RATING |  | NUMBER OF POSITIONS |  | CONTACT CONFIGURATION |  | ACTION |  | MOUNTING TYPE |  | TEMPERATURE RATING | -25 TO 70 DEG C | INSULATION RESISTANCE |  | POWER RATING |  | MATERIAL | PLASTIC | COLOUR | GREEN | SIZE | 29.6 MM DIA | HAZARD CLASS |  | CERTIFICATION/STANDARD | NEMA ICS-5,UL 508,EN 60947-1,EN 60947-5-1,EN 60947-5-5,EN 418,UL,UR,CSA,CCC,CE | ADDITIONAL FEATURES EN | ENCLOURE:IP65,IP66,IP69K,MOUNTING HOLE DIAMETER:22.5 MM,OPERATOR TEXT:START | [41 empty] | Production Completed
STP_009 - Lot2 | Data Enrichment | VNE | OK | 2023-06-24 | 2023-06-26 |  | 1270772 | 1270772 | SWITCH,PUSBTTN;NHP,D7PF4,FLSH,PLSTC,RED | SWITCH,PUSHBUTTON;MNFR:NHP,PTNO:D7PF4,ADDITIONAL FEATURES EN:FLUSH,PLASTIC,RED | 01)CNW (TOWNSVILLE) ELECT SU,01)NHPD7PF4,SWITCH,PUSHBUTTON,01)FLUSH,PLASTIC,RED | D7PF4 | 3000664 | NHP | NHP | D7P-F4 | NHP | CNW ELECTRICAL | D7P-F4 |  |  | https://prdsccdnstorage.blob.core.windows.net/techdatasheets/D7PF4-6010-datasheet.pdf?sv=2019-02-02&ss=b&srt=sco&sp=rwdlac&se=2050-02-24T14:36:22Z&st=2020-02-24T06:36:22Z&spr=https&sig=ZYSSzNvPIpdF2duj%2B0Q%2Fxscgj9MvyEATcIdm%2Bn6Urmc%3D | [10 empty] | ENRICHED | 39122216 Push button switch | SWITCH | PUSHBUTTON | TYPE | MOMENTARY,FLUSH | VOLTAGE RATING |  | CURRENT RATING |  | NUMBER OF POSITIONS |  | CONTACT CONFIGURATION |  | ACTION |  | MOUNTING TYPE |  | TEMPERATURE RATING | -25 TO 70 DEG C | INSULATION RESISTANCE |  | POWER RATING |  | MATERIAL | PLASTIC | COLOUR | RED | SIZE | 29.6 MM DIA | HAZARD CLASS |  | CERTIFICATION/STANDARD | NEMA ICS-5,UL 508,EN 60947-1,EN 60947-5-1,EN 60947-5-5,EN 418,UL,UR,CSA,CCC,CE | ADDITIONAL FEATURES EN | ENCLOURE:IP65,IP66,IP69K,MOUNTING HOLE DIAMETER:22.5 MM | [41 empty] | Production Completed
STP_009 - Lot2 | Data Enrichment | VNE | OK | 2023-06-24 | 2023-06-26 |  | 1270773 | 1270773 | SWITCH,PUSBTTN;NHP,D7PF402,FLSH,PLSTC,RE | SWITCH,PUSHBUTTON;MNFR:NHP,PTNO:D7PF402,ADDITIONAL FEATURES EN:FLUSH,PLASTIC,RED,STOP | 01)CNW (TOWNSVILLE) ELECT SU,01)NHPD7PF402,SWITCH,PUSHBUTTON,01)FLUSH,PLASTIC,RED,STOP | D7PF402 | 3000664 | NHP | NHP | D7PF402 | NHP | CNW ELECTRICAL | D7P-F402 |  |  | https://prdsccdnstorage.blob.core.windows.net/techdatasheets/D7PF402-6011-datasheet.pdf?sv=2019-02-02&ss=b&srt=sco&sp=rwdlac&se=2050-02-24T14:36:22Z&st=2020-02-24T06:36:22Z&spr=https&sig=ZYSSzNvPIpdF2duj%2B0Q%2Fxscgj9MvyEATcIdm%2Bn6Urmc%3D | [10 empty] | ENRICHED | 39122216 Push button switch | SWITCH | PUSHBUTTON | TYPE | MOMENTARY,FLUSH | VOLTAGE RATING |  | CURRENT RATING |  | NUMBER OF POSITIONS |  | CONTACT CONFIGURATION |  | ACTION |  | MOUNTING TYPE |  | TEMPERATURE RATING | -25 TO 70 DEG C | INSULATION RESISTANCE |  | POWER RATING |  | MATERIAL | PLASTIC | COLOUR | RED | SIZE | 29.6 MM DIA | HAZARD CLASS |  | CERTIFICATION/STANDARD | NEMA ICS-5,UL 508,EN 60947-1,EN 60947-5-1,EN 60947-5-5,EN 418,UL,UR,CSA,CCC,CE | ADDITIONAL FEATURES EN | ENCLOURE:IP65,IP66,IP69K,MOUNTING HOLE DIAMETER:22.5 MM,OPERATOR TEXT:STOP | [41 empty] | Production Completed
STP_009 - Lot2 | Data Enrichment | VNE | OK | 2023-06-24 | 2023-06-26 |  | 1270774 | 1270774 | SWITCH,PUSBTTN;NHP,D7PF402PX01,FLSH,PLST | SWITCH,PUSHBUTTON;MNFR:NHP,PTNO:D7PF402PX01,ADDITIONAL FEATURES EN:FLSH,PLAST,RED,STOP,COMP,1N/C | 01)CNW (TOWNSVILLE) ELECT SU,01)NHPD7PF402PX01,SWITCH,PUSHBUTTON,01)FLSH,PLAST,RED,STOP,COMP,1N | D7PF402PX01 | 3000664 | NHP | NHP | D7P-F402PX01 | NHP | CNW ELECTRICAL | D7P-F402PX01 |  |  | https://prdsccdnstorage.blob.core.windows.net/techdatasheets/D7PF402PX01-6012-datasheet.pdf?sv=2019-02-02&ss=b&srt=sco&sp=rwdlac&se=2050-02-24T14:36:22Z&st=2020-02-24T06:36:22Z&spr=https&sig=ZYSSzNvPIpdF2duj%2B0Q%2Fxscgj9MvyEATcIdm%2Bn6Urmc%3D | [10 empty] | ENRICHED | 39122216 Push button switch | SWITCH | PUSHBUTTON | TYPE | MOMENTARY,FLUSH | VOLTAGE RATING | 240 VAC | CURRENT RATING | 10 A | NUMBER OF POSITIONS |  | CONTACT CONFIGURATION | 1NC | ACTION |  | MOUNTING TYPE |  | TEMPERATURE RATING | -25 TO 70 DEG C | INSULATION RESISTANCE |  | POWER RATING |  | MATERIAL | PLASTIC | COLOUR | RED | SIZE | 29.6 MM DIA | HAZARD CLASS |  | CERTIFICATION/STANDARD | NEMA ICS-5,UL 508,EN 60947-1,EN 60947-5-1,EN 60947-5-5,EN 418,UL,UR,CSA,CCC,CE | ADDITIONAL FEATURES EN | ENCLOURE:IP65,IP66,IP69K,MOUNTING HOLE DIAMETER:22.5 MM,OPERATOR TEXT:STOP,COMPONENTS | [41 empty] | Production Completed
STP_009 - Lot2 | Data Enrichment | VNE | OK | 2023-06-24 | 2023-06-26 |  | 1270757 | 1270757 | SWITCH,PUSBTTN;NHP,D7PF4PX01,FLSH,PLSTC | SWITCH,PUSHBUTTON;MNFR:NHP,PTNO:D7PF4PX01,ADDITIONAL FEATURES EN:FLUSH,PLASTIC,RED,COMP,1N/C | 01)CNW (TOWNSVILLE) ELECT SU,01)NHPD7PF4PX01,SWITCH,PUSHBUTTON,01)FLUSH,PLASTIC,RED,COMP,1N/C | D7PF4PX01 | 3000664 | NHP | NHP | D7P-F4PX01 | NHP | CNW ELECTRICAL | D7P-F4PX01 |  |  | https://prdsccdnstorage.blob.core.windows.net/techdatasheets/D7PF4PX01-6013-datasheet.pdf?sv=2019-02-02&ss=b&srt=sco&sp=rwdlac&se=2050-02-24T14:36:22Z&st=2020-02-24T06:36:22Z&spr=https&sig=ZYSSzNvPIpdF2duj%2B0Q%2Fxscgj9MvyEATcIdm%2Bn6Urmc%3D | [10 empty] | ENRICHED | 39122216 Push button switch | SWITCH | PUSHBUTTON | TYPE | MOMENTARY,FLUSH | VOLTAGE RATING | 240 VAC | CURRENT RATING | 10 A | NUMBER OF POSITIONS |  | CONTACT CONFIGURATION | 1NC | ACTION |  | MOUNTING TYPE |  | TEMPERATURE RATING | -25 TO 70 DEG C | INSULATION RESISTANCE |  | POWER RATING |  | MATERIAL | PLASTIC | COLOUR | RED | SIZE | 29.6 MM DIA | HAZARD CLASS |  | CERTIFICATION/STANDARD | NEMA ICS-5,UL 508,EN 60947-1,EN 60947-5-1,EN 60947-5-5,EN 418,UL,UR,CSA,CCC,CE | ADDITIONAL FEATURES EN | ENCLOURE:IP65,IP66,IP69K,MOUNTING HOLE DIAMETER:22.5 MM,COMPONENTS | [41 empty] | Production Completed
STP_009 - Lot2 | Data Enrichment | VNE | OK | 2023-06-24 | 2023-06-26 |  | 1270775 | 1270775 | SWITCH,PUSBTTN;NHP,D7PF6,FLSH,PLSTC,BLU | SWITCH,PUSHBUTTON;MNFR:NHP,PTNO:D7PF6,ADDITIONAL FEATURES EN:FLUSH,PLASTIC,BLUE | 01)CNW (TOWNSVILLE) ELECT SU,01)NHPD7PF6,SWITCH,PUSHBUTTON,01)FLUSH,PLASTIC,BLUE | D7PF6 | 3000664 | NHP | NHP | D7P-F6 | NHP | CNW ELECTRICAL | D7P-F6 |  |  | https://prdsccdnstorage.blob.core.windows.net/techdatasheets/D7PF6-6016-datasheet.pdf?sv=2019-02-02&ss=b&srt=sco&sp=rwdlac&se=2050-02-24T14:36:22Z&st=2020-02-24T06:36:22Z&spr=https&sig=ZYSSzNvPIpdF2duj%2B0Q%2Fxscgj9MvyEATcIdm%2Bn6Urmc%3D | [10 empty] | ENRICHED | 39122216 Push button switch | SWITCH | PUSHBUTTON | TYPE | MOMENTARY,FLUSH | VOLTAGE RATING |  | CURRENT RATING |  | NUMBER OF POSITIONS |  | CONTACT CONFIGURATION |  | ACTION |  | MOUNTING TYPE |  | TEMPERATURE RATING | -25 TO 70 DEG C | INSULATION RESISTANCE |  | POWER RATING |  | MATERIAL | PLASTIC | COLOUR | BLUE | SIZE | 29.6 MM DIA | HAZARD CLASS |  | CERTIFICATION/STANDARD | NEMA ICS-5,UL 508,EN 60947-1,EN 60947-5-1,EN 60947-5-5,EN 418,UL,UR,CSA,CCC,CE | ADDITIONAL FEATURES EN | ENCLOURE:IP65,IP66,IP69K,MOUNTING HOLE DIAMETER:22.5 MM | [41 empty] | Production Completed
STP_009 - Lot2 | Data Enrichment | VNE | OK | 2023-06-24 | 2023-06-26 |  | 1270776 | 1270776 | SWITCH,PUSBTTN;NHP,D7PF6PX10,FLSH,PLST,B | SWITCH,PUSHBUTTON;MNFR:NHP,PTNO:D7PF6PX10,ADDITIONAL FEATURES EN:FLUSH,PLAST,BLUE,COMP,1N/O | 01)CNW (TOWNSVILLE) ELECT SU,01)NHPD7PF6PX10,SWITCH,PUSHBUTTON,01)FLUSH,PLAST,BLUE,COMP,1N/O | D7PF6PX10 | 3000664 | NHP | NHP | D7P-F6PX10 | NHP | CNW ELECTRICAL | D7P-F6PX10 |  |  | https://prdsccdnstorage.blob.core.windows.net/techdatasheets/D7PF6PX10-6017-datasheet.pdf?sv=2019-02-02&ss=b&srt=sco&sp=rwdlac&se=2050-02-24T14:36:22Z&st=2020-02-24T06:36:22Z&spr=https&sig=ZYSSzNvPIpdF2duj%2B0Q%2Fxscgj9MvyEATcIdm%2Bn6Urmc%3D | [10 empty] | ENRICHED | 39122216 Push button switch | SWITCH | PUSHBUTTON | TYPE | MOMENTARY,FLUSH | VOLTAGE RATING | 240 VAC | CURRENT RATING | 10 A | NUMBER OF POSITIONS |  | CONTACT CONFIGURATION | 1NO | ACTION |  | MOUNTING TYPE |  | TEMPERATURE RATING | -25 TO 70 DEG C | INSULATION RESISTANCE |  | POWER RATING |  | MATERIAL | PLASTIC | COLOUR | BLUE | SIZE | 29.6 MM DIA | HAZARD CLASS |  | CERTIFICATION/STANDARD | NEMA ICS-5,UL 508,EN 60947-1,EN 60947-5-1,EN 60947-5-5,EN 418,UL,UR,CSA,CCC,CE | ADDITIONAL FEATURES EN | ENCLOURE:IP65,IP66,IP69K,MOUNTING HOLE DIAMETER:22.5 MM,COMPONENTS | [41 empty] | Production Completed
STP_009 - Lot2 | Data Enrichment | VNE | OK | 2023-06-24 | 2023-06-26 |  | 1270777 | 1270777 | SWITCH,PUSBTTN;NHP,D7PLF3,22.5MM,PLSTC,F | SWITCH,PUSHBUTTON;MNFR:NHP,PTNO:D7PLF3,ADDITIONAL FEATURES EN:22.5MM,PLASTIC,FLUSH,ILLUM,GR | 01)CNW (TOWNSVILLE) ELECT SU,01)NHPD7PLF3,SWITCH,PUSHBUTTON,01)22.5MM,PLASTIC,FLUSH,ILLUM | D7PLF3 | 3000664 | NHP | NHP | D7P-LF3 | NHP | CNW ELECTRICAL | D7P-LF3 |  |  | https://prdsccdnstorage.blob.core.windows.net/techdatasheets/D7PLF3-6064-datasheet.pdf?sv=2019-02-02&ss=b&srt=sco&sp=rwdlac&se=2050-02-24T14:36:22Z&st=2020-02-24T06:36:22Z&spr=https&sig=ZYSSzNvPIpdF2duj%2B0Q%2Fxscgj9MvyEATcIdm%2Bn6Urmc%3D | [10 empty] | ENRICHED | 39122216 Push button switch | SWITCH | PUSHBUTTON | TYPE | MOMENTARY,ILLUMINATED FLUSH | VOLTAGE RATING |  | CURRENT RATING |  | NUMBER OF POSITIONS |  | CONTACT CONFIGURATION |  | ACTION |  | MOUNTING TYPE |  | TEMPERATURE RATING | -25 TO 70 DEG C | INSULATION RESISTANCE |  | POWER RATING |  | MATERIAL | PLASTIC | COLOUR | GREEN | SIZE | 29.6 MM DIA | HAZARD CLASS |  | CERTIFICATION/STANDARD | NEMA ICS-5,UL 508,EN 60947-1,EN 60947-5-1,EN 60947-5-5,EN 418,UL,UR,CSA,CCC,CE | ADDITIONAL FEATURES EN | ENCLOURE:IP65,IP66,IP69K,MOUNTING HOLE DIAMETER:22.5 MM | [41 empty] | Production Completed
STP_009 - Lot2 | Data Enrichment | VNE | OK | 2023-06-24 | 2023-06-26 |  | 1275300 | 1275300 | SWITCH,PUSBTTN;NHP,D7PLF3PN3GX10,PLAS IL | SWITCH,PUSHBUTTON;MNFR:NHP,PTNO:D7PLF3PN3GX10,ADDITIONAL FEATURES EN:PLAS ILL GRN 24VAC/DC 1N/O | 01)CNW (MOUNT ISA) ELECT WHO,01)NHPD7PLF3PN3GX10,SWITCH,PUSHBUTTON,01)PLAS ILL GRN 24VAC/DC 1N/O | D7PLF3PN3GX10 | 3000664 | NHP | NHP | D7P-LF3PN3GX10 | NHP | CNW ELECTRICAL | D7P-LF3PN3GX10 |  |  | https://prdsccdnstorage.blob.core.windows.net/techdatasheets/D7PLF3PN3GX10-6065-datasheet.pdf?sv=2019-02-02&ss=b&srt=sco&sp=rwdlac&se=2050-02-24T14:36:22Z&st=2020-02-24T06:36:22Z&spr=https&sig=ZYSSzNvPIpdF2duj%2B0Q%2Fxscgj9MvyEATcIdm%2Bn6Urmc%3D | [10 empty] | ENRICHED | 39122216 Push button switch | SWITCH | PUSHBUTTON | TYPE | MOMENTARY,ILLUMINATED FLUSH | VOLTAGE RATING | 240 VAC | CURRENT RATING | 10 A | NUMBER OF POSITIONS |  | CONTACT CONFIGURATION | 1NO | ACTION |  | MOUNTING TYPE |  | TEMPERATURE RATING | -25 TO 70 DEG C | INSULATION RESISTANCE |  | POWER RATING |  | MATERIAL | POLYCARBONATE,PBT BLEND | COLOUR | GREEN | SIZE | 29.6 MM DIA | HAZARD CLASS |  | CERTIFICATION/STANDARD | NEMA ICS-5,UL 508,EN 60947-1,EN 60947-5-1,EN 60947-5-5,EN 418,UL,UR,CSA,CCC,CE | ADDITIONAL FEATURES EN | NOMINAL OPERATIONAL VOLTAGE:24 VAC/DC,ENCLOURE:IP65,IP66,IP69K,MOUNTING HOLE DIAMETER:22.5 MM,TERMINAL:SCREW | [41 empty] | Production Completed
STP_009 - Lot2 | Data Enrichment | VNE | OK | 2023-06-24 | 2023-06-26 |  | 1270778 | 1270778 | SWITCH,PUSBTTN;NHP,D7PLF4,PLAS,FLSH,ILL | SWITCH,PUSHBUTTON;MNFR:NHP,PTNO:D7PLF4,ADDITIONAL FEATURES EN:PLAS,FLSH,ILL,MOM,RED | 01)CNW (TOWNSVILLE) ELECT SU,01)NHPD7PLF4,SWITCH,PUSHBUTTON,01)PLAS,FLSH,ILL,MOM,RED | D7PLF4 | 3000664 | NHP | NHP | D7P-LF4 | NHP | CNW ELECTRICAL | D7P-LF4 |  |  | https://prdsccdnstorage.blob.core.windows.net/techdatasheets/D7PLF4-6067-datasheet.pdf?sv=2019-02-02&ss=b&srt=sco&sp=rwdlac&se=2050-02-24T14:36:22Z&st=2020-02-24T06:36:22Z&spr=https&sig=ZYSSzNvPIpdF2duj%2B0Q%2Fxscgj9MvyEATcIdm%2Bn6Urmc%3D | [10 empty] | ENRICHED | 39122216 Push button switch | SWITCH | PUSHBUTTON | TYPE | MOMENTARY,ILLUMINATED FLUSH | VOLTAGE RATING |  | CURRENT RATING |  | NUMBER OF POSITIONS |  | CONTACT CONFIGURATION |  | ACTION |  | MOUNTING TYPE |  | TEMPERATURE RATING | -25 TO 70 DEG C | INSULATION RESISTANCE |  | POWER RATING |  | MATERIAL | PLASTIC | COLOUR | RED | SIZE | 29.6 MM DIA | HAZARD CLASS |  | CERTIFICATION/STANDARD | NEMA ICS-5,UL 508,EN 60947-1,EN 60947-5-1,EN 60947-5-5,EN 418,UL,UR,CSA,CCC,CE | ADDITIONAL FEATURES EN | ENCLOURE:IP65,IP66,IP69K,MOUNTING HOLE DIAMETER:22.5 MM | [41 empty] | Production Completed
STP_009 - Lot2 | Data Enrichment | VNE | OK | 2023-06-24 | 2023-06-26 |  | 1275301 | 1275301 | SWITCH,PUSBTTN;NHP,D7PLF4PN3RX01,PLAS IL | SWITCH,PUSHBUTTON;MNFR:NHP,PTNO:D7PLF4PN3RX01,ADDITIONAL FEATURES EN:PLAS ILL RED 24VAC/DC 1N/C | 01)CNW (MOUNT ISA) ELECT WHO,01)NHPD7PLF4PN3RX01,SWITCH,PUSHBUTTON,01)PLAS ILL RED 24VAC/DC 1N/C | D7PLF4PN3RX01 | 3000664 | NHP | NHP | D7P-LF4PN3RX01 | NHP | CNW ELECTRICAL | D7P-LF4PN3RX01 |  |  | https://prdsccdnstorage.blob.core.windows.net/techdatasheets/D7PLF4PN3RX01-6068-datasheet.pdf?sv=2019-02-02&ss=b&srt=sco&sp=rwdlac&se=2050-02-24T14:36:22Z&st=2020-02-24T06:36:22Z&spr=https&sig=ZYSSzNvPIpdF2duj%2B0Q%2Fxscgj9MvyEATcIdm%2Bn6Urmc%3D | [10 empty] | ENRICHED | 39122216 Push button switch | SWITCH | PUSHBUTTON | TYPE | MOMENTARY,ILLUMINATED FLUSH | VOLTAGE RATING | 240 VAC | CURRENT RATING | 10 A | NUMBER OF POSITIONS |  | CONTACT CONFIGURATION | 1NC | ACTION |  | MOUNTING TYPE |  | TEMPERATURE RATING | -25 TO 70 DEG C | INSULATION RESISTANCE |  | POWER RATING |  | MATERIAL | POLYCARBONATE,PBT BLEND | COLOUR | RED | SIZE | 29.6 MM DIA | HAZARD CLASS |  | CERTIFICATION/STANDARD | NEMA ICS-5,UL 508,EN 60947-1,EN 60947-5-1,EN 60947-5-5,EN 418,UL,UR,CSA,CCC,CE | ADDITIONAL FEATURES EN | NOMINAL OPERATIONAL VOLTAGE:24 VAC/DC,ENCLOURE:IP65,IP66,IP69K,MOUNTING HOLE DIAMETER:22.5 MM,TERMINAL:SCREW | [41 empty] | Production Completed
STP_009 - Lot2 | Data Enrichment | VNE | OK | 2023-06-24 | 2023-06-26 |  | 1275302 | 1275302 | SWITCH,PUSBTTN;NHP,D7PLF5PN3WX10,22.5MM | SWITCH,PUSHBUTTON;MNFR:NHP,PTNO:D7PLF5PN3WX10,ADDITIONAL FEATURES EN:22.5MM,PLASTIC FLUSH ILLUM YE | 01)CNW (MOUNT ISA) ELECT WHO,01)NHPD7PLF5PN3WX10,SWITCH,PUSHBUTTON,01)22.5MM,PLASTIC FLUSH ILLUM | D7PLF5PN3WX10 | 3000664 | NHP | NHP | D7P-LF5PN3WX10 | NHP | CNW ELECTRICAL | D7P-LF5PN3WX10 |  |  | https://prdsccdnstorage.blob.core.windows.net/techdatasheets/D7PLF5PN3WX10-62538-datasheet.pdf?sv=2019-02-02&ss=b&srt=sco&sp=rwdlac&se=2050-02-24T14:36:22Z&st=2020-02-24T06:36:22Z&spr=https&sig=ZYSSzNvPIpdF2duj%2B0Q%2Fxscgj9MvyEATcIdm%2Bn6Urmc%3D | [10 empty] | ENRICHED | 39122216 Push button switch | SWITCH | PUSHBUTTON | TYPE | MOMENTARY,ILLUMINATED FLUSH | VOLTAGE RATING | 240 VAC | CURRENT RATING | 10 A | NUMBER OF POSITIONS |  | CONTACT CONFIGURATION | 1NO | ACTION |  | MOUNTING TYPE |  | TEMPERATURE RATING | -25 TO 70 DEG C | INSULATION RESISTANCE |  | POWER RATING |  | MATERIAL | POLYCARBONATE,PBT BLEND | COLOUR | YELLOW | SIZE | 29.6 MM DIA | HAZARD CLASS |  | CERTIFICATION/STANDARD | NEMA ICS-5,UL 508,EN 60947-1,EN 60947-5-1,EN 60947-5-5,EN 418,UL,UR,CSA,CCC,CE | ADDITIONAL FEATURES EN | NOMINAL OPERATIONAL VOLTAGE:24 VAC/DC,ENCLOURE:IP65,IP66,IP69K,MOUNTING HOLE DIAMETER:22.5 MM,TERMINAL:SCREW | [41 empty] | Production Completed
STP_009 - Lot2 | Data Enrichment | VNE | OK | 2023-06-24 | 2023-06-26 |  | 1275303 | 1275303 | SWITCH,PUSBTTN;NHP,D7PLF6PN3WX10,PLAS IL | SWITCH,PUSHBUTTON;MNFR:NHP,PTNO:D7PLF6PN3WX10,ADDITIONAL FEATURES EN:PLAS ILLUM 1N/O BLU 24VAC/DC | 01)CNW (MOUNT ISA) ELECT WHO,01)NHPD7PLF6PN3WX10,SWITCH,PUSHBUTTON,01)PLAS ILLUM 1N/O BLU 24VAC/D | D7PLF6PN3WX10 | 3000664 | NHP | NHP | D7P-LF6PN3WX10 | NHP | CNW ELECTRICAL | D7P-LF6PN3WX10 |  |  | https://prdsccdnstorage.blob.core.windows.net/techdatasheets/D7PLF6PN3WX10-52534-datasheet.pdf?sv=2019-02-02&ss=b&srt=sco&sp=rwdlac&se=2050-02-24T14:36:22Z&st=2020-02-24T06:36:22Z&spr=https&sig=ZYSSzNvPIpdF2duj%2B0Q%2Fxscgj9MvyEATcIdm%2Bn6Urmc%3D | [10 empty] | ENRICHED | 39122216 Push button switch | SWITCH | PUSHBUTTON | TYPE | MOMENTARY,ILLUMINATED FLUSH | VOLTAGE RATING | 240 VAC | CURRENT RATING | 10 A | NUMBER OF POSITIONS |  | CONTACT CONFIGURATION | 1NO | ACTION |  | MOUNTING TYPE |  | TEMPERATURE RATING | -25 TO 70 DEG C | INSULATION RESISTANCE |  | POWER RATING |  | MATERIAL | POLYCARBONATE,PBT BLEND | COLOUR | BLUE | SIZE | 29.6 MM DIA | HAZARD CLASS |  | CERTIFICATION/STANDARD | NEMA ICS-5,UL 508,EN 60947-1,EN 60947-5-1,EN 60947-5-5,EN 418,UL,UR,CSA,CCC,CE | ADDITIONAL FEATURES EN | NOMINAL OPERATIONAL VOLTAGE:24 VAC/DC,ENCLOURE:IP65,IP66,IP69K,MOUNTING HOLE DIAMETER:22.5 MM,TERMINAL:SCREW | [41 empty] | Production Completed
STP_009 - Lot2 | Data Enrichment | VNE | OK | 2023-06-24 | 2023-06-26 |  | 1270779 | 1270779 | SWITCH,PUSBTTN;NHP,D7PMT44,EMRGNCY STOP | SWITCH,PUSHBUTTON;MNFR:NHP,PTNO:D7PMT44,ADDITIONAL FEATURES EN:EMERGENCY STOP,40MM,PLAS,TWIST RELEASE | 01)CNW (TOWNSVILLE) ELECT SU,01)NHPD7PMT44,SWITCH,PUSHBUTTON,01)EMERGENCY STOP,40MM,PLAS,TW | D7PMT44 | 3000664 | NHP | NHP | D7P-MT44 | NHP | CNW ELECTRICAL | D7P-MT44 |  |  | https://prdsccdnstorage.blob.core.windows.net/techdatasheets/D7PMT44-6112-datasheet.pdf?sv=2019-02-02&ss=b&srt=sco&sp=rwdlac&se=2050-02-24T14:36:22Z&st=2020-02-24T06:36:22Z&spr=https&sig=ZYSSzNvPIpdF2duj%2B0Q%2Fxscgj9MvyEATcIdm%2Bn6Urmc%3D | [10 empty] | ENRICHED | 39122216 Push button switch | SWITCH | PUSHBUTTON | TYPE | EMERGENCY STOP,MUSHROOM HEAD,TWIST TO RELEASE | VOLTAGE RATING |  | CURRENT RATING |  | NUMBER OF POSITIONS |  | CONTACT CONFIGURATION |  | ACTION |  | MOUNTING TYPE |  | TEMPERATURE RATING | -25 TO 70 DEG C | INSULATION RESISTANCE |  | POWER RATING |  | MATERIAL | POLYCARBONATE,PBT BLEND | COLOUR | RED | SIZE | 40 MM DIA | HAZARD CLASS |  | CERTIFICATION/STANDARD | NEMA ICS-5,UL 508,EN 60947-1,EN 60947-5-1,EN 60947-5-5,EN 418,UL,UR,CSA,CCC,CE | ADDITIONAL FEATURES EN | ENCLOURE:IP65,IP66,IP69K,MOUNTING HOLE DIAMETER:22.5 MM | [41 empty] | Production Completed
STP_009 - Lot2 | Data Enrichment | VNE | OK | 2023-06-24 | 2023-06-26 |  | 1270780 | 1270780 | SWITCH,PUSBTTN;NHP,D7PMT64,22.5MM,PLSTC | SWITCH,PUSHBUTTON;MNFR:NHP,PTNO:D7PMT64,ADDITIONAL FEATURES EN:22.5MM,PLASTIC,E-STOP,60MM | 01)CNW (TOWNSVILLE) ELECT SU,01)NHPD7PMT64,SWITCH,PUSHBUTTON,01)22.5MM,PLASTIC,E-STOP,60MM | D7PMT64 | 3000664 | NHP | NHP | D7P-MT64 | NHP | CNW ELECTRICAL | D7P-MT64 |  |  | https://prdsccdnstorage.blob.core.windows.net/techdatasheets/D7PMT64-6115-datasheet.pdf?sv=2019-02-02&ss=b&srt=sco&sp=rwdlac&se=2050-02-24T14:36:22Z&st=2020-02-24T06:36:22Z&spr=https&sig=ZYSSzNvPIpdF2duj%2B0Q%2Fxscgj9MvyEATcIdm%2Bn6Urmc%3D | [10 empty] | ENRICHED | 39122216 Push button switch | SWITCH | PUSHBUTTON | TYPE | EMERGENCY STOP,MUSHROOM HEAD,TWIST TO RELEASE | VOLTAGE RATING |  | CURRENT RATING |  | NUMBER OF POSITIONS |  | CONTACT CONFIGURATION |  | ACTION |  | MOUNTING TYPE |  | TEMPERATURE RATING | -25 TO 70 DEG C | INSULATION RESISTANCE |  | POWER RATING |  | MATERIAL | POLYCARBONATE,PBT BLEND | COLOUR | RED | SIZE | 60 MM DIA | HAZARD CLASS |  | CERTIFICATION/STANDARD | NEMA ICS-5,UL 508,EN 60947-1,EN 60947-5-1,EN 60947-5-5,EN 418,UL,UR,CSA,CCC,CE | ADDITIONAL FEATURES EN | ENCLOURE:IP65,IP66,IP69K,MOUNTING HOLE DIAMETER:22.5 MM | [41 empty] | Production Completed
STP_009 - Lot2 | Data Enrichment | VNE | OK | 2023-06-24 | 2023-06-26 |  | 1270785 | 1270785 | SWITCH,PUSBTTN;NHP,D7PR607,22.5MM,PLSTC | SWITCH,PUSHBUTTON;MNFR:NHP,PTNO:D7PR607,ADDITIONAL FEATURES EN:22.5MM,PLASTIC,RESET,ROD OPER | 01)CNW (TOWNSVILLE) ELECT SU,01)NHPD7PR607,SWITCH,PUSHBUTTON,01)22.5MM,PLASTIC,RESET,ROD OP | D7PR607 | 3000664 | NHP | NHP | D7P-R607 | NHP | CNW ELECTRICAL | D7P-R607 |  |  | https://prdsccdnstorage.blob.core.windows.net/techdatasheets/D7PR607-62548-datasheet.pdf?sv=2019-02-02&ss=b&srt=sco&sp=rwdlac&se=2050-02-24T14:36:22Z&st=2020-02-24T06:36:22Z&spr=https&sig=ZYSSzNvPIpdF2duj%2B0Q%2Fxscgj9MvyEATcIdm%2Bn6Urmc%3D | [10 empty] | ENRICHED | 39122216 Push button switch | SWITCH | PUSHBUTTON | TYPE | RESET ROD,ROTATE ACTION | VOLTAGE RATING |  | CURRENT RATING |  | NUMBER OF POSITIONS |  | CONTACT CONFIGURATION |  | ACTION |  | MOUNTING TYPE |  | TEMPERATURE RATING | -25 TO 70 DEG C | INSULATION RESISTANCE |  | POWER RATING |  | MATERIAL | PLASTIC | COLOUR | BLUE | SIZE | 29.6 MM DIA | HAZARD CLASS |  | CERTIFICATION/STANDARD | NEMA ICS-5,UL 508,EN 60947-1,EN 60947-5-1,EN 60947-5-5,EN 418,UL,UR,CSA,CCC,CE | ADDITIONAL FEATURES EN | ENCLOURE:IP65,IP66,MOUNTING HOLE DIAMETER:22.5 MM | [41 empty] | Production Completed
STP_009 - Lot2 | Data Enrichment | VNE | OK,NM CHANGED | 2023-06-24 | 2023-06-26 | Processed based on Websource, Conflict w.r.t Input | 1321638 | 1321638 | SWITCH;ABB,1SFA 611 210 R1006 | SWITCH;MNFR:ABB,PTNO:1SFA 611 210 R1006 | SWITCH | 1SFA 611 210 R1006 | 3000014 | ABB | ABB | 1SFA 611 210 R1006 | ABB |  |  |  |  | https://new.abb.com/products/1SFA611210R1006/m3ss1-10b | https://library.e.abb.com/public/0926462ce786dc29852575fb00680544/1SXU000023C0202_08_Components_modular_22mm.pdf | [9 empty] | ENRICHED | 39122221 Switch part or accessory | OPERATOR | SWITCH | TYPE | SHORT HANDLE | COLOUR | BLACK | SIZE | 0.048 WDX0.05 DPX0.03 HT M | MATERIAL | PLASTIC | NUMBER OF POSITIONS | 3 | DEGREE OF PROTECTION | IP66 | HAZARD CLASS |  | CERTIFICATION/STANDARD |  | ADDITIONAL FEATURES | TEMPERATURE RATING:-25 TO 70 DEG C,ENCLOSURE:1,12,13,3R,4,4X | [55 empty] | Production Completed
STP_009 - Lot2 | Data Enrichment | VNE | OK,NM CHANGED | 2023-06-24 | 2023-06-26 | Processed based on Websource, Conflict w.r.t Input | 1324354 | 1324354 | SWITCH;ABB,1SFA 611 210 R1108 | SWITCH;MNFR:ABB,PTNO:1SFA 611 210 R1108 | SWITCH | 1SFA 611 210 R1108 | 3000014 | ABB | ABB | 1SFA 611 210 R1108 | ABB |  |  |  |  | https://new.abb.com/products/1SFA611210R1108/m3ss1-11c | https://library.e.abb.com/public/0926462ce786dc29852575fb00680544/1SXU000023C0202_08_Components_modular_22mm.pdf | [9 empty] | ENRICHED | 39122221 Switch part or accessory | OPERATOR | SWITCH | TYPE | SHORT HANDLE | COLOUR | CLEAR | SIZE | 0.048 WDX0.05 DPX0.03 HT M | MATERIAL | PLASTIC | NUMBER OF POSITIONS | 3 | DEGREE OF PROTECTION | IP66 | HAZARD CLASS |  | CERTIFICATION/STANDARD |  | ADDITIONAL FEATURES | TEMPERATURE RATING:-25 TO 70 DEG C,ENCLOSURE:1,12,13,3R,4,4X | [55 empty] | Production Completed
STP_009 - Lot2 | Data Enrichment | VNE | OK,NM CHANGED | 2023-06-24 | 2023-06-26 | Processed based on Websource, Conflict w.r.t Input | 1321637 | 1321637 | SWITCH;ABB,1SFA 611 211 R1006 | SWITCH;MNFR:ABB,PTNO:1SFA 611 211 R1006 | SWITCH | 1SFA 611 211 R1006 | 3000014 | ABB | ABB | 1SFA 611 211 R1006 | ABB |  |  |  |  | https://new.abb.com/products/1SFA611211R1006/m3ss2-10b | [10 empty] | ENRICHED | 39122221 Switch part or accessory | OPERATOR | SWITCH | TYPE | SHORT HANDLE | COLOUR | BLACK | SIZE | 0.048 WDX0.05 DPX0.03 HT M | MATERIAL | PLASTIC | NUMBER OF POSITIONS | 3 | DEGREE OF PROTECTION | IP66 | HAZARD CLASS |  | CERTIFICATION/STANDARD |  | ADDITIONAL FEATURES | TEMPERATURE RATING:-25 TO 70 DEG C,ENCLOSURE:1,12,13,3R,4,4X | [55 empty] | Production Completed
STP_009 - Lot2 | Data Enrichment | VNE | OK,NM CHANGED | 2023-06-24 | 2023-06-26 | Processed based on Websource, Conflict w.r.t Input | 1324353 | 1324353 | SWITCH;ABB,1SFA 611 211 R1108 | SWITCH;MNFR:ABB,PTNO:1SFA 611 211 R1108 | SWITCH | 1SFA 611 211 R1108 | 3000014 | ABB | ABB | 1SFA 611 211 R1108 | ABB |  |  |  |  | https://new.abb.com/products/1SFA611211R1108/m3ss2-11c | [10 empty] | ENRICHED | 39122221 Switch part or accessory | OPERATOR | SWITCH | TYPE | SHORT HANDLE | COLOUR | CLEAR | SIZE | 0.048 WDX0.05 DPX0.03 HT M | MATERIAL | PLASTIC | NUMBER OF POSITIONS | 3 | DEGREE OF PROTECTION | IP66 | HAZARD CLASS |  | CERTIFICATION/STANDARD |  | ADDITIONAL FEATURES | TEMPERATURE RATING:-25 TO 70 DEG C,ENCLOSURE:1,12,13,3R,4,4X | [55 empty] | Production Completed
STP_009 - Lot2 | Data Enrichment | VNE | OK,NM CHANGED | 2023-06-24 | 2023-06-26 | Processed based on Websource, Conflict w.r.t Input | 1324352 | 1324352 | SWITCH;ABB,1SFA 611 280 R1001 | SWITCH;MNFR:ABB,PTNO:1SFA 611 280 R1001 | SWITCH | 1SFA 611 280 R1001 | 3000014 | ABB | ABB | 1SFA 611 280 R1001 | ABB |  |  |  |  | https://new.abb.com/products/1SFA611280R1001/m2ssk1-101 | [10 empty] | ENRICHED | 39122221 Switch part or accessory | OPERATOR | SWITCH | TYPE | KEY | COLOUR | BLACK | SIZE | 0.048 WDX0.063 DPX0.03 HT M | MATERIAL | PLASTIC | NUMBER OF POSITIONS | 3 | DEGREE OF PROTECTION | IP66 | HAZARD CLASS |  | CERTIFICATION/STANDARD |  | ADDITIONAL FEATURES | TEMPERATURE RATING:-25 TO 70 DEG C,ENCLOSURE:1,12,3R,4,4X | [55 empty] | Production Completed
STP_009 - Lot2 | Data Enrichment | VNE | OK,NM CHANGED | 2023-06-24 | 2023-06-26 | Processed based on Websource, Conflict w.r.t Input | 1324602 | 1324602 | SWITCH;ABB,1SFA 611 281 R2001 | SWITCH;MNFR:ABB,PTNO:1SFA 611 281 R2001 | SWITCH | 1SFA 611 281 R2001 | 3000014 | ABB | ABB | 1SFA 611 281 R2001 | ABB |  |  |  |  | https://new.abb.com/products/1SFA611281R2001/m2ssk2-201 | [10 empty] | ENRICHED | 39122221 Switch part or accessory | OPERATOR | SWITCH | TYPE | KEY | COLOUR | BLACK,CHROME | SIZE | 0.03 WDX0.063 DPX0.03 HT M | MATERIAL | PLASTIC | NUMBER OF POSITIONS | 2 | DEGREE OF PROTECTION | IP66 | HAZARD CLASS |  | CERTIFICATION/STANDARD |  | ADDITIONAL FEATURES | TEMPERATURE RATING:-25 TO 70 DEG C,ENCLOSURE:1,12,3R,4,4X | [55 empty] | Production Completed
STP_009 - Lot2 | Data Enrichment | VNE | OK,NM CHANGED | 2023-06-24 | 2023-06-26 | Processed based on Websource, Conflict w.r.t Input | 1220392 | 1220392 | SWITCH;ABB,1SFA 611 282 R1001 | SWITCH;MNFR:ABB,PTNO:1SFA 611 282 R1001 | SWITCH | 1SFA 611 282 R1001 | 3000014 | ABB | ABB | 1SFA 611 282 R1001 | ABB |  |  |  |  | https://new.abb.com/products/1SFA611282R1001/m2ssk3-101 | [10 empty] | ENRICHED | 39122221 Switch part or accessory | OPERATOR | SWITCH | TYPE | KEY | COLOUR | BLACK | SIZE | 0.03 WDX0.063 DPX0.03 HT M | MATERIAL | PLASTIC | NUMBER OF POSITIONS | 2 | DEGREE OF PROTECTION | IP66 | HAZARD CLASS |  | CERTIFICATION/STANDARD |  | ADDITIONAL FEATURES | TEMPERATURE RATING:-25 TO 70 DEG C,ENCLOSURE:1,12,3R,4,4X | [55 empty] | Production Completed
STP_009 - Lot2 | Data Enrichment | VNE | OK,NM CHANGED | 2023-06-24 | 2023-06-26 | Processed based on Websource, Conflict w.r.t Input | 1324351 | 1324351 | SWITCH;ABB,1SFA 611 284 R1001 | SWITCH;MNFR:ABB,PTNO:1SFA 611 284 R1001 | SWITCH | 1SFA 611 284 R1001 | 3000014 | ABB | ABB | 1SFA 611 284 R1001 | ABB |  |  |  |  | https://new.abb.com/products/1SFA611284R1001/m3ssk2-101 | [10 empty] | ENRICHED | 39122221 Switch part or accessory | OPERATOR | SWITCH | TYPE | KEY | COLOUR | BLACK | SIZE | 0.03 WDX0.063 DPX0.03 HT M | MATERIAL | PLASTIC | NUMBER OF POSITIONS | 3 | DEGREE OF PROTECTION | IP66 | HAZARD CLASS |  | CERTIFICATION/STANDARD |  | ADDITIONAL FEATURES | TEMPERATURE RATING:-25 TO 70 DEG C,ENCLOSURE:1,12,3R,4,4X | [55 empty] | Production Completed
STP_009 - Lot2 | Data Enrichment | VNE | OK,NM CHANGED | 2023-06-24 | 2023-06-26 | Processed based on Websource, Conflict w.r.t Input | 1324350 | 1324350 | SWITCH;ABB,1SFA 611 286 R1001 | SWITCH;MNFR:ABB,PTNO:1SFA 611 286 R1001 | SWITCH | 1SFA 611 286 R1001 | 3000014 | ABB | ABB | 1SFA 611 286 R1001 | ABB |  |  |  |  | https://new.abb.com/products/1SFA611286R1001/m3ssk4-101 | [10 empty] | ENRICHED | 39122221 Switch part or accessory | OPERATOR | SWITCH | TYPE | KEY | COLOUR | BLACK | SIZE | 0.03 WDX0.063 DPX0.03 HT M | MATERIAL | PLASTIC | NUMBER OF POSITIONS | 3 | DEGREE OF PROTECTION | IP66 | HAZARD CLASS |  | CERTIFICATION/STANDARD |  | ADDITIONAL FEATURES | TEMPERATURE RATING:-25 TO 70 DEG C,ENCLOSURE:1,12,3R,4,4X | [55 empty] | Production Completed
STP_009 - Lot2 | Data Enrichment | VNE | OK,NM CHANGED | 2023-06-24 | 2023-06-26 | Processed based on Websource, Conflict w.r.t Input | 1324349 | 1324349 | SWITCH;ABB,1SFA 611 605 R1101 | SWITCH;MNFR:ABB,PTNO:1SFA 611 605 R1101 | SWITCH | 1SFA 611 605 R1101 | 3000014 | ABB | ABB | 1SFA 611 605 R1101 | ABB |  |  |  |  | https://new.abb.com/products/1SFA611605R1101/mcbh-10 | [10 empty] | ENRICHED | 39121522 Electrical contacts | BLOCK | CONTACT | TYPE | NON-ILLUMINATED | CONTACT CONFIGURATION | 1NO 0NC | CURRENT RATING | 6 A AC,5 A DC | VOLTAGE RATING | 690 VAC,24 VDC | TERMINAL TYPE | SCREW | MOUNTING TYPE | FRONT | MATERIAL | PLASTIC | SIZE | 0.03 WDX0.036 DPX0.048 HT M | HAZARD CLASS |  | CERTIFICATION/STANDARD |  | ADDITIONAL FEATURES | TEMPERATURE RATING:-25 TO 70 DEG C,ENCLOSURE:IP20,FREQUENCY:50/60 HZ,POWER RATING:2.5 W | [51 empty] | Production Completed
STP_009 - Lot2 | Data Enrichment | VNE | OK,NM CHANGED | 2023-06-24 | 2023-06-26 | Processed based on Websource, Conflict w.r.t Input | 1324348 | 1324348 | SWITCH;ABB,1SFA 611 605 R1102 | SWITCH;MNFR:ABB,PTNO:1SFA 611 605 R1102 | SWITCH | 1SFA 611 605 R1102 | 3000014 | ABB | ABB | 1SFA 611 605 R1102 | ABB |  |  |  |  | https://new.abb.com/products/1SFA611605R1102/mcbh-20 | [10 empty] | ENRICHED | 39121522 Electrical contacts | BLOCK | CONTACT | TYPE | NON-ILLUMINATED | CONTACT CONFIGURATION | 2NO 0NC | CURRENT RATING | 6 A AC,5 A DC | VOLTAGE RATING | 690 VAC,24 VDC | TERMINAL TYPE | SCREW | MOUNTING TYPE | FRONT | MATERIAL | PLASTIC | SIZE | 0.03 WDX0.036 DPX0.048 HT M | HAZARD CLASS |  | CERTIFICATION/STANDARD |  | ADDITIONAL FEATURES | TEMPERATURE RATING:-25 TO 70 DEG C,ENCLOSURE:IP20,FREQUENCY:50/60 HZ,POWER RATING:5 W | [51 empty] | Production Completed
STP_009 - Lot2 | Data Enrichment | VNE | OK,NM CHANGED | 2023-06-24 | 2023-06-26 | Processed based on Websource, Conflict w.r.t Input | 1324347 | 1324347 | SWITCH;ABB,1SFA 611 605 R1110 | SWITCH;MNFR:ABB,PTNO:1SFA 611 605 R1110 | SWITCH | 1SFA 611 605 R1110 | 3000014 | ABB | ABB | 1SFA 611 605 R1110 | ABB |  |  |  |  | https://new.abb.com/products/1SFA611605R1110/mcbh-01 | [10 empty] | ENRICHED | 39121522 Electrical contacts | BLOCK | CONTACT | TYPE | NON-ILLUMINATED | CONTACT CONFIGURATION | 0NO 1NC | CURRENT RATING | 6 A AC,5 A DC | VOLTAGE RATING | 690 VAC,24 VDC | TERMINAL TYPE | SCREW | MOUNTING TYPE | FRONT | MATERIAL | PLASTIC | SIZE | 0.03 WDX0.036 DPX0.048 HT M | HAZARD CLASS |  | CERTIFICATION/STANDARD |  | ADDITIONAL FEATURES | TEMPERATURE RATING:-25 TO 70 DEG C,ENCLOSURE:IP20,FREQUENCY:50/60 HZ,POWER RATING:2.5 W | [51 empty] | Production Completed
STP_009 - Lot2 | Data Enrichment | VNE | OK,NM CHANGED | 2023-06-24 | 2023-06-26 | Processed based on Websource, Conflict w.r.t Input | 1324346 | 1324346 | SWITCH;ABB,1SFA 611 605 R1201 | SWITCH;MNFR:ABB,PTNO:1SFA 611 605 R1201 | SWITCH | 1SFA 611 605 R1201 | 3000014 | ABB | ABB | 1SFA 611 605 R1201 | ABB |  |  |  |  | https://new.abb.com/products/1SFA611605R1201/mcbh-101 | [10 empty] | ENRICHED | 39121522 Electrical contacts | BLOCK | CONTACT | TYPE | NON-ILLUMINATED | CONTACT CONFIGURATION | 1NO | CURRENT RATING | 6 A AC,5 A DC | VOLTAGE RATING | 24 TO 230 VAC/DC | TERMINAL TYPE | SCREW CLAMP | MOUNTING TYPE | FRONT | MATERIAL |  | SIZE | 0.03 WDX0.036 DPX0.048 HT M | HAZARD CLASS |  | CERTIFICATION/STANDARD |  | ADDITIONAL FEATURES | ENCLOSURE:IP20,FREQUENCY:50/60 HZ | [51 empty] | Production Completed
STP_009 - Lot2 | Data Enrichment | VNE | OK,NM CHANGED | 2023-06-24 | 2023-06-26 | Processed based on Websource, Conflict w.r.t Input | 1324356 | 1324356 | SWITCH;ABB,1SFA 611 610 R1001 | SWITCH;MNFR:ABB,PTNO:1SFA 611 610 R1001 | SWITCH | 1SFA 611 610 R1001 | 3000014 | ABB | ABB | 1SFA 611 610 R1001 | ABB |  |  |  |  | https://new.abb.com/products/1SFA611610R1001/mcb-10 | [10 empty] | ENRICHED | 39121522 Electrical contacts | BLOCK | CONTACT | TYPE | NON-ILLUMINATED | CONTACT CONFIGURATION | 1NO 0NC | CURRENT RATING | 6 A AC,5 A DC | VOLTAGE RATING | 690 VAC,24 VDC | TERMINAL TYPE | SCREW | MOUNTING TYPE | FRONT | MATERIAL | PLASTIC | SIZE | 0.01 WDX0.028 DPX0.044 HT M | HAZARD CLASS |  | CERTIFICATION/STANDARD |  | ADDITIONAL FEATURES | TEMPERATURE RATING:-25 TO 70 DEG C,ENCLOSURE:IP20,FREQUENCY:50/60 HZ,POWER RATING:2.5 W | [51 empty] | Production Completed
STP_009 - Lot2 | Data Enrichment | VNE | OK,NM CHANGED | 2023-06-24 | 2023-06-26 | Processed based on Websource, Conflict w.r.t Input | 1211420 | 1211420 | SWITCH;SIE,3SU1000-0AB10-0AA0 | SWITCH;MNFR:SIEMENS,PTNO:3SU1000-0AB10-0AA0 | SWITCH | 3SU1000-0AB10-0AA0 | 3000032 | SIEMENS | SIEMENS | 3SU1000-0AB10-0AA0 | SIEMENS |  |  |  |  | https://mall.industry.siemens.com/mall/en/ww/Catalog/Product/?mlfb=3SU1000-0AB10-0AA0 | https://mall.industry.siemens.com/mall/en/ww/Catalog/DatasheetDownload?downloadUrl=teddatasheet%2F%3Fformat%3DPDF%26caller%3DMall%26mlfbs%3D3SU1000-0AB10-0AA0%26language%3Den | [9 empty] | ENRICHED | 39122221 Switch part or accessory | OPERATOR | SWITCH | TYPE | PUSHBUTTON,FLAT | COLOUR | BLACK | SIZE | 29.5 MM DIA | MATERIAL | PLASTIC | NUMBER OF POSITIONS |  | DEGREE OF PROTECTION | IP66,IP67,IP69(IP69K),1,2,3,3R,4,4X,12,13 | HAZARD CLASS |  | CERTIFICATION/STANDARD | CSA,UL,EAC,CE,UKCA | ADDITIONAL FEATURES | SHAPE:ROUND,TEMPERATURE RATING:-25 TO 70 DEG C,MOUNTING HOLE DIAMETER:22 MM,CONTACT TYPE:MOMENTARY | [55 empty] | Production Completed
STP_009 - Lot2 | Data Enrichment | VNE | OK,NM CHANGED | 2023-06-24 | 2023-06-26 | Processed based on Websource, Conflict w.r.t Input | 1321853 | 1321853 | SWITCH;SIE,3SU1000-0AB20-0AA0 | SWITCH;MNFR:SIEMENS,PTNO:3SU1000-0AB20-0AA0 | SWITCH | 3SU1000-0AB20-0AA0 | 3000032 | SIEMENS | SIEMENS | 3SU1000-0AB20-0AA0 | SIEMENS |  |  |  |  | https://mall.industry.siemens.com/mall/en/WW/Catalog/Product/3SU1000-0AB20-0AA0 | https://mall.industry.siemens.com/mall/en/ww/Catalog/DatasheetDownload?downloadUrl=teddatasheet%2F%3Fformat%3DPDF%26caller%3DMall%26mlfbs%3D3SU1000-0AB20-0AA0%26language%3Den | [9 empty] | ENRICHED | 39122221 Switch part or accessory | OPERATOR | SWITCH | TYPE | PUSHBUTTON,FLAT | COLOUR | RED,BLACK | SIZE | 29.5 MM DIA | MATERIAL | PLASTIC | NUMBER OF POSITIONS |  | DEGREE OF PROTECTION | IP66,IP67,IP69(IP69K),1,2,3,3R,4,4X,12,13 | HAZARD CLASS |  | CERTIFICATION/STANDARD | CSA,UL,EAC,CE,UKCA | ADDITIONAL FEATURES | SHAPE:ROUND,TEMPERATURE RATING:-25 TO 70 DEG C,MOUNTING HOLE DIAMETER:22 MM,CONTACT TYPE:MOMENTARY | [55 empty] | Production Completed
STP_009 - Lot2 | Data Enrichment | VNE | OK,NM CHANGED | 2023-06-24 | 2023-06-26 | Processed based on Websource, Conflict w.r.t Input | 1321999 | 1321999 | SWITCH;SIE,3SU1000-0AB30-0AA0 | SWITCH;MNFR:SIEMENS,PTNO:3SU1000-0AB30-0AA0 | SWITCH | 3SU1000-0AB30-0AA0 | 3000032 | SIEMENS | SIEMENS | 3SU1000-0AB30-0AA0 | SIEMENS |  |  |  |  | https://mall.industry.siemens.com/mall/en/ww/Catalog/Product/?mlfb=3SU1000-0AB30-0AA0 | https://mall.industry.siemens.com/mall/en/ww/Catalog/DatasheetDownload?downloadUrl=teddatasheet%2F%3Fformat%3DPDF%26caller%3DMall%26mlfbs%3D3SU1000-0AB30-0AA0%26language%3Den | [9 empty] | ENRICHED | 39122221 Switch part or accessory | OPERATOR | SWITCH | TYPE | PUSHBUTTON,FLAT | COLOUR | YELLOW,BLACK | SIZE | 29.5 MM DIA | MATERIAL | PLASTIC | NUMBER OF POSITIONS |  | DEGREE OF PROTECTION | IP66,IP67,IP69(IP69K),1,2,3,3R,4,4X,12,13 | HAZARD CLASS |  | CERTIFICATION/STANDARD | CSA,UL,EAC,CE,UKCA | ADDITIONAL FEATURES | SHAPE:ROUND,TEMPERATURE RATING:-25 TO 70 DEG C,MOUNTING HOLE DIAMETER:22 MM,CONTACT TYPE:MOMENTARY | [55 empty] | Production Completed
STP_009 - Lot2 | Data Enrichment | VNE | OK,NM CHANGED | 2023-06-24 | 2023-06-26 | Processed based on Websource, Conflict w.r.t Input | 1321852 | 1321852 | SWITCH;SIE,3SU1000-0AB40-0AA0 | SWITCH;MNFR:SIEMENS,PTNO:3SU1000-0AB40-0AA0 | SWITCH | 3SU1000-0AB40-0AA0 | 3000032 | SIEMENS | SIEMENS | 3SU1000-0AB40-0AA0 | SIEMENS |  |  |  |  | https://mall.industry.siemens.com/mall/en/ww/Catalog/Product/?mlfb=3SU1000-0AB40-0AA0 | https://mall.industry.siemens.com/mall/en/ww/Catalog/DatasheetDownload?downloadUrl=teddatasheet%2F%3Fformat%3DPDF%26caller%3DMall%26mlfbs%3D3SU1000-0AB40-0AA0%26language%3Den | [9 empty] | ENRICHED | 39122221 Switch part or accessory | OPERATOR | SWITCH | TYPE | PUSHBUTTON,FLAT | COLOUR | GREEN,BLACK | SIZE | 29.5 MM DIA | MATERIAL | PLASTIC | NUMBER OF POSITIONS |  | DEGREE OF PROTECTION | IP66,IP67,IP69(IP69K),1,2,3,3R,4,4X,12,13 | HAZARD CLASS |  | CERTIFICATION/STANDARD | CSA,UL,EAC,CE,UKCA | ADDITIONAL FEATURES | SHAPE:ROUND,TEMPERATURE RATING:-25 TO 70 DEG C,MOUNTING HOLE DIAMETER:22 MM,CONTACT TYPE:MOMENTARY | [55 empty] | Production Completed
STP_009 - Lot2 | Data Enrichment | VNE | OK,NM CHANGED | 2023-06-24 | 2023-06-26 | Processed based on Websource, Conflict w.r.t Input | 1321998 | 1321998 | SWITCH;SIE,3SU1000-0AB60-0AA0 | SWITCH;MNFR:SIEMENS,PTNO:3SU1000-0AB60-0AA0 | SWITCH | 3SU1000-0AB60-0AA0 | 3000032 | SIEMENS | SIEMENS | 3SU1000-0AB60-0AA0 | SIEMENS |  |  |  |  | https://mall.industry.siemens.com/mall/en/WW/Catalog/Product/3SU1000-0AB60-0AA0 | https://mall.industry.siemens.com/mall/en/ww/Catalog/DatasheetDownload?downloadUrl=teddatasheet%2F%3Fformat%3DPDF%26caller%3DMall%26mlfbs%3D3SU1000-0AB60-0AA0%26language%3Den | [9 empty] | ENRICHED | 39122221 Switch part or accessory | OPERATOR | SWITCH | TYPE | PUSHBUTTON,FLAT | COLOUR | WHITE,BLACK | SIZE | 29.5 MM DIA | MATERIAL | PLASTIC | NUMBER OF POSITIONS |  | DEGREE OF PROTECTION | IP66,IP67,IP69(IP69K),1,2,3,3R,4,4X,12,13 | HAZARD CLASS |  | CERTIFICATION/STANDARD | CSA,UL,EAC,CE,UKCA | ADDITIONAL FEATURES | SHAPE:ROUND,TEMPERATURE RATING:-25 TO 70 DEG C,MOUNTING HOLE DIAMETER:22 MM,CONTACT TYPE:MOMENTARY | [55 empty] | Production Completed
STP_009 - Lot2 | Data Enrichment | VNE | OK,NM CHANGED | 2023-06-24 | 2023-06-26 | Processed based on Websource, Conflict w.r.t Input | 1321997 | 1321997 | SWITCH;SIE,3SU1000-0AB70-0AA0 | SWITCH;MNFR:SIEMENS,PTNO:3SU1000-0AB70-0AA0 | SWITCH | 3SU1000-0AB70-0AA0 | 3000032 | SIEMENS | SIEMENS | 3SU1000-0AB70-0AA0 | SIEMENS |  |  |  |  | https://mall.industry.siemens.com/mall/en/ww/Catalog/Product/?mlfb=3SU1000-0AB70-0AA0 | https://mall.industry.siemens.com/mall/en/ww/Catalog/DatasheetDownload?downloadUrl=teddatasheet%2F%3Fformat%3DPDF%26caller%3DMall%26mlfbs%3D3SU1000-0AB70-0AA0%26language%3Den | [9 empty] | ENRICHED | 39122221 Switch part or accessory | OPERATOR | SWITCH | TYPE | PUSHBUTTON,FLAT | COLOUR | CLEAR,BLACK | SIZE | 29.5 MM DIA | MATERIAL | PLASTIC | NUMBER OF POSITIONS |  | DEGREE OF PROTECTION | IP66,IP67,IP69(IP69K),1,2,3,3R,4,4X,12,13 | HAZARD CLASS |  | CERTIFICATION/STANDARD | CSA,UL,EAC,CE,UKCA | ADDITIONAL FEATURES | SHAPE:ROUND,TEMPERATURE RATING:-25 TO 70 DEG C,MOUNTING HOLE DIAMETER:22 MM,CONTACT TYPE:MOMENTARY | [55 empty] | Production Completed
STP_009 - Lot2 | Data Enrichment | VNE | OK,NM CHANGED | 2023-06-24 | 2023-06-26 | Processed based on Websource, Conflict w.r.t Input | 1211421 | 1211421 | SWITCH;SIE,3SU1001-0AB00-0AA0 | SWITCH;MNFR:SIEMENS,PTNO:3SU1001-0AB00-0AA0 | SWITCH | 3SU1001-0AB00-0AA0 | 3000032 | SIEMENS | SIEMENS | 3SU1001-0AB00-0AA0 | SIEMENS |  |  |  |  | https://mall.industry.siemens.com/mall/en/ww/Catalog/Product/?mlfb=3SU1001-0AB00-0AA0 | https://mall.industry.siemens.com/mall/en/ww/Catalog/DatasheetDownload?downloadUrl=teddatasheet%2F%3Fformat%3DPDF%26caller%3DMall%26mlfbs%3D3SU1001-0AB00-0AA0%26language%3Den | [9 empty] | ENRICHED | 39122221 Switch part or accessory | OPERATOR | SWITCH | TYPE | PUSHBUTTON,FLAT | COLOUR | AMBER,BLACK | SIZE | 29.5 MM DIA | MATERIAL | PLASTIC | NUMBER OF POSITIONS |  | DEGREE OF PROTECTION | IP66,IP67,IP69(IP69K),1,2,3,3R,4,4X,12,13 | HAZARD CLASS |  | CERTIFICATION/STANDARD | CSA,UL,EAC,CE,UKCA | ADDITIONAL FEATURES | SHAPE:ROUND,TEMPERATURE RATING:-25 TO 70 DEG C,MOUNTING HOLE DIAMETER:22 MM,CONTACT TYPE:MOMENTARY | [55 empty] | Production Completed
STP_009 - Lot2 | Data Enrichment | VNE | OK,NM CHANGED | 2023-06-24 | 2023-06-26 | Processed based on Websource, Conflict w.r.t Input | 1321851 | 1321851 | SWITCH;SIE,3SU1001-0AB20-0AA0 | SWITCH;MNFR:SIEMENS,PTNO:3SU1001-0AB20-0AA0 | SWITCH | 3SU1001-0AB20-0AA0 | 3000032 | SIEMENS | SIEMENS | 3SU1001-0AB20-0AA0 | SIEMENS |  |  |  |  | https://mall.industry.siemens.com/mall/en/WW/Catalog/Product/3SU1001-0AB20-0AA0 | https://mall.industry.siemens.com/mall/en/ww/Catalog/DatasheetDownload?downloadUrl=teddatasheet%2F%3Fformat%3DPDF%26caller%3DMall%26mlfbs%3D3SU1001-0AB20-0AA0%26language%3Den | [9 empty] | ENRICHED | 39122221 Switch part or accessory | OPERATOR | SWITCH | TYPE | PUSHBUTTON,FLAT | COLOUR | RED,BLACK | SIZE | 29.5 MM DIA | MATERIAL | PLASTIC | NUMBER OF POSITIONS |  | DEGREE OF PROTECTION | IP66,IP67,IP69(IP69K),1,2,3,3R,4,4X,12,13 | HAZARD CLASS |  | CERTIFICATION/STANDARD | CSA,UL,EAC,CE,UKCA | ADDITIONAL FEATURES | SHAPE:ROUND,TEMPERATURE RATING:-25 TO 70 DEG C,MOUNTING HOLE DIAMETER:22 MM,CONTACT TYPE:MOMENTARY | [55 empty] | Production Completed
STP_009 - Lot2 | Data Enrichment | VNE | OK,NM CHANGED | 2023-06-24 | 2023-06-26 | Processed based on Websource, Conflict w.r.t Input | 1321996 | 1321996 | SWITCH;SIE,3SU1001-0AB30-0AA0 | SWITCH;MNFR:SIEMENS,PTNO:3SU1001-0AB30-0AA0 | SWITCH | 3SU1001-0AB30-0AA0 | 3000032 | SIEMENS | SIEMENS | 3SU1001-0AB30-0AA0 | SIEMENS |  |  |  |  | https://mall.industry.siemens.com/mall/en/ww/Catalog/Product/?mlfb=3SU1001-0AB30-0AA0 | https://mall.industry.siemens.com/mall/en/ww/Catalog/DatasheetDownload?downloadUrl=teddatasheet%2F%3Fformat%3DPDF%26caller%3DMall%26mlfbs%3D3SU1001-0AB30-0AA0%26language%3Den | [9 empty] | ENRICHED | 39122221 Switch part or accessory | OPERATOR | SWITCH | TYPE | PUSHBUTTON,FLAT | COLOUR | YELLOW,BLACK | SIZE | 29.5 MM DIA | MATERIAL | PLASTIC | NUMBER OF POSITIONS |  | DEGREE OF PROTECTION | IP66,IP67,IP69(IP69K),1,2,3,3R,4,4X,12,13 | HAZARD CLASS |  | CERTIFICATION/STANDARD | CSA,UL,EAC,CE,UKCA | ADDITIONAL FEATURES | SHAPE:ROUND,TEMPERATURE RATING:-25 TO 70 DEG C,MOUNTING HOLE DIAMETER:22 MM,CONTACT TYPE:MOMENTARY | [55 empty] | Production Completed
STP_009 - Lot2 | Data Enrichment | VNE | OK,NM CHANGED | 2023-06-24 | 2023-06-26 | Processed based on Websource, Conflict w.r.t Input | 1321850 | 1321850 | SWITCH;SIE,3SU1001-0AB40-0AA0 | SWITCH;MNFR:SIEMENS,PTNO:3SU1001-0AB40-0AA0 | SWITCH | 3SU1001-0AB40-0AA0 | 3000032 | SIEMENS | SIEMENS | 3SU1001-0AB40-0AA0 | SIEMENS |  |  |  |  | https://mall.industry.siemens.com/mall/en/WW/Catalog/Product/3SU1001-0AB40-0AA0 | https://mall.industry.siemens.com/mall/en/ww/Catalog/DatasheetDownload?downloadUrl=teddatasheet%2F%3Fformat%3DPDF%26caller%3DMall%26mlfbs%3D3SU1001-0AB40-0AA0%26language%3Den | [9 empty] | ENRICHED | 39122221 Switch part or accessory | OPERATOR | SWITCH | TYPE | PUSHBUTTON,FLAT | COLOUR | GREEN,BLACK | SIZE | 29.5 MM DIA | MATERIAL | PLASTIC | NUMBER OF POSITIONS |  | DEGREE OF PROTECTION | IP66,IP67,IP69(IP69K),1,2,3,3R,4,4X,12,13 | HAZARD CLASS |  | CERTIFICATION/STANDARD | CSA,UL,EAC,CE,UKCA | ADDITIONAL FEATURES | SHAPE:ROUND,TEMPERATURE RATING:-25 TO 70 DEG C,MOUNTING HOLE DIAMETER:22 MM,CONTACT TYPE:MOMENTARY | [55 empty] | Production Completed
STP_009 - Lot2 | Data Enrichment | VNE | OK,NM CHANGED | 2023-06-24 | 2023-06-26 | Processed based on Websource, Conflict w.r.t Input | 1321995 | 1321995 | SWITCH;SIE,3SU1001-0AB50-0AA0 | SWITCH;MNFR:SIEMENS,PTNO:3SU1001-0AB50-0AA0 | SWITCH | 3SU1001-0AB50-0AA0 | 3000032 | SIEMENS | SIEMENS | 3SU1001-0AB50-0AA0 | SIEMENS |  |  |  |  | https://mall.industry.siemens.com/mall/en/ww/Catalog/Product/?mlfb=3SU1001-0AB50-0AA0 | https://mall.industry.siemens.com/mall/en/ww/Catalog/DatasheetDownload?downloadUrl=teddatasheet%2F%3Fformat%3DPDF%26caller%3DMall%26mlfbs%3D3SU1001-0AB50-0AA0%26language%3Den | [9 empty] | ENRICHED | 39122221 Switch part or accessory | OPERATOR | SWITCH | TYPE | ILLUMINATED PUSHBUTTON,FLAT | COLOUR | BLUE,BLACK | SIZE | 29.5 MM DIA | MATERIAL | PLASTIC | NUMBER OF POSITIONS |  | DEGREE OF PROTECTION | IP66,IP67,IP69(IP69K),1,2,3,3R,4,4X,12,13 | HAZARD CLASS |  | CERTIFICATION/STANDARD | CSA,UL,EAC,CE,UKCA | ADDITIONAL FEATURES | SHAPE:ROUND,TEMPERATURE RATING:-25 TO 70 DEG C,MOUNTING HOLE DIAMETER:22 MM,CONTACT TYPE:MOMENTARY | [55 empty] | Production Completed
STP_009 - Lot2 | Data Enrichment | VNE | OK,NM CHANGED | 2023-06-24 | 2023-06-26 | Processed based on Websource, Conflict w.r.t Input | 1211422 | 1211422 | SWITCH;SIE,3SU1001-0AB60-0AA0 | SWITCH;MNFR:SIEMENS,PTNO:3SU1001-0AB60-0AA0 | SWITCH | 3SU1001-0AB60-0AA0 | 3000032 | SIEMENS | SIEMENS | 3SU1001-0AB60-0AA0 | SIEMENS |  |  |  |  | https://mall.industry.siemens.com/mall/en/ww/Catalog/Product/?mlfb=3SU1001-0AB60-0AA0 | https://mall.industry.siemens.com/mall/en/ww/Catalog/DatasheetDownload?downloadUrl=teddatasheet%2F%3Fformat%3DPDF%26caller%3DMall%26mlfbs%3D3SU1001-0AB60-0AA0%26language%3Den | [9 empty] | ENRICHED | 39122221 Switch part or accessory | OPERATOR | SWITCH | TYPE | ILLUMINATED PUSHBUTTON,FLAT | COLOUR | WHITE,BLACK | SIZE | 29.5 MM DIA | MATERIAL | PLASTIC | NUMBER OF POSITIONS |  | DEGREE OF PROTECTION | IP66,IP67,IP69(IP69K),1,2,3,3R,4,4X,12,13 | HAZARD CLASS |  | CERTIFICATION/STANDARD | CSA,UL,EAC,CE,UKCA | ADDITIONAL FEATURES | SHAPE:ROUND,TEMPERATURE RATING:-25 TO 70 DEG C,MOUNTING HOLE DIAMETER:22 MM,CONTACT TYPE:MOMENTARY | [55 empty] | Production Completed
STP_009 - Lot2 | Data Enrichment | VNE | OK,NM CHANGED | 2023-06-24 | 2023-06-26 | Processed based on Websource, Conflict w.r.t Input | 1274299 | 1274299 | SWITCH;SIE,3SU1400-1AA10-1BA0 | SWITCH;MNFR:SIEMENS,PTNO:3SU1400-1AA10-1BA0 | SWITCH | 3SU1400-1AA10-1BA0 | 3000032 | SIEMENS | SIEMENS | 3SU1400-1AA10-1BA0 | SIEMENS |  |  |  |  | https://mall.industry.siemens.com/mall/en/WW/Catalog/Product/3SU1400-1AA10-1BA0 | https://mall.industry.siemens.com/mall/en/ww/Catalog/DatasheetDownload?downloadUrl=teddatasheet%2F%3Fformat%3DPDF%26caller%3DMall%26mlfbs%3D3SU1400-1AA10-1BA0%26language%3Den | [9 empty] | ENRICHED | 39121522 Electrical contacts | BLOCK | CONTACT | TYPE |  | CONTACT CONFIGURATION | 1NO | CURRENT RATING | 10 A | VOLTAGE RATING | 5 TO 500 VAC/DC | TERMINAL TYPE | SCREW | MOUNTING TYPE | FRONT PLATE | MATERIAL |  | SIZE | 9.8 WDX27.7 DPX33.2 HT MM | HAZARD CLASS |  | CERTIFICATION/STANDARD | CSA,CCC,UL,VDE | ADDITIONAL FEATURES | ENCLOSURE:IP40,CONTACT MATERIAL:SILVER ALLOY | [51 empty] | Production Completed
STP_009 - Lot2 | Data Enrichment | VNE | OK,NM CHANGED | 2023-06-24 | 2023-06-26 | Processed based on Websource, Conflict w.r.t Input | 1321854 | 1321854 | SWITCH;SIE,3SU1400-1AA10-1CA0 | SWITCH;MNFR:SIEMENS,PTNO:3SU1400-1AA10-1CA0 | SWITCH | 3SU1400-1AA10-1CA0 | 3000032 | SIEMENS | SIEMENS | 3SU1400-1AA10-1CA0 | SIEMENS |  |  |  |  | https://mall.industry.siemens.com/mall/en/WW/Catalog/Product/3SU1400-1AA10-1CA0 | https://mall.industry.siemens.com/mall/en/ww/Catalog/DatasheetDownload?downloadUrl=teddatasheet%2F%3Fformat%3DPDF%26caller%3DMall%26mlfbs%3D3SU1400-1AA10-1CA0%26language%3Den | [9 empty] | ENRICHED | 39121522 Electrical contacts | BLOCK | CONTACT | TYPE |  | CONTACT CONFIGURATION | 1NC | CURRENT RATING | 10 A | VOLTAGE RATING | 5 TO 500 VAC/DC | TERMINAL TYPE | SCREW | MOUNTING TYPE | FRONT PLATE | MATERIAL |  | SIZE | 9.8 WDX27.7 DPX33.2 HT MM | HAZARD CLASS |  | CERTIFICATION/STANDARD | CSA,CCC,UL,VDE | ADDITIONAL FEATURES | ENCLOSURE:IP40,CONTACT MATERIAL:SILVER ALLOY | [51 empty] | Production Completed
STP_009 - Lot2 | Data Enrichment | VNE | OK,NM CHANGED | 2023-06-24 | 2023-06-26 | Processed based on Websource, Conflict w.r.t Input | 1322003 | 1322003 | SWITCH;SIE,3SU1400-1AA10-1DA0 | SWITCH;MNFR:SIEMENS,PTNO:3SU1400-1AA10-1DA0 | SWITCH | 3SU1400-1AA10-1DA0 | 3000032 | SIEMENS | SIEMENS | 3SU1400-1AA10-1DA0 | SIEMENS |  |  |  |  | https://mall.industry.siemens.com/mall/en/ww/Catalog/Product/?mlfb=3SU1400-1AA10-1DA0 | https://mall.industry.siemens.com/mall/en/ww/Catalog/DatasheetDownload?downloadUrl=teddatasheet%2F%3Fformat%3DPDF%26caller%3DMall%26mlfbs%3D3SU1400-1AA10-1DA0%26language%3Den | [9 empty] | ENRICHED | 39121522 Electrical contacts | BLOCK | CONTACT | TYPE |  | CONTACT CONFIGURATION | 2NO | CURRENT RATING | 10 A | VOLTAGE RATING | 5 TO 500 VAC/DC | TERMINAL TYPE | SCREW | MOUNTING TYPE | FRONT PLATE | MATERIAL |  | SIZE | 9.8 WDX49.7 DPX34 HT MM | HAZARD CLASS |  | CERTIFICATION/STANDARD | CSA,CCC,UL,VDE | ADDITIONAL FEATURES | ENCLOSURE:IP40,CONTACT MATERIAL:SILVER ALLOY | [51 empty] | Production Completed
STP_009 - Lot2 | Data Enrichment | VNE | OK,NM CHANGED | 2023-06-24 | 2023-06-26 | Processed based on Websource, Conflict w.r.t Input | 1322002 | 1322002 | SWITCH;SIE,3SU1400-1AA10-1EA0 | SWITCH;MNFR:SIEMENS,PTNO:3SU1400-1AA10-1EA0 | SWITCH | 3SU1400-1AA10-1EA0 | 3000032 | SIEMENS | SIEMENS | 3SU1400-1AA10-1EA0 | SIEMENS |  |  |  |  | https://mall.industry.siemens.com/mall/en/WW/Catalog/Product/3SU1400-1AA10-1EA0 | https://mall.industry.siemens.com/mall/en/ww/Catalog/DatasheetDownload?downloadUrl=teddatasheet%2F%3Fformat%3DPDF%26caller%3DMall%26mlfbs%3D3SU1400-1AA10-1EA0%26language%3Den | [9 empty] | ENRICHED | 39121522 Electrical contacts | BLOCK | CONTACT | TYPE |  | CONTACT CONFIGURATION | 2NC | CURRENT RATING | 10 A | VOLTAGE RATING | 5 TO 500 VAC/DC | TERMINAL TYPE | SCREW | MOUNTING TYPE | FRONT PLATE | MATERIAL |  | SIZE | 9.8 WDX49.7 DPX34 HT MM | HAZARD CLASS |  | CERTIFICATION/STANDARD | CSA,CCC,UL,VDE | ADDITIONAL FEATURES | ENCLOSURE:IP40,CONTACT MATERIAL:SILVER ALLOY | [51 empty] | Production Completed
STP_009 - Lot2 | Data Enrichment | VNE | OK,NM CHANGED | 2023-06-24 | 2023-06-26 | Processed based on Websource, Conflict w.r.t Input | 1322001 | 1322001 | SWITCH;SIE,3SU1400-1AA10-1FA0 | SWITCH;MNFR:SIEMENS,PTNO:3SU1400-1AA10-1FA0 | SWITCH | 3SU1400-1AA10-1FA0 | 3000032 | SIEMENS | SIEMENS | 3SU1400-1AA10-1FA0 | SIEMENS |  |  |  |  | https://mall.industry.siemens.com/mall/en/ww/Catalog/Product/?mlfb=3SU1400-1AA10-1FA0 | https://mall.industry.siemens.com/mall/en/ww/Catalog/DatasheetDownload?downloadUrl=teddatasheet%2F%3Fformat%3DPDF%26caller%3DMall%26mlfbs%3D3SU1400-1AA10-1FA0%26language%3Den | [9 empty] | ENRICHED | 39121522 Electrical contacts | BLOCK | CONTACT | TYPE |  | CONTACT CONFIGURATION | 1NO 1NC | CURRENT RATING | 10 A | VOLTAGE RATING | 5 TO 500 VAC/DC | TERMINAL TYPE | SCREW | MOUNTING TYPE | FRONT PLATE | MATERIAL |  | SIZE | 9.8 WDX49.7 DPX34 HT MM | HAZARD CLASS |  | CERTIFICATION/STANDARD | CSA,CCC,UL,VDE | ADDITIONAL FEATURES | ENCLOSURE:IP40,CONTACT MATERIAL:SILVER ALLOY | [51 empty] | Production Completed
STP_009 - Lot2 | Data Enrichment | VNE | OK,NM CHANGED | 2023-06-24 | 2023-06-26 | Processed based on Websource, Conflict w.r.t Input | 1322000 | 1322000 | SWITCH;SIE,3SU1400-1AA10-1HA0 | SWITCH;MNFR:SIEMENS,PTNO:3SU1400-1AA10-1HA0 | SWITCH | 3SU1400-1AA10-1HA0 | 3000032 | SIEMENS | SIEMENS | 3SU1400-1AA10-1HA0 | SIEMENS |  |  |  |  | https://mall.industry.siemens.com/mall/en/ww/Catalog/Product/?mlfb=3SU1400-1AA10-1HA0 | https://mall.industry.siemens.com/mall/en/ww/Catalog/DatasheetDownload?downloadUrl=teddatasheet%2F%3Fformat%3DPDF%26caller%3DMall%26mlfbs%3D3SU1400-1AA10-1HA0%26language%3Den | [9 empty] | ENRICHED | 39121522 Electrical contacts | BLOCK | CONTACT | TYPE |  | CONTACT CONFIGURATION | 1NC | CURRENT RATING | 10 A | VOLTAGE RATING | 5 TO 500 VAC/DC | TERMINAL TYPE | SCREW | MOUNTING TYPE | FRONT PLATE | MATERIAL |  | SIZE | 9.8 WDX49.7 DPX34 HT MM | HAZARD CLASS |  | CERTIFICATION/STANDARD | CSA,CCC,UL,EAC | ADDITIONAL FEATURES | ENCLOSURE:IP40,CONTACT MATERIAL:SILVER ALLOY | [51 empty] | Production Completed
STP_009 - Lot2 | Data Enrichment | VNE | OK | 2023-06-24 | 2023-06-26 |  | 1243907 | 1243907 | ZZ - REPLACED BY 1353371 | SWITCH,DISCONNECT;MNFR:ABB,PTNO:OT400E03P,ADDITIONAL FEATURES EN:690 V,400 A AC,23 A ITH,400,A,50 TO 60 HZ,IEC,60947-3 UI | SWITCH,DISCONNECT,01)690 V,400 A AC,23 A ITH,400,02)A,50 TO 60 HZ,IEC,03)60947-3 UI,01)690 V,400 A CA,23 A ITH,400,02)A,50 A 60 HZ,CEI 60947-3 UI | OT400E03P | 3000014 | ABB | ABB | OT400E03P | ABB |  |  |  |  | https://new.abb.com/products/1SCA022718R8780/ot400e03p | [10 empty] | ENRICHED | 39122233 Disconnect switch | SWITCH | DISCONNECT | TYPE |  | VOLTAGE RATING | 690 VAC | CURRENT RATING | 400 A | NUMBER OF POLES | 3 | LOAD BREAKING CAPACITY | 65 KA | CONTACT CONFIGURATION |  | ENCLOSURE | IP00 | MOUNTING TYPE | BASE | TEMPERATURE RATING |  | ACTION |  | POWER RATING | 400 KW | FREQUENCY RATING | 50 TO 60 HZ | MATERIAL |  | SIZE | 191 WDX107 DPX185 HT MM | HAZARD CLASS |  | CERTIFICATION/STANDARD | IEC 60947-3 UI | ADDITIONAL FEATURES EN | OPERATIONAL CURRENT:23 A,THERMAL CURRENT ITH:400 A | [39 empty] | Production Completed