## Sheet1
Project | Activities | Production User | Production Comments | Start Date | End Date | Remarks | Griha ID | Material | MAKTX_MARA | TEXT_EN | Class_Char_Values | MFRPN | MFRNR | MFRNR DES (Name) | MNFR | PTNO | Verified MNFR from web | MNFR 1 | PTNO 1 | MNFR 2 | PTNO 2 | Reference URL | Reference URL1 | Item Number | DWG | DRAWING VERSION | POS/TAG | Equipment Type | Equipment Manufacturer | Equipment Model | Equipment Serial | Unused Text | Enriched/Cleansed | UNSPSC Ver.23.07 | Noun | Modifier | Attribute Name 1 | Attribute Value 1 | Attribute Name 2 | Attribute Value 2 | Attribute Name 3 | Attribute Value 3 | Attribute Name 4 | Attribute Value 4 | Attribute Name 5 | Attribute Value 5 | Attribute Name 6 | Attribute Value 6 | Attribute Name 7 | Attribute Value 7 | Attribute Name 8 | Attribute Value 8 | Attribute Name 9 | Attribute Value 9 | Attribute Name 10 | Attribute Value 10 | Attribute Name 11 | Attribute Value 11 | Attribute Name 12 | Attribute Value 12 | Attribute Name 13 | Attribute Value 13 | Attribute Name 14 | Attribute Value 14 | Attribute Name 15 | Attribute Value 15 | Attribute Name 16 | Attribute Value 16 | Attribute Name 17 | Attribute Value 17 | Attribute Name 18 | Attribute Value 18 | Attribute Name 19 | Attribute Value 19 | Attribute Name 20 | Attribute Value 20 | Attribute Name 21 | Attribute Value 21 | Attribute Name 22 | Attribute Value 22 | Attribute Name 23 | Attribute Value 23 | Attribute Name 24 | Attribute Value 24 | Attribute Name 25 | Attribute Value 25 | Attribute Name 26 | Attribute Value 26 | Attribute Name 27 | Attribute Value 27 | Attribute Name 28 | Attribute Value 28 | Attribute Name 29 | Attribute Value 29 | Attribute Name 30 | Attribute Value 30 | Attribute Name 31 | Attribute Value 31 | Attribute Name 32 | Attribute Value 32 | Attribute Name 33 | Attribute Value 33 | Attribute Name 34 | Attribute Value 34 | Attribute Name 35 | Attribute Value 35 | Attribute Name 36 | Attribute Value 36 | Remaining_Information | Status
STP_009 - Lot2 | Data Enrichment | ATS | OK | 2023-06-24 | 2023-06-26 |  | 1266480 | 1266480 | BREAKER,CIRCT;AB,A-B1492SPM1C010 | BREAKER,CIRCUIT;MNFR:ALLEN BRADLEY,PTNO:A-B1492SPM1C010 | 01)CNW (MOUNT ISA) ELECT WHO,01)A-B1492SPM1C010,BREAKER,CIRCUIT | A-B1492SPM1C010 | 3000226 | ALLEN BRADLEY | ALLEN BRADLEY | A-B1492SPM1C010 |  | CNW ELECTRICAL MOUNT ISA WHOLESALE |  |  |  | https://www.rockwellautomation.com/en-us/products/details.1492-SPM1C010.html | https://www.rexelusa.com/p/631697/allen-bradley/circuit-breaker-miniature-1a-1p-supplementary-trip-c/885630614151/1492-spm1c010¦https://rexel-cdn.com/products/1492-spm1b005.pdf?i=DFE1CF4A-598C-4BA5-AFCF-00B72206225B | [9 empty] | ENRICHED | 39121603 Miniature circuit breakers | CIRCUIT BREAKER | MINIATURE | TYPE |  | CURRENT RATING | 1 A | VOLTAGE RATING | 277 VAC,48 VDC | NUMBER OF POLES | 1 | INTERRUPT RATING | 10 KA | FREQUENCY RATING | 50/60 HZ | TRIP CLASS |  | TRIP SETTING | C-CURVE | MOUNTING TYPE | DIN RAIL | TERMINAL TYPE | DUAL | SIZE |  | CERTIFICATION/STANDARD | CSA,CCC,CE,UL,EN,GB,ROHS,VDE | ADDITIONAL FEATURES | [48 empty] | Production Completed
STP_009 - Lot2 | Data Enrichment | ATS | OK | 2023-06-24 | 2023-06-26 |  | 1266481 | 1266481 | BREAKER,CIRCT;AB,A-B1492SPM1C100 | BREAKER,CIRCUIT;MNFR:ALLEN BRADLEY,PTNO:A-B1492SPM1C100 | 01)CNW (MOUNT ISA) ELECT WHO,01)A-B1492SPM1C100,BREAKER,CIRCUIT | A-B1492SPM1C100 | 3000226 | ALLEN BRADLEY | ALLEN BRADLEY | A-B1492SPM1C100 |  | CNW ELECTRICAL MOUNT ISA WHOLESALE |  |  |  | https://www.rockwellautomation.com/en-us/products/details.1492-SPM1C100.html | https://www.rexelusa.com/p/631691/allen-bradley/circuit-breaker-miniature-10a-1p-supplementary-trip-c/885630617657/1492-spm1c100¦https://rexel-cdn.com/products/1492-spm1b005.pdf?i=DFE1CF4A-598C-4BA5-AFCF-00B72206225B | [9 empty] | ENRICHED | 39121603 Miniature circuit breakers | CIRCUIT BREAKER | MINIATURE | TYPE |  | CURRENT RATING | 10 A | VOLTAGE RATING | 277 VAC,48 VDC | NUMBER OF POLES | 1 | INTERRUPT RATING | 10 KA | FREQUENCY RATING | 50/60 HZ | TRIP CLASS |  | TRIP SETTING | C-CURVE | MOUNTING TYPE | DIN RAIL | TERMINAL TYPE | DUAL | SIZE |  | CERTIFICATION/STANDARD | CSA,CCC,CE,UL,EN,GB,ROHS,VDE | ADDITIONAL FEATURES | [48 empty] | Production Completed
STP_009 - Lot2 | Data Enrichment | ATS | OK | 2023-06-24 | 2023-06-26 |  | 1266509 | 1266509 | BREAKER,CIRCT;AB,A-BSP1492SPM1C040 | BREAKER,CIRCUIT;MNFR:ALLEN BRADLEY,PTNO:A-BSP1492SPM1C040 | 01)CNW (MOUNT ISA) ELECT WHO,01)A-BSP1492SPM1C040,BREAKER,CIRCUIT | A-BSP1492SPM1C040 | 3000226 | ALLEN BRADLEY | ALLEN BRADLEY | A-BSP1492SPM1C040 |  | CNW ELECTRICAL MOUNT ISA WHOLESALE |  |  |  | https://www.rockwellautomation.com/en-us/products/details.1492-SPM1C040.html | https://rexel-cdn.com/products/1492-spm1b005.pdf?i=DFE1CF4A-598C-4BA5-AFCF-00B72206225B¦https://kentstore.com/1492-spm1c040/ | [9 empty] | ENRICHED | 39121603 Miniature circuit breakers | CIRCUIT BREAKER | MINIATURE | TYPE |  | CURRENT RATING | 4 A | VOLTAGE RATING | 277 VAC,48 VDC | NUMBER OF POLES | 1 | INTERRUPT RATING | 10 KA | FREQUENCY RATING | 50/60 HZ | TRIP CLASS |  | TRIP SETTING | C-CURVE | MOUNTING TYPE | DIN RAIL | TERMINAL TYPE | DUAL | SIZE |  | CERTIFICATION/STANDARD | CSA,CCC,CE,UL,EN,GB,ROHS,VDE | ADDITIONAL FEATURES | [48 empty] | Production Completed
STP_009 - Lot2 | Data Enrichment | ATS | OK | 2023-06-24 | 2023-06-26 |  | 1267606 | 1267606 | BREAKER,CIRCT;NHP,140MTC3EC16,MOTOR PROT | BREAKER,CIRCUIT;MNFR:NHP,PTNO:140MTC3EC16,ADDITIONAL FEATURES EN:MOTOR PROTECTION,140MT 10-16A | 01)CNW (MOUNT ISA) ELECT WHO,01)NHP140MTC3EC16,BREAKER,CIRCUIT,01)MOTOR PROTECTION,140MT 10-1 | 140MTC3EC16 | 3000664 | NHP | NHP | 140MTC3EC16 |  | CNW (MOUNT ISA) ELECT WHO |  |  |  | https://www.nhp.com.au/Catalogs/NHP_AU_Catalog/NHP_AU_Catalog-Categories/NHP_AU_Catalog-217586/NHP_AU_Catalog-361/NHP_AU_Catalog-362/NHP_AU_Catalog-698/140MTC3EC16 | https://configurator.rockwellautomation.com/configurator/8A15EC694F614A1786E8FCB6A231ED9A/details | [9 empty] | ENRICHED | 39121601 Circuit breakers | CIRCUIT BREAKER | MOTOR PROTECTION | TYPE |  | CURRENT RATING | 16 A | VOLTAGE RATING | 415 VAC | NUMBER OF POLES |  | INTERRUPT RATING | 65 KA | POWER RATING | 7.5 KW | FREQUENCY RATING | 60 HZ | MOUNTING TYPE |  | TEMPERATURE RATING |  | SIZE |  | CERTIFICATION/STANDARD |  | ADDITIONAL FEATURES | FRAME RATING: 140MT | [49 empty] | Production Completed
STP_009 - Lot2 | Data Enrichment | ATS | OK | 2023-06-24 | 2023-06-26 |  | 1272697 | 1272697 | BREAKER,CIRCT;NHP,ACB00029690,AIR,1250A | BREAKER,CIRCUIT;MNFR:NHP,PTNO:ACB00029690,ADDITIONAL FEATURES EN:AIR,1250A,3P,BODY | 01)CNW (MOUNT ISA) ELECT WHO,01)NHPACB00029690,BREAKER,CIRCUIT,01)AIR,1250A,3P,BODY | ACB00029690 | 3000664 | NHP | NHP | ACB00029690 |  | CNW (MOUNT ISA) ELECT WHO |  |  |  | URL NOT FOUND | [10 empty] | CLEANSED | 39121615 Air circuit breakers | CIRCUIT BREAKER | AIR | TYPE |  | CURRENT RATING | 1250 A | VOLTAGE RATING |  | FREQUENCY RATING |  | NUMBER OF POLES | 3 | INTERRUPT RATING |  | TRIP COIL VOLTAGE RATING |  | CLOSING COIL VOLTAGE RATING |  | SPRING CHARGING TYPE |  | SPRING CHARGING VOLTAGE |  | NUMBER OF AUX SWITCH |  | IMPULSE WITHSTAND VOLTAGE |  | OPERATING CYCLES |  | MOUNTING TYPE |  | TERMINAL TYPE |  | SIZE |  | TEMPERATURE RATING |  | CERTIFICATION/STANDARD |  | ADDITIONAL FEATURES | BODY | [35 empty] | Production Completed
STP_009 - Lot2 | Data Enrichment | ATS | OK | 2023-06-24 | 2023-06-26 |  | 1272698 | 1272698 | BREAKER,CIRCT;NHP,ACB00029691,AIR,1250A | BREAKER,CIRCUIT;MNFR:NHP,PTNO:ACB00029691,ADDITIONAL FEATURES EN:AIR,1250A,3P,CARRIAGE | 01)CNW (MOUNT ISA) ELECT WHO,01)NHPACB00029691,BREAKER,CIRCUIT,01)AIR,1250A,3P,CARRIAGE | ACB00029691 | 3000664 | NHP | NHP | ACB00029691 |  | CNW (MOUNT ISA) ELECT WHO |  |  |  | URL NOT FOUND | [10 empty] | CLEANSED | 39121615 Air circuit breakers | CIRCUIT BREAKER | AIR | TYPE |  | CURRENT RATING | 1250 A | VOLTAGE RATING |  | FREQUENCY RATING |  | NUMBER OF POLES | 3 | INTERRUPT RATING |  | TRIP COIL VOLTAGE RATING |  | CLOSING COIL VOLTAGE RATING |  | SPRING CHARGING TYPE |  | SPRING CHARGING VOLTAGE |  | NUMBER OF AUX SWITCH |  | IMPULSE WITHSTAND VOLTAGE |  | OPERATING CYCLES |  | MOUNTING TYPE |  | TERMINAL TYPE |  | SIZE |  | TEMPERATURE RATING |  | CERTIFICATION/STANDARD |  | ADDITIONAL FEATURES | CARRIAGE | [35 empty] | Production Completed
STP_009 - Lot2 | Data Enrichment | ATS | OK | 2023-06-24 | 2023-06-26 |  | 1272440 | 1272440 | BREAKER,CIRCT;NHP,DCTB10320D,MINTR,20 A | BREAKER,CIRCUIT;MNFR:NHP,PTNO:DCTB10320D,ADDITIONAL FEATURES EN:MINIATURE,20 A,3 POLE,D CURVE,10K |  | DCTB10320D | 3000664 | NHP | NHP | DTCB10320D | [5 empty] | https://www.nhp.com.au/product/dtcb10320d | https://prdsccdnstorage.blob.core.windows.net/techdatasheets/DTCB10320D-6548-datasheet.pdf?sv=2019-02-02&ss=b&srt=sco&sp=rwdlac&se=2050-02-24T14:36:22Z&st=2020-02-24T06:36:22Z&spr=https&sig=ZYSSzNvPIpdF2duj%2B0Q%2Fxscgj9MvyEATcIdm%2Bn6Urmc%3D | [9 empty] | ENRICHED | 39121603 Miniature circuit breakers | CIRCUIT BREAKER | MINIATURE | TYPE |  | CURRENT RATING | 20 A | VOLTAGE RATING | 415 VAC | NUMBER OF POLES | 3 | INTERRUPT RATING | 10 KA | FREQUENCY RATING | 50/60 HZ | TRIP CLASS |  | TRIP SETTING | D-CURVE | MOUNTING TYPE | DIN RAIL | TERMINAL TYPE |  | SIZE | 54 WDX86 HTX76 DP MM | CERTIFICATION/STANDARD | AS/NZS,CE,DIN,IEC,RCM,UL | ADDITIONAL FEATURES | [48 empty] | Production Completed
STP_009 - Lot2 | Data Enrichment | ATS | OK | 2023-06-24 | 2023-06-26 |  | 1275019 | 1275019 | BREAKER,CIRCT;NHP,DSRCB0630A,RCBO 6A 1P | BREAKER,CIRCUIT;MNFR:NHP,PTNO:DSRCB0630A,ADDITIONAL FEATURES EN:RCBO 6A 1P N 30MA 10KA | 01)SHERRIFF ELECTRICAL SUPPL,01)NHPDSRCB0630A,BREAKER,CIRCUIT,01)RCBO 6A 1P N 30MA 10KA | DSRCB0630A | 3000664 | NHP | NHP | DSRCB0630A |  | SHERRIFF ELECTRICAL SUPPL |  |  |  | https://www.nhp.com.au/Catalogs/NHP_AU_Catalog/NHP_AU_Catalog-Categories/NHP_AU_Catalog-217587/NHP_AU_Catalog-387/NHP_AU_Catalog-388/NHP_AU_Catalog-418/DSRCB0630A | [10 empty] | ENRICHED | 39121603 Miniature circuit breakers | CIRCUIT BREAKER | MINIATURE | TYPE |  | CURRENT RATING | 6 A | VOLTAGE RATING | 240 VAC | NUMBER OF POLES | 1 | INTERRUPT RATING | 10 KA | FREQUENCY RATING | 50/60 HZ | TRIP CLASS |  | TRIP SETTING | C-CURVE | MOUNTING TYPE | DIN RAIL | TERMINAL TYPE |  | SIZE | 36 WDX86 HTX68 DP MM | CERTIFICATION/STANDARD | AS/NZS,CE,EN,IEC,RCM | ADDITIONAL FEATURES | COMPONENT TYPE POWER DISTRIBUTION & PROTECTION : RCBO,RATED LEAKAGE CURRENT: 30 MA | [47 empty] | Production Completed
STP_009 - Lot2 | Data Enrichment | ATS | OK | 2023-06-24 | 2023-06-26 |  | 1266865 | 1266865 | BREAKER,CIRCT;NHP,DSRCB2030A,RCBO 20A 1P | BREAKER,CIRCUIT;MNFR:NHP,PTNO:DSRCB2030A,ADDITIONAL FEATURES EN:RCBO 20A 1P/N,30MA 10KA | 01)SHERRIFF ELECTRICAL SUPPL,01)NHPDSRCB2030A,BREAKER,CIRCUIT,01)RCBO 20A 1P/N,30MA 10KA | DSRCB2030A | 3000664 | NHP | NHP | DSRCB2030A |  | SHERRIFF ELECTRICAL SUPPL |  |  |  | https://www.nhp.com.au/product/dsrcb2030a | [10 empty] | ENRICHED | 39121603 Miniature circuit breakers | CIRCUIT BREAKER | MINIATURE | TYPE |  | CURRENT RATING | 20 A | VOLTAGE RATING | 240 VAC | NUMBER OF POLES | 1 | INTERRUPT RATING | 10 KA | FREQUENCY RATING | 50/60 HZ | TRIP CLASS |  | TRIP SETTING | C-CURVE | MOUNTING TYPE | DIN RAIL | TERMINAL TYPE |  | SIZE | 36 WDX86 HTX68 DP MM | CERTIFICATION/STANDARD | AS/NZS,CE,EN,IEC,RCM | ADDITIONAL FEATURES | COMPONENT TYPE POWER DISTRIBUTION & PROTECTION : RCBO,RATED LEAKAGE CURRENT: 30 MA | [47 empty] | Production Completed
STP_009 - Lot2 | Data Enrichment | ATS | OK | 2023-06-24 | 2023-06-26 |  | 1275020 | 1275020 | BREAKER,CIRCT;NHP,DSRCB3230A,RCBO 32A 1P | BREAKER,CIRCUIT;MNFR:NHP,PTNO:DSRCB3230A,ADDITIONAL FEATURES EN:RCBO 32A 1P/N,30MA 10KA | 01)SHERRIFF ELECTRICAL SUPPL,01)NHPDSRCB3230A,BREAKER,CIRCUIT,01)RCBO 32A 1P/N,30MA 10KA | DSRCB3230A | 3000664 | NHP | NHP | DSRCB3230A |  | SHERRIFF ELECTRICAL SUPPL |  |  |  | URL NOT FOUND | [10 empty] | CLEANSED | 39121601 Circuit breakers | CIRCUIT BREAKER | NO MODIFIER | TYPE |  | CURRENT RATING | 32 A | VOLTAGE RATING |  | FRAME RATING |  | INTERRUPT RATING | 10 KA | NUMBER OF POLES | 1 | OVERALL SIZE |  | TRIP SETTING |  | TERMINAL TYPE |  | MOUNTING TYPE |  | CERTIFICATION/STANDARD |  | ADDITIONAL FEATURES | COMPONENT TYPE POWER DISTRIBUTION & PROTECTION : RCBO,RATED LEAKAGE CURRENT: 30 MA | [49 empty] | Production Completed
STP_009 - Lot2 | Data Enrichment | ATS | OK | 2023-06-24 | 2023-06-26 |  | 1215516 | 1215516 | BREAKER,CIRCT;NHP,DSRCBH4030A,RCBO,10KA | BREAKER,CIRCUIT;MNFR:NHP,PTNO:DSRCBH4030A,ADDITIONAL FEATURES EN:RCBO,10KA,1P,40A,30MA,DIN-T |  | DSRCBH4030A | 3000664 | NHP | NHP | DSRCBH4030A | [5 empty] | https://nhpnz.co.nz/product/dsrcbh4030a | [10 empty] | ENRICHED | 39121603 Miniature circuit breakers | CIRCUIT BREAKER | MINIATURE | TYPE |  | CURRENT RATING | 40 A | VOLTAGE RATING | 240 VAC | NUMBER OF POLES | 1 | INTERRUPT RATING | 10 KA | FREQUENCY RATING | 50/60 HZ | TRIP CLASS |  | TRIP SETTING | C-CURVE | MOUNTING TYPE | DIN RAIL | TERMINAL TYPE |  | SIZE | 18 WDX125 HTX76 DP MM | CERTIFICATION/STANDARD | CE,DIN,IEC,RCM,UL | ADDITIONAL FEATURES | COMPONENT TYPE POWER DISTRIBUTION & PROTECTION : RCBO,RATED LEAKAGE CURRENT: 30 MA,RANGE: DIN-T | [47 empty] | Production Completed
STP_009 - Lot2 | Data Enrichment | ATS | OK | 2023-06-24 | 2023-06-26 |  | 1266866 | 1266866 | BREAKER,CIRCT;NHP,DSRCBH60630A,RCBO 6A 1 | BREAKER,CIRCUIT;MNFR:NHP,PTNO:DSRCBH60630A,ADDITIONAL FEATURES EN:RCBO 6A 1P/N,30MA 6KA | 01)SHERRIFF ELECTRICAL SUPPL,01)NHPDSRCBH60630A,BREAKER,CIRCUIT,01)RCBO 6A 1P/N,30MA 6KA | DSRCBH60630A | 3000664 | NHP | NHP | DSRCBH60630A |  | SHERRIFF ELECTRICAL SUPPL |  |  |  | https://nhp.com.au/product/DSRCBH60630A | https://www.rexel.com.au/are/category/Power-Distribution/Circuit-Breakers/Miniature-circuit-breaker-%28MCB%29/RCBO-DIN-SAFE-6KA-1P%2BN-6A-C-CURVE-30MA-TYPE-A-LONGBODY/TERDSRCBH60630A/p/14265469?showBackLink=false | [9 empty] | ENRICHED | 39121603 Miniature circuit breakers | CIRCUIT BREAKER | MINIATURE | TYPE |  | CURRENT RATING | 6 A | VOLTAGE RATING | 240 VAC | NUMBER OF POLES | 1 | INTERRUPT RATING | 6 KA | FREQUENCY RATING | 50/60 HZ | TRIP CLASS |  | TRIP SETTING | C-CURVE | MOUNTING TYPE | DIN RAIL | TERMINAL TYPE |  | SIZE | 18 WDX125 HTX76 DP MM | CERTIFICATION/STANDARD | AS/NZS,CE,DIN,IEC,N17482,RCM,UL | ADDITIONAL FEATURES | COMPONENT TYPE POWER DISTRIBUTION & PROTECTION : RCBO,RATED LEAKAGE CURRENT: 30 MA | [47 empty] | Production Completed
STP_009 - Lot2 | Data Enrichment | ATS | OK | 2023-06-24 | 2023-06-26 |  | 1266867 | 1266867 | BREAKER,CIRCT;NHP,DSRCBH61030A,RCBO 10A | BREAKER,CIRCUIT;MNFR:NHP,PTNO:DSRCBH61030A,ADDITIONAL FEATURES EN:RCBO 10A 1P/N 30MA 6KA | 01)SHERRIFF ELECTRICAL SUPPL,01)NHPDSRCBH61030A,BREAKER,CIRCUIT,01)RCBO 10A 1P/N 30MA 6KA | DSRCBH61030A | 3000664 | NHP | NHP | DSRCBH61030A |  | SHERRIFF ELECTRICAL SUPPL |  |  |  | https://www.nhp.com.au/Catalogs/NHP_AU_Catalog/NHP_AU_Catalog-Categories/NHP_AU_Catalog-217587/NHP_AU_Catalog-387/NHP_AU_Catalog-388/NHP_AU_Catalog-418/DSRCBH61030A | https://www.tradezone.com.au/product/nhp-10-amp-din-safe-miniature-circuit-breaker-residual-current-device-mcb-rcd-rcbo-1-pole-6ka-30ma-78238.html | [9 empty] | ENRICHED | 39121603 Miniature circuit breakers | CIRCUIT BREAKER | MINIATURE | TYPE |  | CURRENT RATING | 10 A | VOLTAGE RATING | 240 VAC | NUMBER OF POLES | 1 | INTERRUPT RATING | 6 KA | FREQUENCY RATING | 50/60 HZ | TRIP CLASS |  | TRIP SETTING | C-CURVE | MOUNTING TYPE | DIN RAIL | TERMINAL TYPE |  | SIZE | 18 WDX125 HTX76 DP MM | CERTIFICATION/STANDARD | AS/NZS,CE,DIN,IEC,N17482,RCM,UL | ADDITIONAL FEATURES | COMPONENT TYPE POWER DISTRIBUTION & PROTECTION : RCBO,RATED LEAKAGE CURRENT: 30 MA | [47 empty] | Production Completed
STP_009 - Lot2 | Data Enrichment | ATS | OK | 2023-06-24 | 2023-06-26 |  | 1266868 | 1266868 | BREAKER,CIRCT;NHP,DSRCBH61630A,RCBO 16A | BREAKER,CIRCUIT;MNFR:NHP,PTNO:DSRCBH61630A,ADDITIONAL FEATURES EN:RCBO 16A 1P/N 30MA 6KA | 01)SHERRIFF ELECTRICAL SUPPL,01)NHPDSRCBH61630A,BREAKER,CIRCUIT,01)RCBO 16A 1P/N 30MA 6KA | DSRCBH61630A | 3000664 | NHP | NHP | DSRCBH61630A |  | SHERRIFF ELECTRICAL SUPPL |  |  |  | https://www.nhp.com.au/Catalogs/NHP_AU_Catalog/NHP_AU_Catalog-Categories/NHP_AU_Catalog-217587/NHP_AU_Catalog-387/NHP_AU_Catalog-388/NHP_AU_Catalog-418/DSRCBH61630A | https://www.tradezone.com.au/product/nhp-16-amp-din-safe-miniature-circuit-breaker-residual-current-device-mcb-rcd-rcbo-1-pole-6ka-30ma-78240.html | [9 empty] | ENRICHED | 39121603 Miniature circuit breakers | CIRCUIT BREAKER | MINIATURE | TYPE |  | CURRENT RATING | 16 A | VOLTAGE RATING | 240 VAC | NUMBER OF POLES | 1 | INTERRUPT RATING | 6 KA | FREQUENCY RATING | 50/60 HZ | TRIP CLASS |  | TRIP SETTING | C-CURVE | MOUNTING TYPE | DIN RAIL | TERMINAL TYPE |  | SIZE | 18 WDX125 HTX76 DP MM | CERTIFICATION/STANDARD | AS/NZS,CE,DIN,IEC,N17482,RCM,UL | ADDITIONAL FEATURES | COMPONENT TYPE POWER DISTRIBUTION & PROTECTION : RCBO,RATED LEAKAGE CURRENT: 30 MA | [47 empty] | Production Completed
STP_009 - Lot2 | Data Enrichment | ATS | OK | 2023-06-24 | 2023-06-26 |  | 1266869 | 1266869 | BREAKER,CIRCT;NHP,DSRCBH62030A,RCBO 20A | BREAKER,CIRCUIT;MNFR:NHP,PTNO:DSRCBH62030A,ADDITIONAL FEATURES EN:RCBO 20A 1P/N 30MA 6KA | 01)SHERRIFF ELECTRICAL SUPPL,01)NHPDSRCBH62030A,BREAKER,CIRCUIT,01)RCBO 20A 1P/N 30MA 6KA | DSRCBH62030A | 3000664 | NHP | NHP | DSRCBH62030A |  | SHERRIFF ELECTRICAL SUPPL |  |  |  | https://prdsccdnstorage.blob.core.windows.net/techdatasheets/DSRCBH62030A-139513-datasheet.pdf?sv=2019-02-02&ss=b&srt=sco&sp=rwdlac&se=2050-02-24T14:36:22Z&st=2020-02-24T06:36:22Z&spr=https&sig=ZYSSzNvPIpdF2duj%2B0Q%2Fxscgj9MvyEATcIdm%2Bn6Urmc%3D | https://www.tradezone.com.au/product/nhp-20-amp-din-safe-miniature-circuit-breaker-residual-current-device-mcb-rcd-rcbo-1-pole-6ka-30ma-78241.html | [9 empty] | ENRICHED | 39121603 Miniature circuit breakers | CIRCUIT BREAKER | MINIATURE | TYPE |  | CURRENT RATING | 20 A | VOLTAGE RATING | 240 VAC | NUMBER OF POLES | 1 | INTERRUPT RATING | 6 KA | FREQUENCY RATING | 50/60 HZ | TRIP CLASS |  | TRIP SETTING | C-CURVE | MOUNTING TYPE | DIN RAIL | TERMINAL TYPE |  | SIZE | 18 WDX125 HTX76 DP MM | CERTIFICATION/STANDARD | AS/NZS,CE,DIN,IEC,N17482,RCM,UL | ADDITIONAL FEATURES | COMPONENT TYPE POWER DISTRIBUTION & PROTECTION : RCBO,RATED LEAKAGE CURRENT: 30 MA | [47 empty] | Production Completed
STP_009 - Lot2 | Data Enrichment | ATS | OK | 2023-06-24 | 2023-06-26 |  | 1266870 | 1266870 | BREAKER,CIRCT;NHP,DSRCBH62530A,RCBO 25A | BREAKER,CIRCUIT;MNFR:NHP,PTNO:DSRCBH62530A,ADDITIONAL FEATURES EN:RCBO 25A 1P/N 30MA 6KA | 01)SHERRIFF ELECTRICAL SUPPL,01)NHPDSRCBH62530A,BREAKER,CIRCUIT,01)RCBO 25A 1P/N 30MA 6KA | DSRCBH62530A | 3000664 | NHP | NHP | DSRCBH62530A |  | SHERRIFF ELECTRICAL SUPPL |  |  |  | https://prdsccdnstorage.blob.core.windows.net/techdatasheets/DSRCBH62530A-139514-datasheet.pdf?sv=2019-02-02&ss=b&srt=sco&sp=rwdlac&se=2050-02-24T14:36:22Z&st=2020-02-24T06:36:22Z&spr=https&sig=ZYSSzNvPIpdF2duj%2B0Q%2Fxscgj9MvyEATcIdm%2Bn6Urmc%3D | [10 empty] | ENRICHED | 39121603 Miniature circuit breakers | CIRCUIT BREAKER | MINIATURE | TYPE |  | CURRENT RATING | 25 A | VOLTAGE RATING | 240 VAC | NUMBER OF POLES | 1 | INTERRUPT RATING | 6 KA | FREQUENCY RATING | 50/60 HZ | TRIP CLASS |  | TRIP SETTING | C-CURVE | MOUNTING TYPE | DIN RAIL | TERMINAL TYPE |  | SIZE | 18 WDX125 HTX76 DP MM | CERTIFICATION/STANDARD | AS/NZS,CE,DIN,IEC,N17482,RCM,UL | ADDITIONAL FEATURES | COMPONENT TYPE POWER DISTRIBUTION & PROTECTION : RCBO,RATED LEAKAGE CURRENT: 30 MA | [47 empty] | Production Completed
STP_009 - Lot2 | Data Enrichment | ATS | OK | 2023-06-24 | 2023-06-26 |  | 1266871 | 1266871 | BREAKER,CIRCT;NHP,DSRCBH63230A,RCBO 32A | BREAKER,CIRCUIT;MNFR:NHP,PTNO:DSRCBH63230A,ADDITIONAL FEATURES EN:RCBO 32A 1P/N 30MA 6KA | 01)SHERRIFF ELECTRICAL SUPPL,01)NHPDSRCBH63230A,BREAKER,CIRCUIT,01)RCBO 32A 1P/N 30MA 6KA | DSRCBH63230A | 3000664 | NHP | NHP | DSRCBH63230A |  | SHERRIFF ELECTRICAL SUPPL |  |  |  | https://cdn2.rexel.com.au/medias/sys_Aurexel/sheets/sheets/h25/h16/9049077121054/DSRCBH63230A-pds.pdf | https://www.tradezone.com.au/product/nhp-32-amp-din-safe-miniature-circuit-breaker-residual-current-device-mcb-rcd-rcbo-1-pole-6ka-30ma-78242.html | [9 empty] | ENRICHED | 39121603 Miniature circuit breakers | CIRCUIT BREAKER | MINIATURE | TYPE |  | CURRENT RATING | 32 A | VOLTAGE RATING | 240 VAC | NUMBER OF POLES | 1 | INTERRUPT RATING | 6 KA | FREQUENCY RATING | 50/60 HZ | TRIP CLASS |  | TRIP SETTING | C-CURVE | MOUNTING TYPE | DIN RAIL | TERMINAL TYPE |  | SIZE | 18 WDX125 HTX76 DP MM | CERTIFICATION/STANDARD | AS/NZS,CE,DIN,IEC,N17482,RCM,UL | ADDITIONAL FEATURES | COMPONENT TYPE POWER DISTRIBUTION & PROTECTION : RCBO,RATED LEAKAGE CURRENT: 30 MA | [47 empty] | Production Completed
STP_009 - Lot2 | Data Enrichment | ATS | OK | 2023-06-24 | 2023-06-26 |  | 1266872 | 1266872 | BREAKER,CIRCT;NHP,DSRCBH64030A,RCBO 40A | BREAKER,CIRCUIT;MNFR:NHP,PTNO:DSRCBH64030A,ADDITIONAL FEATURES EN:RCBO 40A 1P/N 30MA 6KA | 01)SHERRIFF ELECTRICAL SUPPL,01)NHPDSRCBH64030A,BREAKER,CIRCUIT,01)RCBO 40A 1P/N 30MA 6KA | DSRCBH64030A | 3000664 | NHP | NHP | DSRCBH64030A |  | SHERRIFF ELECTRICAL SUPPL |  |  |  | https://prdsccdnstorage.blob.core.windows.net/techdatasheets/DSRCBH64030A-139516-datasheet.pdf?sv=2019-02-02&ss=b&srt=sco&sp=rwdlac&se=2050-02-24T14:36:22Z&st=2020-02-24T06:36:22Z&spr=https&sig=ZYSSzNvPIpdF2duj%2B0Q%2Fxscgj9MvyEATcIdm%2Bn6Urmc%3D | [10 empty] | ENRICHED | 39121603 Miniature circuit breakers | CIRCUIT BREAKER | MINIATURE | TYPE |  | CURRENT RATING | 40 A | VOLTAGE RATING | 240 VAC | NUMBER OF POLES | 1 | INTERRUPT RATING | 6 KA | FREQUENCY RATING | 50/60 HZ | TRIP CLASS |  | TRIP SETTING | C-CURVE | MOUNTING TYPE | DIN RAIL | TERMINAL TYPE |  | SIZE | 18 WDX125 HTX76 DP MM | CERTIFICATION/STANDARD | AS/NZS,CE,DIN,IEC,N17482,RCM,UL | ADDITIONAL FEATURES | COMPONENT TYPE POWER DISTRIBUTION & PROTECTION : RCBO,RATED LEAKAGE CURRENT: 30 MA | [47 empty] | Production Completed
STP_009 - Lot2 | Data Enrichment | ATS | OK | 2023-06-24 | 2023-06-26 |  | 1257778 | 1257778 | BREAKER,CIRCT;NHP,DSRCBT1630A,3PN 10KA | BREAKER,CIRCUIT;MNFR:NHP,PTNO:DSRCBT1630A,ADDITIONAL FEATURES EN:3PN 10KA 16A DIN-SAFE RCBO C CURVE 30MA | 01)CNW (MOUNT ISA) ELECT WHO,01)NHPDSRCBT1630A,BREAKER,CIRCUIT,01)3PN 10KA 16A DIN-SAFE RCBO | DSRCBT1630A | 3000664 | NHP | NHP | DSRCBT1630A |  | CNW (MOUNT ISA) ELECT WHO |  |  |  | https://www.nhp.com.au/product/dsrcbt1630a | [10 empty] | ENRICHED | 39121603 Miniature circuit breakers | CIRCUIT BREAKER | MINIATURE | TYPE |  | CURRENT RATING | 16 A | VOLTAGE RATING | 400/415 VAC | NUMBER OF POLES | 3 | INTERRUPT RATING | 10 KA | FREQUENCY RATING | 50/60 HZ | TRIP CLASS |  | TRIP SETTING | C-CURVE | MOUNTING TYPE | DIN RAIL | TERMINAL TYPE |  | SIZE | 53.4 WDX117.5 HTX71.6 DP MM | CERTIFICATION/STANDARD | AS/NZS,IEC,RCM | ADDITIONAL FEATURES | COMPONENT TYPE POWER DISTRIBUTION & PROTECTION : RCBO,SERIES: DIN-SAFE | [47 empty] | Production Completed
STP_009 - Lot2 | Data Enrichment | ATS | OK | 2023-06-24 | 2023-06-26 |  | 1257779 | 1257779 | BREAKER,CIRCT;NHP,DSRCBT2030A,3PN 10KA | BREAKER,CIRCUIT;MNFR:NHP,PTNO:DSRCBT2030A,ADDITIONAL FEATURES EN:3PN 10KA DIN-SAFE RCBO 20A C CURVE 30MA | 01)CNW (MOUNT ISA) ELECT WHO,01)NHPDSRCBT2030A,BREAKER,CIRCUIT,01)3PN 10KA DIN-SAFE RCBO 20A | DSRCBT2030A | 3000664 | NHP | NHP | DSRCBT2030A |  | CNW (MOUNT ISA) ELECT WHO |  |  |  | https://www.nhp.com.au/product/dsrcbt2030a | [10 empty] | ENRICHED | 39121603 Miniature circuit breakers | CIRCUIT BREAKER | MINIATURE | TYPE |  | CURRENT RATING | 20 A | VOLTAGE RATING | 400/415 VAC | NUMBER OF POLES | 3 | INTERRUPT RATING | 10 KA | FREQUENCY RATING | 50/60 HZ | TRIP CLASS |  | TRIP SETTING | C-CURVE | MOUNTING TYPE | DIN RAIL | TERMINAL TYPE |  | SIZE | 53.4 WDX117.5 HTX71.6 DP MM | CERTIFICATION/STANDARD | AS/NZS,IEC,RCM | ADDITIONAL FEATURES | COMPONENT TYPE POWER DISTRIBUTION & PROTECTION : RCBO,SERIES: DIN-SAFE | [47 empty] | Production Completed
STP_009 - Lot2 | Data Enrichment | ATS | OK | 2023-06-24 | 2023-06-26 |  | 1274690 | 1274690 | BREAKER,CIRCT;NHP,DSRCBT2530A,10KA,25A,3 | BREAKER,CIRCUIT;MNFR:NHP,PTNO:DSRCBT2530A,ADDITIONAL FEATURES EN:10KA,25A,30MA,TYPE A,54MM,POLE:3P+N,TRIP CURVE:C,DINâˆ’SAFE,RCBO | 01)REXEL AUSTRALIA,01)DSRCBT2530A,BREAKER,CIRCUIT,01)10KA,25A,30MA,TYPE A,54MM,01)DIN−SAFE,RCBO,02)POLE:3P+N,TRIP CURVE:C | DSRCBT2530A | 3000664 | NHP | NHP | DSRCBT2530A |  | REXEL AUSTRALIA |  |  |  | https://prdsccdnstorage.blob.core.windows.net/techdatasheets/DSRCBT2530A-232796-datasheet.pdf?sv=2019-02-02&ss=b&srt=sco&sp=rwdlac&se=2050-02-24T14:36:22Z&st=2020-02-24T06:36:22Z&spr=https&sig=ZYSSzNvPIpdF2duj%2B0Q%2Fxscgj9MvyEATcIdm%2Bn6Urmc%3D | https://www.blackwoods.com.au/electrical/power-protection/rcd-rcbo/nhp-dsrcbt2530a-din-safe-rcbo-3p-n-10ka-25a-c-curve-30ma-type-a-54mm/p/02952632 | [9 empty] | ENRICHED | 39121603 Miniature circuit breakers | CIRCUIT BREAKER | MINIATURE | TYPE |  | CURRENT RATING | 25 A | VOLTAGE RATING | 400/415 VAC | NUMBER OF POLES | 3 | INTERRUPT RATING | 10 KA | FREQUENCY RATING | 50/60 HZ | TRIP CLASS |  | TRIP SETTING | C-CURVE | MOUNTING TYPE | DIN RAIL | TERMINAL TYPE |  | SIZE | 53.4 WDX117.5 HTX71.6 DP MM | CERTIFICATION/STANDARD | AS/NZS,IEC,RCM | ADDITIONAL FEATURES | COMPONENT TYPE POWER DISTRIBUTION & PROTECTION : RCBO,SERIES: DIN-SAFE,RATED LEAKAGE CURRENT: 30 MA | [46 empty] | POLE:3P+N,TRIP CURVE:C,DINâˆ’SAFE,RCBO | Production Completed
STP_009 - Lot2 | Data Enrichment | ATS | OK | 2023-06-24 | 2023-06-26 |  | 1257784 | 1257784 | BREAKER,CIRCT;NHP,DSRCBT32100A,10KA,32A | BREAKER,CIRCUIT;MNFR:NHP,PTNO:DSRCBT32100A,ADDITIONAL FEATURES EN:10KA,32A,30MA,TYPE A,54MM,POLE:3P+N,TRIP CURVE:C,DINâˆ’SAFE,RCBO | 01)REXEL AUSTRALIA,01)DSRCBT32100A,BREAKER,CIRCUIT,01)10KA,32A,30MA,TYPE A,54MM,01)DIN−SAFE,RCBO,02)POLE:3P+N,TRIP CURVE:C | DSRCBT32100A | 3000664 | NHP | NHP | DSRCBT32100A |  | REXEL AUSTRALIA |  |  |  | https://prdsccdnstorage.blob.core.windows.net/techdatasheets/DSRCBT32100A-232808-datasheet.pdf?sv=2019-02-02&ss=b&srt=sco&sp=rwdlac&se=2050-02-24T14:36:22Z&st=2020-02-24T06:36:22Z&spr=https&sig=ZYSSzNvPIpdF2duj%2B0Q%2Fxscgj9MvyEATcIdm%2Bn6Urmc%3D | [10 empty] | ENRICHED | 39121603 Miniature circuit breakers | CIRCUIT BREAKER | MINIATURE | TYPE |  | CURRENT RATING | 32 A | VOLTAGE RATING | 400/415 VAC | NUMBER OF POLES | 3 | INTERRUPT RATING | 10 KA | FREQUENCY RATING | 50/60 HZ | TRIP CLASS |  | TRIP SETTING | C-CURVE | MOUNTING TYPE | DIN RAIL | TERMINAL TYPE |  | SIZE | 53.4 WDX117.5 HTX71.6 DP MM | CERTIFICATION/STANDARD | AS/NZS,IEC,RCM | ADDITIONAL FEATURES | COMPONENT TYPE POWER DISTRIBUTION & PROTECTION : RCBO,SERIES: DIN-SAFE,RATED LEAKAGE CURRENT: 30 MA | [46 empty] | POLE:3P+N,TRIP CURVE:C,DINâˆ’SAFE,RCBO | Production Completed
STP_009 - Lot2 | Data Enrichment | ATS | OK | 2023-06-24 | 2023-06-26 |  | 1257780 | 1257780 | BREAKER,CIRCT;NHP,DSRCBT3230A,3PN 10KA | BREAKER,CIRCUIT;MNFR:NHP,PTNO:DSRCBT3230A,ADDITIONAL FEATURES EN:3PN 10KA DIN-SAFE RCBO 32A C CURVE 30MA | 01)CNW (MOUNT ISA) ELECT WHO,01)NHPDSRCBT3230A,BREAKER,CIRCUIT,01)3PN 10KA DIN-SAFE RCBO 32A | DSRCBT3230A | 3000664 | NHP | NHP | DSRCBT3230A |  | CNW (MOUNT ISA) ELECT WHO |  |  |  | https://www.nhp.com.au/product/dsrcbt3230a | [10 empty] | ENRICHED | 39121603 Miniature circuit breakers | CIRCUIT BREAKER | MINIATURE | TYPE |  | CURRENT RATING | 32 A | VOLTAGE RATING | 400/415 VAC | NUMBER OF POLES | 3 | INTERRUPT RATING | 10 KA | FREQUENCY RATING | 50/60 HZ | TRIP CLASS |  | TRIP SETTING | C-CURVE | MOUNTING TYPE | DIN RAIL | TERMINAL TYPE |  | SIZE | 53.4 WDX117.5 HTX71.6 DP MM | CERTIFICATION/STANDARD | AS/NZS,IEC,RCM | ADDITIONAL FEATURES | COMPONENT TYPE POWER DISTRIBUTION & PROTECTION : RCBO,SERIES: DIN-SAFE | [47 empty] | Production Completed
STP_009 - Lot2 | Data Enrichment | ATS | OK | 2023-06-24 | 2023-06-26 |  | 1257782 | 1257782 | BREAKER,CIRCT;NHP,DSRCBT4030A,10KA,40A,3 | BREAKER,CIRCUIT;MNFR:NHP,PTNO:DSRCBT4030A,ADDITIONAL FEATURES EN:10KA,40A,30MA,TYPE A,54MM,POLE:3P+N,TRIP CURVE:C,DINâˆ’SAFE,RCBO | 01)REXEL AUSTRALIA,01)DSRCBT4030A,BREAKER,CIRCUIT,01)10KA,40A,30MA,TYPE A,54MM,01)DIN−SAFE,RCBO,02)POLE:3P+N,TRIP CURVE:C | DSRCBT4030A | 3000664 | NHP | NHP | DSRCBT4030A |  | REXEL AUSTRALIA |  |  |  | https://www.blackwoods.com.au/electrical/power-protection/rcd-rcbo/nhp-dsrcbt4030a-din-safe-rcbo-3p-n-10ka-40a-c-curve-30ma-type-a-54mm/p/02952734 | https://prdsccdnstorage.blob.core.windows.net/techdatasheets/DSRCBT4030A-232798-datasheet.pdf?sv=2019-02-02&ss=b&srt=sco&sp=rwdlac&se=2050-02-24T14:36:22Z&st=2020-02-24T06:36:22Z&spr=https&sig=ZYSSzNvPIpdF2duj%2B0Q%2Fxscgj9MvyEATcIdm%2Bn6Urmc%3D | [9 empty] | ENRICHED | 39121603 Miniature circuit breakers | CIRCUIT BREAKER | MINIATURE | TYPE |  | CURRENT RATING | 40 A | VOLTAGE RATING | 400/415 VAC | NUMBER OF POLES | 3 | INTERRUPT RATING | 10 KA | FREQUENCY RATING | 50/60 HZ | TRIP CLASS |  | TRIP SETTING | C-CURVE | MOUNTING TYPE | DIN RAIL | TERMINAL TYPE |  | SIZE | 53.4 WDX117.5 HTX71.6 DP MM | CERTIFICATION/STANDARD | AS/NZS,IEC,RCM | ADDITIONAL FEATURES | COMPONENT TYPE POWER DISTRIBUTION & PROTECTION : RCBO,SERIES: DIN-SAFE,RATED LEAKAGE CURRENT: 30 MA | [46 empty] | POLE:3P+N,TRIP CURVE:C,DINâˆ’SAFE,RCBO | Production Completed
STP_009 - Lot2 | Data Enrichment | ATS | OK | 2023-06-24 | 2023-06-26 |  | 1257783 | 1257783 | BREAKER,CIRCT;NHP,DSRCBT5030A,10KA,50A,3 | BREAKER,CIRCUIT;MNFR:NHP,PTNO:DSRCBT5030A,ADDITIONAL FEATURES EN:10KA,50A,30MA,TYPE A,54MM,POLE:3P+N,TRIP CURVE:C,DINâˆ’SAFE,RCBO | 01)REXEL AUSTRALIA,01)DSRCBT5030A,BREAKER,CIRCUIT,01)10KA,50A,30MA,TYPE A,54MM,01)DIN−SAFE,RCBO,02)POLE:3P+N,TRIP CURVE:C | DSRCBT5030A | 3000664 | NHP | NHP | DSRCBT5030A |  | REXEL AUSTRALIA |  |  |  | https://www.nhp.com.au/Catalogs/NHP_AU_Catalog/NHP_AU_Catalog-Categories/NHP_AU_Catalog-217587/NHP_AU_Catalog-387/NHP_AU_Catalog-388/NHP_AU_Catalog-418/DSRCBT5030A | [10 empty] | ENRICHED | 39121603 Miniature circuit breakers | CIRCUIT BREAKER | MINIATURE | TYPE |  | CURRENT RATING | 50 A | VOLTAGE RATING | 400/415 VAC | NUMBER OF POLES | 3 | INTERRUPT RATING | 10 KA | FREQUENCY RATING | 50/60 HZ | TRIP CLASS |  | TRIP SETTING | C-CURVE | MOUNTING TYPE | DIN RAIL | TERMINAL TYPE |  | SIZE | 53.4 WDX117.5 HTX71.6 DP MM | CERTIFICATION/STANDARD | AS/NZS,IEC,RCM | ADDITIONAL FEATURES | COMPONENT TYPE POWER DISTRIBUTION & PROTECTION : RCBO,SERIES: DIN-SAFE,RATED LEAKAGE CURRENT: 30 MA | [46 empty] | POLE:3P+N,TRIP CURVE:C,DINâˆ’SAFE,RCBO | Production Completed
STP_009 - Lot2 | Data Enrichment | ATS | OK | 2023-06-24 | 2023-06-26 |  | 1257785 | 1257785 | BREAKER,CIRCT;NHP,DSRCBT63100A,10KA,63A | BREAKER,CIRCUIT;MNFR:NHP,PTNO:DSRCBT63100A,ADDITIONAL FEATURES EN:10KA,63A,30MA,TYPE A,54MM,POLE:3P+N,TRIP CURVE:C,DINâˆ’SAFE,RCBO | 01)REXEL AUSTRALIA,01)DSRCBT2530A,BREAKER,CIRCUIT,01)10KA,63A,30MA,TYPE A,54MM,01)DIN−SAFE,RCBO,02)POLE:3P+N,TRIP CURVE:C | DSRCBT63100A | 3000664 | NHP | NHP | DSRCBT63100A |  | REXEL AUSTRALIA |  |  |  | https://prdsccdnstorage.blob.core.windows.net/techdatasheets/DSRCBT63100A-232811-datasheet.pdf?sv=2019-02-02&ss=b&srt=sco&sp=rwdlac&se=2050-02-24T14:36:22Z&st=2020-02-24T06:36:22Z&spr=https&sig=ZYSSzNvPIpdF2duj%2B0Q%2Fxscgj9MvyEATcIdm%2Bn6Urmc%3D | https://www.blackwoods.com.au/electrical/power-protection/rcd-rcbo/nhp-dsrcbt63100a-din-safe-rcbo-3p-n-10ka-63a-c-curve-100ma-type-a-54mm/p/02952802 | [9 empty] | ENRICHED | 39121603 Miniature circuit breakers | CIRCUIT BREAKER | MINIATURE | TYPE |  | CURRENT RATING | 63 A | VOLTAGE RATING | 400/415 VAC | NUMBER OF POLES | 3 | INTERRUPT RATING | 10 KA | FREQUENCY RATING | 50/60 HZ | TRIP CLASS |  | TRIP SETTING | C-CURVE | MOUNTING TYPE | DIN RAIL | TERMINAL TYPE |  | SIZE | 53.4 WDX117.5 HTX71.6 DP MM | CERTIFICATION/STANDARD | AS/NZS,IEC,RCM | ADDITIONAL FEATURES | COMPONENT TYPE POWER DISTRIBUTION & PROTECTION : RCBO,SERIES: DIN-SAFE,RATED LEAKAGE CURRENT: 30 MA | [46 empty] | POLE:3P+N,TRIP CURVE:C,DINâˆ’SAFE,RCBO | Production Completed
STP_009 - Lot2 | Data Enrichment | ATS | OK | 2023-06-24 | 2023-06-26 |  | 1257781 | 1257781 | BREAKER,CIRCT;NHP,DSRCBT6330A,3PN 10KA | BREAKER,CIRCUIT;MNFR:NHP,PTNO:DSRCBT6330A,ADDITIONAL FEATURES EN:3PN 10KA DIN-SAFE RCBO 63A C CURVE 30MA | 01)CNW (MOUNT ISA) ELECT WHO,01)NHPDSRCBT6330A,BREAKER,CIRCUIT,01)3PN 10KA DIN-SAFE RCBO 63A | DSRCBT6330A | 3000664 | NHP | NHP | DSRCBT6330A |  | CNW (MOUNT ISA) ELECT WHO |  |  |  | https://www.nhp.com.au/Catalogs/NHP_AU_Catalog/NHP_AU_Catalog-Categories/NHP_AU_Catalog-217587/NHP_AU_Catalog-387/NHP_AU_Catalog-388/NHP_AU_Catalog-418/DSRCBT6330A | [10 empty] | ENRICHED | 39121603 Miniature circuit breakers | CIRCUIT BREAKER | MINIATURE | TYPE |  | CURRENT RATING | 63 A | VOLTAGE RATING | 400/415 VAC | NUMBER OF POLES | 3 | INTERRUPT RATING | 10 KA | FREQUENCY RATING | 50/60 HZ | TRIP CLASS |  | TRIP SETTING | C-CURVE | MOUNTING TYPE | DIN RAIL | TERMINAL TYPE |  | SIZE | 53.4 WDX117.5 HTX71.6 DP MM | CERTIFICATION/STANDARD | AS/NZS,IEC,RCM | ADDITIONAL FEATURES | COMPONENT TYPE POWER DISTRIBUTION & PROTECTION : RCBO,SERIES: DIN-SAFE | [47 empty] | Production Completed
STP_009 - Lot2 | Data Enrichment | ATS | OK | 2023-06-24 | 2023-06-26 |  | 1266758 | 1266758 | BREAKER,CIRCT;NHP,DTCB10325C,3P,25A,MCB | BREAKER,CIRCUIT;MNFR:NHP,PTNO:DTCB10325C,ADDITIONAL FEATURES EN:3P,25A,MCB,DIN-T10,1OKA,C CURVE,DIN | 01)CNW (MOUNT ISA) ELECT WHO,01)DTCB10325C,BREAKER,CIRCUIT,01)3P,25A,MCB,DIN-T10,1OKA,C C | DTCB10325C | 3000664 | NHP | NHP | DTCB10325C |  | CNW (MOUNT ISA) ELECT WHO |  |  |  | https://www.nhpnz.co.nz/Catalogs/NHP_NZ_Catalog/NHP_NZ_Catalog-Categories/NHP_NZ_Catalog-217587/NHP_NZ_Catalog-387/NHP_NZ_Catalog-388/NHP_NZ_Catalog-418/DTCB10325C | [10 empty] | ENRICHED | 39121603 Miniature circuit breakers | CIRCUIT BREAKER | MINIATURE | TYPE |  | CURRENT RATING | 25 A | VOLTAGE RATING | 415 VAC | NUMBER OF POLES | 3 | INTERRUPT RATING | 10 KA | FREQUENCY RATING | 50/60 HZ | TRIP CLASS |  | TRIP SETTING | C-CURVE | MOUNTING TYPE | DIN RAIL | TERMINAL TYPE |  | SIZE | 54 WDX86 HTX76 DP MM | CERTIFICATION/STANDARD | AS/NZS,CE,DIN,IEC,N17481,RCM,UL | ADDITIONAL FEATURES | SERIES: DIN-T10 | [47 empty] | Production Completed
STP_009 - Lot2 | Data Enrichment | ATS | OK | 2023-06-24 | 2023-06-26 |  | 1272957 | 1272957 | BREAKER,CIRCT;NHP,DTCB10402C,10KA,4P,2A | BREAKER,CIRCUIT;MNFR:NHP,PTNO:DTCB10402C,ADDITIONAL FEATURES EN:10KA,4P,2A,C CURVE,DIN | 01)CNW (MOUNT ISA) ELECT WHO,01)NHPDTCB10402C,BREAKER,CIRCUIT,01)10KA,4P,2A,C CURVE,DIN | DTCB10402C | 3000664 | NHP | NHP | DTCB10402C |  | CNW (MOUNT ISA) ELECT WHO |  |  |  | https://www.nhp.com.au/product/dtcb10402c | [10 empty] | ENRICHED | 39121603 Miniature circuit breakers | CIRCUIT BREAKER | MINIATURE | TYPE |  | CURRENT RATING | 2 A | VOLTAGE RATING | 415 VAC | NUMBER OF POLES | 4 | INTERRUPT RATING | 10 KA | FREQUENCY RATING | 50/60 HZ | TRIP CLASS |  | TRIP SETTING | C-CURVE | MOUNTING TYPE | DIN RAIL | TERMINAL TYPE |  | SIZE | 72 WDX86 HTX76 DP MM | CERTIFICATION/STANDARD | AS/NZS,CE,DIN,IEC,N17481,RCM,UL | ADDITIONAL FEATURES | [48 empty] | Production Completed
STP_009 - Lot2 | Data Enrichment | ATS | OK | 2023-06-24 | 2023-06-26 |  | 1276409 | 1276409 | BREAKER,CIRCT;NHP,DTCB6106C,MINTR,6KA,1P | BREAKER,CIRCUIT;MNFR:NHP,PTNO:DTCB6106C,ADDITIONAL FEATURES EN:MINIATURE,6KA,1P,6A,C CURVE DIN |  | DTCB6106C | 3000664 | NHP | NHP | DTCB6106C | [5 empty] | https://nhp.com.au/product/DTCB6106C | [10 empty] | ENRICHED | 39121603 Miniature circuit breakers | CIRCUIT BREAKER | MINIATURE | TYPE |  | CURRENT RATING | 6 A | VOLTAGE RATING | 240 VAC,48 VDC | NUMBER OF POLES | 1 | INTERRUPT RATING | 6 KA | FREQUENCY RATING | 50/60 HZ | TRIP CLASS |  | TRIP SETTING | C-CURVE | MOUNTING TYPE | DIN RAIL | TERMINAL TYPE |  | SIZE | 18 WDX86 HTX76 DP MM | CERTIFICATION/STANDARD | AS/NZS,CE,DIN,IEC,N17481,RCM,UL | ADDITIONAL FEATURES | [48 empty] | Production Completed
STP_009 - Lot2 | Data Enrichment | ATS | OK | 2023-06-24 | 2023-06-26 |  | 1266874 | 1266874 | BREAKER,CIRCT;NHP,DTCB6113C,MCB 13A 1P | BREAKER,CIRCUIT;MNFR:NHP,PTNO:DTCB6113C,ADDITIONAL FEATURES EN:MCB 13A 1P DIN-T6 6KA C CURVE | 01)SHERRIFF ELECTRICAL SUPPL,01)NHPDTCB6113C,BREAKER,CIRCUIT,01)MCB 13A 1P DIN-T6 6KA C CU | DTCB6113C | 3000664 | NHP | NHP | DTCB6113C |  | SHERRIFF ELECTRICAL SUPPL |  |  |  | https://nhp.com.au/product/DTCB6113C | [10 empty] | ENRICHED | 39121603 Miniature circuit breakers | CIRCUIT BREAKER | MINIATURE | TYPE |  | CURRENT RATING | 13 A | VOLTAGE RATING | 240 VAC,48 VDC | NUMBER OF POLES | 1 | INTERRUPT RATING | 6 KA | FREQUENCY RATING | 50/60 HZ | TRIP CLASS |  | TRIP SETTING | C-CURVE | MOUNTING TYPE | DIN RAIL | TERMINAL TYPE |  | SIZE | 18 WDX86 HTX76 DP MM | CERTIFICATION/STANDARD | AS/NZS,CE,DIN,IEC,N17481,RCM,UL | ADDITIONAL FEATURES | SERIES: DIN-T6 | [47 empty] | Production Completed
STP_009 - Lot2 | Data Enrichment | ATS | OK | 2023-06-24 | 2023-06-26 |  | 1266875 | 1266875 | BREAKER,CIRCT;NHP,DTCB6125C,MCB 25A 1P | BREAKER,CIRCUIT;MNFR:NHP,PTNO:DTCB6125C,ADDITIONAL FEATURES EN:MCB 25A 1P DIN-T6 6KA C CURVE | 01)SHERRIFF ELECTRICAL SUPPL,01)NHPDTCB6125C,BREAKER,CIRCUIT,01)MCB 25A 1P DIN-T6 6KA C CU | DTCB6125C | 3000664 | NHP | NHP | DTCB6125C |  | SHERRIFF ELECTRICAL SUPPL |  |  |  | https://www.nhp.com.au/product/dtcb6125c | [10 empty] | ENRICHED | 39121603 Miniature circuit breakers | CIRCUIT BREAKER | MINIATURE | TYPE |  | CURRENT RATING | 25 A | VOLTAGE RATING | 240 VAC,48 VDC | NUMBER OF POLES | 1 | INTERRUPT RATING | 6 KA | FREQUENCY RATING | 50/60 HZ | TRIP CLASS |  | TRIP SETTING | C-CURVE | MOUNTING TYPE | DIN RAIL | TERMINAL TYPE |  | SIZE | 18 WDX86 HTX76 DP MM | CERTIFICATION/STANDARD | AS/NZS,CE,DIN,IEC,N17481,RCM,UL | ADDITIONAL FEATURES | SERIES: DIN-T6 | [47 empty] | Production Completed
STP_009 - Lot2 | Data Enrichment | ATS | OK | 2023-06-24 | 2023-06-26 |  | 1266876 | 1266876 | BREAKER,CIRCT;NHP,DTCB6132C,MCB 32A 1P | BREAKER,CIRCUIT;MNFR:NHP,PTNO:DTCB6132C,ADDITIONAL FEATURES EN:MCB 32A 1P DIN-T6 6KA C CURVE | 01)SHERRIFF ELECTRICAL SUPPL,01)NHPDTCB6132C,BREAKER,CIRCUIT,01)MCB 32A 1P DIN-T6 6KA C CU | DTCB6132C | 3000664 | NHP | NHP | DTCB6132C |  | SHERRIFF ELECTRICAL SUPPL |  |  |  | https://www.nhp.com.au/Catalogs/NHP_AU_Catalog/NHP_AU_Catalog-Categories/NHP_AU_Catalog-217587/NHP_AU_Catalog-387/NHP_AU_Catalog-388/NHP_AU_Catalog-418/DTCB6132C | [10 empty] | ENRICHED | 39121603 Miniature circuit breakers | CIRCUIT BREAKER | MINIATURE | TYPE |  | CURRENT RATING | 32 A | VOLTAGE RATING | 240 VAC,48 VDC | NUMBER OF POLES | 1 | INTERRUPT RATING | 6 KA | FREQUENCY RATING | 50/60 HZ | TRIP CLASS |  | TRIP SETTING | C-CURVE | MOUNTING TYPE | DIN RAIL | TERMINAL TYPE |  | SIZE | 18 WDX86 HTX76 DP MM | CERTIFICATION/STANDARD | AS/NZS,CE,DIN,IEC,N17481,RCM,UL | ADDITIONAL FEATURES | SERIES: DIN-T6 | [47 empty] | Production Completed
STP_009 - Lot2 | Data Enrichment | ATS | OK | 2023-06-24 | 2023-06-26 |  | 1266877 | 1266877 | BREAKER,CIRCT;NHP,DTCB6150C,MCB 50A 1P | BREAKER,CIRCUIT;MNFR:NHP,PTNO:DTCB6150C,ADDITIONAL FEATURES EN:MCB 50A 1P DIN-T6 6KA C CURVE | 01)SHERRIFF ELECTRICAL SUPPL,01)NHPDTCB6150C,BREAKER,CIRCUIT,01)MCB 50A 1P DIN-T6 6KA C CU | DTCB6150C | 3000664 | NHP | NHP | DTCB6150C |  | SHERRIFF ELECTRICAL SUPPL |  |  |  | https://www.nhp.com.au/Catalogs/NHP_AU_Catalog/NHP_AU_Catalog-Categories/NHP_AU_Catalog-217587/NHP_AU_Catalog-387/NHP_AU_Catalog-388/NHP_AU_Catalog-418/DTCB6150C | [10 empty] | ENRICHED | 39121603 Miniature circuit breakers | CIRCUIT BREAKER | MINIATURE | TYPE |  | CURRENT RATING | 50 A | VOLTAGE RATING | 240 VAC,48 VDC | NUMBER OF POLES | 1 | INTERRUPT RATING | 6 KA | FREQUENCY RATING | 50/60 HZ | TRIP CLASS |  | TRIP SETTING | C-CURVE | MOUNTING TYPE | DIN RAIL | TERMINAL TYPE |  | SIZE | 18 WDX86 HTX76 DP MM | CERTIFICATION/STANDARD | AS/NZS,CE,DIN,IEC,N17481,RCM,UL | ADDITIONAL FEATURES | SERIES: DIN-T6 | [47 empty] | Production Completed
STP_009 - Lot2 | Data Enrichment | ATS | OK | 2023-06-24 | 2023-06-26 |  | 1266878 | 1266878 | BREAKER,CIRCT;NHP,DTCB6204C,MCB 4A 2P | BREAKER,CIRCUIT;MNFR:NHP,PTNO:DTCB6204C,ADDITIONAL FEATURES EN:MCB 4A 2P DIN-T6 6KA C CURVE | 01)SHERRIFF ELECTRICAL SUPPL,01)NHPDTCB6204C,BREAKER,CIRCUIT,01)MCB 4A 2P DIN-T6 6KA C CU | DTCB6204C | 3000664 | NHP | NHP | DTCB6204C |  | SHERRIFF ELECTRICAL SUPPL |  |  |  | https://nhp.com.au/product/DTCB6204C | [10 empty] | ENRICHED | 39121603 Miniature circuit breakers | CIRCUIT BREAKER | MINIATURE | TYPE |  | CURRENT RATING | 4 A | VOLTAGE RATING | 415 VAC,110 VDC | NUMBER OF POLES | 2 | INTERRUPT RATING | 6 KA | FREQUENCY RATING | 50/60 HZ | TRIP CLASS |  | TRIP SETTING | C-CURVE | MOUNTING TYPE | DIN RAIL | TERMINAL TYPE |  | SIZE | 36 WDX86 HTX76 DP MM | CERTIFICATION/STANDARD | AS/NZS,CE,DIN,IEC,N17481,RCM,UL | ADDITIONAL FEATURES | SERIES: DIN-T6 | [47 empty] | Production Completed
STP_009 - Lot2 | Data Enrichment | ATS | OK | 2023-06-24 | 2023-06-26 |  | 1266153 | 1266153 | BREAKER,CIRCT;NHP,DTCB6206C,6KA,2P,6A,CD | BREAKER,CIRCUIT;MNFR:NHP,PTNO:DTCB6206C,ADDITIONAL FEATURES EN:6KA,2P,6A,C CURVE,DIN-T6,MINIATURE |  | DTCB6206C | 3000664 | NHP | NHP | DTCB6206C | [5 empty] | https://www.nhp.com.au/product/dtcb6206c | [10 empty] | ENRICHED | 39121603 Miniature circuit breakers | CIRCUIT BREAKER | MINIATURE | TYPE |  | CURRENT RATING | 6 A | VOLTAGE RATING | 415 VAC,110 VDC | NUMBER OF POLES | 2 | INTERRUPT RATING | 6 KA | FREQUENCY RATING | 50/60 HZ | TRIP CLASS |  | TRIP SETTING | C-CURVE | MOUNTING TYPE | DIN RAIL | TERMINAL TYPE |  | SIZE | 36 WDX86 HTX76 DP MM | CERTIFICATION/STANDARD | AS/NZS,CE,DIN,IEC,N17481,RCM,UL | ADDITIONAL FEATURES | SERIES: DIN-T6 | [47 empty] | Production Completed
STP_009 - Lot2 | Data Enrichment | ATS | OK | 2023-06-24 | 2023-06-26 |  | 1266879 | 1266879 | BREAKER,CIRCT;NHP,DTCB6232C,MCB 32A 2P | BREAKER,CIRCUIT;MNFR:NHP,PTNO:DTCB6232C,ADDITIONAL FEATURES EN:MCB 32A 2P DIN-T6 6KA C CURVE | 01)SHERRIFF ELECTRICAL SUPPL,01)NHPDTCB6232C,BREAKER,CIRCUIT,01)MCB 32A 2P DIN-T6 6KA C C | DTCB6232C | 3000664 | NHP | NHP | DTCB6232C |  | SHERRIFF ELECTRICAL SUPPL |  |  |  | https://www.nhp.com.au/Catalogs/NHP_AU_Catalog/NHP_AU_Catalog-Categories/NHP_AU_Catalog-217587/NHP_AU_Catalog-387/NHP_AU_Catalog-388/NHP_AU_Catalog-418/DTCB6232C | [10 empty] | ENRICHED | 39121603 Miniature circuit breakers | CIRCUIT BREAKER | MINIATURE | TYPE |  | CURRENT RATING | 32 A | VOLTAGE RATING | 415 VAC,110 VDC | NUMBER OF POLES | 2 | INTERRUPT RATING | 6 KA | FREQUENCY RATING | 50/60 HZ | TRIP CLASS |  | TRIP SETTING | C-CURVE | MOUNTING TYPE | DIN RAIL | TERMINAL TYPE |  | SIZE | 36 WDX86 HTX76 DP MM | CERTIFICATION/STANDARD | AS/NZS,CE,DIN,IEC,N17481,RCM,UL | ADDITIONAL FEATURES | SERIES: DIN-T6 | [47 empty] | Production Completed
STP_009 - Lot2 | Data Enrichment | ATS | OK | 2023-06-24 | 2023-06-26 |  | 1266880 | 1266880 | BREAKER,CIRCT;NHP,DTCB6250C,MCB 50A 2P | BREAKER,CIRCUIT;MNFR:NHP,PTNO:DTCB6250C,ADDITIONAL FEATURES EN:MCB 50A 2P DIN-T6 6KA C CURVE | 01)SHERRIFF ELECTRICAL SUPPL,01)NHPDTCB6250C,BREAKER,CIRCUIT,01)MCB 50A 2P DIN-T6 6KA C C | DTCB6250C | 3000664 | NHP | NHP | DTCB6250C |  | SHERRIFF ELECTRICAL SUPPL |  |  |  | https://nhp.com.au/product/DTCB6250C | [10 empty] | ENRICHED | 39121603 Miniature circuit breakers | CIRCUIT BREAKER | MINIATURE | TYPE |  | CURRENT RATING | 50 A | VOLTAGE RATING | 415 VAC,110 VDC | NUMBER OF POLES | 2 | INTERRUPT RATING | 6 KA | FREQUENCY RATING | 50/60 HZ | TRIP CLASS |  | TRIP SETTING | C-CURVE | MOUNTING TYPE | DIN RAIL | TERMINAL TYPE |  | SIZE | 36 WDX86 HTX76 DP MM | CERTIFICATION/STANDARD | AS/NZS,CE,DIN,IEC,N17481,RCM,UL | ADDITIONAL FEATURES | SERIES: DIN-T6 | [47 empty] | Production Completed
STP_009 - Lot2 | Data Enrichment | ATS | OK | 2023-06-24 | 2023-06-26 |  | 1272709 | 1272709 | BREAKER,CIRCT;NHP,DTCB6263C,MINTR,2P,6KA | BREAKER,CIRCUIT;MNFR:NHP,PTNO:DTCB6263C,ADDITIONAL FEATURES EN:MINIATURE,2P,6KA,63A,C-CURVE,DIN-T6 | 01)CNW (MOUNT ISA) ELECT WHO,01)NHPDTCB6263C,BREAKER,CIRCUIT,01)MINIATURE,2P,6KA,63A,C-CURV | DTCB6263C | 3000664 | NHP | NHP | DTCB6263C |  | CNW (MOUNT ISA) ELECT WHO |  |  |  | https://www.nhp.com.au/Catalogs/NHP_AU_Catalog/NHP_AU_Catalog-Categories/NHP_AU_Catalog-217587/NHP_AU_Catalog-387/NHP_AU_Catalog-388/NHP_AU_Catalog-418/DTCB6263C | [10 empty] | ENRICHED | 39121603 Miniature circuit breakers | CIRCUIT BREAKER | MINIATURE | TYPE |  | CURRENT RATING | 63 A | VOLTAGE RATING | 415 VAC,110 VDC | NUMBER OF POLES | 2 | INTERRUPT RATING | 6 KA | FREQUENCY RATING | 50/60 HZ | TRIP CLASS |  | TRIP SETTING | C-CURVE | MOUNTING TYPE | DIN RAIL | TERMINAL TYPE |  | SIZE | 36 WDX86 HTX76 DP MM | CERTIFICATION/STANDARD | AS/NZS,CE,DIN,IEC,N17481,RCM,UL | ADDITIONAL FEATURES | SERIES: DIN-T6 | [47 empty] | Production Completed
STP_009 - Lot2 | Data Enrichment | ATS | OK | 2023-06-24 | 2023-06-26 |  | 1266881 | 1266881 | BREAKER,CIRCT;NHP,DTCB6302C,MCB 2A 3P | BREAKER,CIRCUIT;MNFR:NHP,PTNO:DTCB6302C,ADDITIONAL FEATURES EN:MCB 2A 3P DIN-T6 6KA C CURVE | 01)SHERRIFF ELECTRICAL SUPPL,01)NHPDTCB6302C,BREAKER,CIRCUIT,01)MCB 2A 3P DIN-T6 6KA C CU | DTCB6302C | 3000664 | NHP | NHP | DTCB6302C |  | SHERRIFF ELECTRICAL SUPPL |  |  |  | https://nhp.com.au/product/DTCB6302C | [10 empty] | ENRICHED | 39121603 Miniature circuit breakers | CIRCUIT BREAKER | MINIATURE | TYPE |  | CURRENT RATING | 2 A | VOLTAGE RATING | 415 VAC | NUMBER OF POLES | 3 | INTERRUPT RATING | 6 KA | FREQUENCY RATING | 50/60 HZ | TRIP CLASS |  | TRIP SETTING | C-CURVE | MOUNTING TYPE | DIN RAIL | TERMINAL TYPE |  | SIZE | 54 WDX86 HTX76 DP MM | CERTIFICATION/STANDARD | AS/NZS,CE,DIN,IEC,N17481,RCM,UL | ADDITIONAL FEATURES | SERIES: DIN-T6 | [47 empty] | Production Completed
STP_009 - Lot2 | Data Enrichment | ATS | OK | 2023-06-24 | 2023-06-26 |  | 1274596 | 1274596 | BREAKER,CIRCT;NHP,DTCB6306C,MCB 6A 3P | BREAKER,CIRCUIT;MNFR:NHP,PTNO:DTCB6306C,ADDITIONAL FEATURES EN:MCB 6A 3P DIN-T6 6KA C CURVE | 01)SHERRIFF ELECTRICAL SUPPL,01)NHPDTCB6306C,BREAKER,CIRCUIT,01)MCB 6A 3P DIN-T6 6KA C CU | DTCB6306C | 3000664 | NHP | NHP | DTCB6306C |  | SHERRIFF ELECTRICAL SUPPL |  |  |  | https://prdsccdnstorage.blob.core.windows.net/techdatasheets/DTCB6306C-6647-datasheet.pdf?sv=2019-02-02&ss=b&srt=sco&sp=rwdlac&se=2050-02-24T14:36:22Z&st=2020-02-24T06:36:22Z&spr=https&sig=ZYSSzNvPIpdF2duj%2B0Q%2Fxscgj9MvyEATcIdm%2Bn6Urmc%3D | [10 empty] | ENRICHED | 39121603 Miniature circuit breakers | CIRCUIT BREAKER | MINIATURE | TYPE |  | CURRENT RATING | 6 A | VOLTAGE RATING | 415 VAC | NUMBER OF POLES | 3 | INTERRUPT RATING | 6 KA | FREQUENCY RATING | 50/60 HZ | TRIP CLASS |  | TRIP SETTING | C-CURVE | MOUNTING TYPE | DIN RAIL | TERMINAL TYPE |  | SIZE | 54 WDX86 HTX76 DP MM | CERTIFICATION/STANDARD | AS/NZS,CE,DIN,IEC,N17481,RCM,UL | ADDITIONAL FEATURES | SERIES: DIN-T6 | [47 empty] | Production Completed
STP_009 - Lot2 | Data Enrichment | ATS | OK | 2023-06-24 | 2023-06-26 |  | 1266882 | 1266882 | BREAKER,CIRCT;NHP,DTCB6316C,MCB 16A 3P | BREAKER,CIRCUIT;MNFR:NHP,PTNO:DTCB6316C,ADDITIONAL FEATURES EN:MCB 16A 3P DIN-T6 6KA C CURVE | 01)SHERRIFF ELECTRICAL SUPPL,01)NHPDTCB6316C,BREAKER,CIRCUIT,01)MCB 16A 3P DIN-T6 6KA C | DTCB6316C | 3000664 | NHP | NHP | DTCB6316C |  | SHERRIFF ELECTRICAL SUPPL |  |  |  | https://prdsccdnstorage.blob.core.windows.net/techdatasheets/DTCB6316C-6651-datasheet.pdf?sv=2019-02-02&ss=b&srt=sco&sp=rwdlac&se=2050-02-24T14:36:22Z&st=2020-02-24T06:36:22Z&spr=https&sig=ZYSSzNvPIpdF2duj%2B0Q%2Fxscgj9MvyEATcIdm%2Bn6Urmc%3D | [10 empty] | ENRICHED | 39121603 Miniature circuit breakers | CIRCUIT BREAKER | MINIATURE | TYPE |  | CURRENT RATING | 16 A | VOLTAGE RATING | 415 VAC | NUMBER OF POLES | 3 | INTERRUPT RATING | 6 KA | FREQUENCY RATING | 50/60 HZ | TRIP CLASS |  | TRIP SETTING | C-CURVE | MOUNTING TYPE | DIN RAIL | TERMINAL TYPE |  | SIZE | 54 WDX86 HTX76 DP MM | CERTIFICATION/STANDARD | AS/NZS,CE,DIN,IEC,N17481,RCM,UL | ADDITIONAL FEATURES | SERIES: DIN-T6 | [47 empty] | Production Completed
STP_009 - Lot2 | Data Enrichment | ATS | OK | 2023-06-24 | 2023-06-26 |  | 1266883 | 1266883 | BREAKER,CIRCT;NHP,DTCB6320C,MCB 20A 3P | BREAKER,CIRCUIT;MNFR:NHP,PTNO:DTCB6320C,ADDITIONAL FEATURES EN:MCB 20A 3P DIN-T6 6KA C CURVE | 01)SHERRIFF ELECTRICAL SUPPL,01)NHPDTCB6320C,BREAKER,CIRCUIT,01)MCB 20A 3P DIN-T6 6KA C C | DTCB6320C | 3000664 | NHP | NHP | DTCB6320C |  | SHERRIFF ELECTRICAL SUPPL |  |  |  | https://www.nhp.com.au/Catalogs/NHP_AU_Catalog/NHP_AU_Catalog-Categories/NHP_AU_Catalog-217587/NHP_AU_Catalog-387/NHP_AU_Catalog-388/NHP_AU_Catalog-418/DTCB6320C | [10 empty] | ENRICHED | 39121603 Miniature circuit breakers | CIRCUIT BREAKER | MINIATURE | TYPE |  | CURRENT RATING | 20 A | VOLTAGE RATING | 415 VAC | NUMBER OF POLES | 3 | INTERRUPT RATING | 6 KA | FREQUENCY RATING | 50/60 HZ | TRIP CLASS |  | TRIP SETTING | C-CURVE | MOUNTING TYPE | DIN RAIL | TERMINAL TYPE |  | SIZE | 54 WDX86 HTX76 DP MM | CERTIFICATION/STANDARD | AS/NZS,CE,DIN,IEC,N17481,RCM,UL | ADDITIONAL FEATURES | SERIES: DIN-T6 | [47 empty] | Production Completed
STP_009 - Lot2 | Data Enrichment | ATS | OK | 2023-06-24 | 2023-06-26 |  | 1266884 | 1266884 | BREAKER,CIRCT;NHP,DTCB6325C,MCB 25A 3P | BREAKER,CIRCUIT;MNFR:NHP,PTNO:DTCB6325C,ADDITIONAL FEATURES EN:MCB 25A 3P DIN-T6 6KA C CURVE | 01)SHERRIFF ELECTRICAL SUPPL,01)NHPDTCB6325C,BREAKER,CIRCUIT,01)MCB 25A 3P DIN-T6 6KA C C | DTCB6325C | 3000664 | NHP | NHP | DTCB6325C |  | SHERRIFF ELECTRICAL SUPPL |  |  |  | https://www.nhp.com.au/Catalogs/NHP_AU_Catalog/NHP_AU_Catalog-Categories/NHP_AU_Catalog-217587/NHP_AU_Catalog-387/NHP_AU_Catalog-388/NHP_AU_Catalog-418/DTCB6325C | [10 empty] | ENRICHED | 39121603 Miniature circuit breakers | CIRCUIT BREAKER | MINIATURE | TYPE |  | CURRENT RATING | 25 A | VOLTAGE RATING | 415 VAC | NUMBER OF POLES | 3 | INTERRUPT RATING | 6 KA | FREQUENCY RATING | 50/60 HZ | TRIP CLASS |  | TRIP SETTING | C-CURVE | MOUNTING TYPE | DIN RAIL | TERMINAL TYPE |  | SIZE | 54 WDX86 HTX76 DP MM | CERTIFICATION/STANDARD | AS/NZS,CE,DIN,IEC,N17481,RCM,UL | ADDITIONAL FEATURES | SERIES: DIN-T6 | [47 empty] | Production Completed
STP_009 - Lot2 | Data Enrichment | ATS | OK | 2023-06-24 | 2023-06-26 |  | 1266885 | 1266885 | BREAKER,CIRCT;NHP,DTCB6332C,MCB 32A 3P | BREAKER,CIRCUIT;MNFR:NHP,PTNO:DTCB6332C,ADDITIONAL FEATURES EN:MCB 32A 3P DIN-T6 6KA C CURVE | 01)SHERRIFF ELECTRICAL SUPPL,01)NHPDTCB6332C,BREAKER,CIRCUIT,01)MCB 32A 3P DIN-T6 6KA C C | DTCB6332C | 3000664 | NHP | NHP | DTCB6332C |  | SHERRIFF ELECTRICAL SUPPL |  |  |  | https://nhp.com.au/product/DTCB6332C | [10 empty] | ENRICHED | 39121603 Miniature circuit breakers | CIRCUIT BREAKER | MINIATURE | TYPE |  | CURRENT RATING | 32 A | VOLTAGE RATING | 415 VAC | NUMBER OF POLES | 3 | INTERRUPT RATING | 6 KA | FREQUENCY RATING | 50/60 HZ | TRIP CLASS |  | TRIP SETTING | C-CURVE | MOUNTING TYPE | DIN RAIL | TERMINAL TYPE |  | SIZE | 54 WDX86 HTX76 DP MM | CERTIFICATION/STANDARD | AS/NZS,CE,DIN,IEC,N17481,RCM,UL | ADDITIONAL FEATURES | SERIES: DIN-T6 | [47 empty] | Production Completed
STP_009 - Lot2 | Data Enrichment | ATS | OK | 2023-06-24 | 2023-06-26 |  | 1266886 | 1266886 | BREAKER,CIRCT;NHP,DTCB6340C,MCB 40A 3P | BREAKER,CIRCUIT;MNFR:NHP,PTNO:DTCB6340C,ADDITIONAL FEATURES EN:MCB 40A 3P DIN-T6 6KA C CURVE | 01)SHERRIFF ELECTRICAL SUPPL,01)NHPDTCB6340C,BREAKER,CIRCUIT,01)MCB 40A 3P DIN-T6 6KA C C | DTCB6340C | 3000664 | NHP | NHP | DTCB6340C |  | SHERRIFF ELECTRICAL SUPPL |  |  |  | https://www.nhp.com.au/Catalogs/NHP_AU_Catalog/NHP_AU_Catalog-Categories/NHP_AU_Catalog-217587/NHP_AU_Catalog-387/NHP_AU_Catalog-388/NHP_AU_Catalog-418/DTCB6340C | [10 empty] | ENRICHED | 39121603 Miniature circuit breakers | CIRCUIT BREAKER | MINIATURE | TYPE |  | CURRENT RATING | 40 A | VOLTAGE RATING | 415 VAC | NUMBER OF POLES | 3 | INTERRUPT RATING | 6 KA | FREQUENCY RATING | 50/60 HZ | TRIP CLASS |  | TRIP SETTING | C-CURVE | MOUNTING TYPE | DIN RAIL | TERMINAL TYPE |  | SIZE | 54 WDX86 HTX76 DP MM | CERTIFICATION/STANDARD | AS/NZS,CE,DIN,IEC,N17481,RCM,UL | ADDITIONAL FEATURES | SERIES: DIN-T6 | [47 empty] | Production Completed
STP_009 - Lot2 | Data Enrichment | ATS | OK | 2023-06-24 | 2023-06-26 |  | 1266887 | 1266887 | BREAKER,CIRCT;NHP,DTCB6350C,MCB 50A 3P | BREAKER,CIRCUIT;MNFR:NHP,PTNO:DTCB6350C,ADDITIONAL FEATURES EN:MCB 50A 3P DIN-T6 6KA C CURVE | 01)SHERRIFF ELECTRICAL SUPPL,01)NHPDTCB6350C,BREAKER,CIRCUIT,01)MCB 50A 3P DIN-T6 6KA C C | DTCB6350C | 3000664 | NHP | NHP | DTCB6350C |  | SHERRIFF ELECTRICAL SUPPL |  |  |  | https://nhpnz.co.nz/product/DTCB6350C | [10 empty] | ENRICHED | 39121603 Miniature circuit breakers | CIRCUIT BREAKER | MINIATURE | TYPE |  | CURRENT RATING | 50 A | VOLTAGE RATING | 415 VAC | NUMBER OF POLES | 3 | INTERRUPT RATING | 6 KA | FREQUENCY RATING | 50/60 HZ | TRIP CLASS |  | TRIP SETTING | C-CURVE | MOUNTING TYPE | DIN RAIL | TERMINAL TYPE |  | SIZE | 54 WDX86 HTX76 DP MM | CERTIFICATION/STANDARD | AS/NZS,CE,DIN,IEC,N17481,RCM,UL | ADDITIONAL FEATURES | SERIES: DIN-T6 | [47 empty] | Production Completed
STP_009 - Lot2 | Data Enrichment | ATS | OK | 2023-06-24 | 2023-06-26 |  | 1266888 | 1266888 | BREAKER,CIRCT;NHP,DTCB6363C,MCB 63A 3P | BREAKER,CIRCUIT;MNFR:NHP,PTNO:DTCB6363C,ADDITIONAL FEATURES EN:MCB 63A 3P DIN-T6 6KA C CURVE | 01)SHERRIFF ELECTRICAL SUPPL,01)NHPDTCB6363C,BREAKER,CIRCUIT,01)MCB 63A 3P DIN-T6 6KA C C | DTCB6363C | 3000664 | NHP | NHP | DTCB6363C |  | SHERRIFF ELECTRICAL SUPPL |  |  |  | https://www.nhp.com.au/Catalogs/NHP_AU_Catalog/NHP_AU_Catalog-Categories/NHP_AU_Catalog-217587/NHP_AU_Catalog-387/NHP_AU_Catalog-388/NHP_AU_Catalog-418/DTCB6363C | [10 empty] | ENRICHED | 39121603 Miniature circuit breakers | CIRCUIT BREAKER | MINIATURE | TYPE |  | CURRENT RATING | 63 A | VOLTAGE RATING | 415 VAC | NUMBER OF POLES | 3 | INTERRUPT RATING | 6 KA | FREQUENCY RATING | 50/60 HZ | TRIP CLASS |  | TRIP SETTING | C-CURVE | MOUNTING TYPE | DIN RAIL | TERMINAL TYPE |  | SIZE | 54 WDX86 HTX76 DP MM | CERTIFICATION/STANDARD | AS/NZS,CE,DIN,IEC,N17481,RCM,UL | ADDITIONAL FEATURES | SERIES: DIN-T6 | [47 empty] | Production Completed
STP_009 - Lot2 | Data Enrichment | ATS | OK | 2023-06-24 | 2023-06-26 |  | 1274453 | 1274453 | BREAKER,CIRCT;NHP,KTA725S10A,MOT,100 KA | BREAKER,CIRCUIT;MNFR:NHP,PTNO:KTA725S10A,ADDITIONAL FEATURES EN:MOTOR,100 KA,THERMAL TRIP RANGE:6.3-10 A |  | KTA725S10A | 3000664 | NHP | NHP | KTA725S10A | [5 empty] | https://prdsccdnstorage.blob.core.windows.net/techdatasheets/KTA725S10A-8102-datasheet.pdf?sv=2019-02-02&ss=b&srt=sco&sp=rwdlac&se=2050-02-24T14:36:22Z&st=2020-02-24T06:36:22Z&spr=https&sig=ZYSSzNvPIpdF2duj%2B0Q%2Fxscgj9MvyEATcIdm%2Bn6Urmc%3D | [10 empty] | ENRICHED | 39121601 Circuit breakers | CIRCUIT BREAKER | MOTOR PROTECTION | TYPE |  | CURRENT RATING | 16 A | VOLTAGE RATING | 415 VAC | NUMBER OF POLES |  | INTERRUPT RATING | 65 KA | POWER RATING | 7.5 KW | FREQUENCY RATING |  | MOUNTING TYPE |  | TEMPERATURE RATING |  | SIZE |  | CERTIFICATION/STANDARD |  | ADDITIONAL FEATURES | THERMAL TRIP RANGE: 6.3 TO 10 A | [48 empty] | THERMAL TRIP RANGE:6.3-10 A | Production Completed
STP_009 - Lot2 | Data Enrichment | ATS | OK | 2023-06-24 | 2023-06-26 |  | 1273088 | 1273088 | BREAKER,CIRCT;NHP,KTA725S16A,MOT,10-16A | BREAKER,CIRCUIT;MNFR:NHP,PTNO:KTA725S16A,ADDITIONAL FEATURES EN:MOTOR,10-16A |  | KTA725S16A | 3000664 | NHP | NHP | KTA725S16A | [5 empty] | https://www.nhp.com.au/Catalogs/NHP_AU_Catalog/NHP_AU_Catalog-Categories/NHP_AU_Catalog-217586/NHP_AU_Catalog-361/NHP_AU_Catalog-362/NHP_AU_Catalog-698/KTA725S16A | https://www.schnap.com.au/nhp-electrical-engineering-products/motor-control-and-drives/motor-starting-and-protection/motor-protection-circuit-breakers/kta725s16a-s-and-s-motor-circuit-breakers.html | [9 empty] | ENRICHED | 39121601 Circuit breakers | CIRCUIT BREAKER | MOTOR PROTECTION | TYPE |  | CURRENT RATING | 16 A | VOLTAGE RATING | 415 VAC | NUMBER OF POLES |  | INTERRUPT RATING | 65 KA | POWER RATING | 7.5 KW | FREQUENCY RATING |  | MOUNTING TYPE |  | TEMPERATURE RATING |  | SIZE |  | CERTIFICATION/STANDARD |  | ADDITIONAL FEATURES | THERMAL TRIP RANGE: 10 TO 16 A | [49 empty] | Production Completed
STP_009 - Lot2 | Data Enrichment | ATS | OK | 2023-06-24 | 2023-06-26 |  | 1273090 | 1273090 | BREAKER,CIRCT;NHP,KTA725S2P5A,MOT,1.6-2. | BREAKER,CIRCUIT;MNFR:NHP,PTNO:KTA725S2P5A,ADDITIONAL FEATURES EN:MOTOR,1.6-2.5A |  | KTA725S2P5A | 3000664 | NHP | NHP | KTA725S2P5A | [5 empty] | https://nhp.com.au/product/kta725s2p5a | [10 empty] | ENRICHED | 39121601 Circuit breakers | CIRCUIT BREAKER | MOTOR PROTECTION | TYPE |  | CURRENT RATING | 2.5 A | VOLTAGE RATING | 415 VAC | NUMBER OF POLES |  | INTERRUPT RATING | 100 KA | POWER RATING | 0.75 KW | FREQUENCY RATING |  | MOUNTING TYPE |  | TEMPERATURE RATING |  | SIZE |  | CERTIFICATION/STANDARD |  | ADDITIONAL FEATURES | THERMAL TRIP RANGE: 1.6 TO 2.5A | [49 empty] | Production Completed
STP_009 - Lot2 | Data Enrichment | ATS | OK | 2023-06-24 | 2023-06-26 |  | 1273089 | 1273089 | BREAKER,CIRCT;NHP,KTA725S4A,MOT,2.5-4A | BREAKER,CIRCUIT;MNFR:NHP,PTNO:KTA725S4A,ADDITIONAL FEATURES EN:MOTOR,2.5-4A |  | KTA725S4A | 3000664 | NHP | NHP | KTA725S4A | [5 empty] | https://www.nhp.com.au/Catalogs/NHP_AU_Catalog/NHP_AU_Catalog-Categories/NHP_AU_Catalog-217586/NHP_AU_Catalog-361/NHP_AU_Catalog-362/NHP_AU_Catalog-698/KTA725S4A | https://www.nhp.com.au/Catalogs/NHP_AU_Catalog/NHP_AU_Catalog-Categories/NHP_AU_Catalog-217586/NHP_AU_Catalog-361/NHP_AU_Catalog-362/NHP_AU_Catalog-698/KTA725S4A | [9 empty] | ENRICHED | 39121601 Circuit breakers | CIRCUIT BREAKER | MOTOR PROTECTION | TYPE |  | CURRENT RATING | 4 A | VOLTAGE RATING | 415 VAC | NUMBER OF POLES |  | INTERRUPT RATING | 100 KA | POWER RATING | 1.5 KW | FREQUENCY RATING |  | MOUNTING TYPE |  | TEMPERATURE RATING |  | SIZE |  | CERTIFICATION/STANDARD |  | ADDITIONAL FEATURES | THERMAL TRIP RANGE: 2.5 TO 4 A | [49 empty] | Production Completed
STP_009 - Lot2 | Data Enrichment | ATS | OK | 2023-06-24 | 2023-06-26 |  | 1267039 | 1267039 | BREAKER,CIRCT;NHP,KTA745H45A | BREAKER,CIRCUIT;MNFR:NHP,PTNO:KTA745H45A | 01)CNW (MOUNT ISA) ELECT WHO,01)NHPKTA745H45A,BREAKER,CIRCUIT | KTA745H45A | 3000664 | NHP | NHP | KTA745H45A |  | CNW (MOUNT ISA) ELECT WHO |  |  |  | https://www.nhp.com.au/Catalogs/NHP_AU_Catalog/NHP_AU_Catalog-Categories/NHP_AU_Catalog-217586/NHP_AU_Catalog-361/NHP_AU_Catalog-362/NHP_AU_Catalog-698/KTA745H45A | [10 empty] | ENRICHED | 39121601 Circuit breakers | CIRCUIT BREAKER | MOTOR PROTECTION | TYPE |  | CURRENT RATING | 45 A | VOLTAGE RATING | 415 VAC | NUMBER OF POLES |  | INTERRUPT RATING | 65 KA | POWER RATING | 22 KW | FREQUENCY RATING |  | MOUNTING TYPE |  | TEMPERATURE RATING |  | SIZE |  | CERTIFICATION/STANDARD |  | ADDITIONAL FEATURES | [50 empty] | Production Completed
STP_009 - Lot2 | Data Enrichment | ATS | OK | 2023-06-24 | 2023-06-26 |  | 1273325 | 1273325 | BREAKER,CIRCT;NHP,KTA932S6P3A,KTA9-32S,M | BREAKER,CIRCUIT;MNFR:NHP,PTNO:KTA932S6P3A,ADDITIONAL FEATURES EN:KTA9-32S,MOTOR PROTECTION,FRAME C 4.0-6.3A |  | KTA932S6P3A | 3000664 | NHP | NHP | KTA932S6P3A | [5 empty] | https://nhpnz.co.nz/product/kta932s6p3a | https://www.idealelectrical.com/aie/category/Industrial/Motors/Motor-management-device/MOTOR-PROTECTION-CIRCUIT-BREAKER-KTA9-32S-FRAME-C-4-0-6-3A/NHPKTA932S6P3A/p/14319846 | [9 empty] | ENRICHED | 39121601 Circuit breakers | CIRCUIT BREAKER | MOTOR PROTECTION | TYPE |  | CURRENT RATING | 6.3 A | VOLTAGE RATING | 415 VAC | NUMBER OF POLES |  | INTERRUPT RATING | 100 KA | POWER RATING | 2.2 KW | FREQUENCY RATING |  | MOUNTING TYPE |  | TEMPERATURE RATING |  | SIZE |  | CERTIFICATION/STANDARD |  | ADDITIONAL FEATURES | THERMAL TRIP RANGE: 4 TO 6.3 A,FRAME SIZE: C | [49 empty] | Production Completed
STP_009 - Lot2 | Data Enrichment | ATS | OK | 2023-06-24 | 2023-06-26 |  | 1266998 | 1266998 | BREAKER,CIRCT;NHP,M6RCBS1030CAN,S/P,10A | BREAKER,CIRCUIT;MNFR:NHP,PTNO:M6RCBS1030CAN,ADDITIONAL FEATURES EN:S/P,10A | 01)CNW (MOUNT ISA) ELECT WHO,01)NHPM6RCBS1030CAN,BREAKER,CIRCUIT,01)S/P,10A | M6RCBS1030CAN | 3000664 | NHP | NHP | M6RCBS1030CAN |  | CNW (MOUNT ISA) ELECT WHO |  |  |  | https://www.nhp.com.au/product/m6rcbs1030can | [10 empty] | ENRICHED | 39121603 Miniature circuit breakers | CIRCUIT BREAKER | MINIATURE | TYPE |  | CURRENT RATING | 10 A | VOLTAGE RATING | 240 VAC | NUMBER OF POLES | 1 | INTERRUPT RATING | 6 KA | FREQUENCY RATING | 50/60 HZ | TRIP CLASS |  | TRIP SETTING | C-CURVE | MOUNTING TYPE | DIN RAIL | TERMINAL TYPE |  | SIZE | 18 WDX86 HTX76 DP MM | CERTIFICATION/STANDARD | AS/NZS,CE,IEC,RCM | ADDITIONAL FEATURES | S/P | [47 empty] | Production Completed
STP_009 - Lot2 | Data Enrichment | ATS | OK | 2023-06-24 | 2023-06-26 |  | 1266999 | 1266999 | BREAKER,CIRCT;NHP,M6RCBS1630CAN,S/P,16A | BREAKER,CIRCUIT;MNFR:NHP,PTNO:M6RCBS1630CAN,ADDITIONAL FEATURES EN:S/P,16A | 01)CNW (MOUNT ISA) ELECT WHO,01)NHPM6RCBS1630CAN,BREAKER,CIRCUIT,01)S/P,16A | M6RCBS1630CAN | 3000664 | NHP | NHP | M6RCBS1630CAN |  | CNW (MOUNT ISA) ELECT WHO |  |  |  | https://nhp.com.au/product/m6rcbs1630can | [10 empty] | ENRICHED | 39121603 Miniature circuit breakers | CIRCUIT BREAKER | MINIATURE | TYPE |  | CURRENT RATING | 16 A | VOLTAGE RATING | 240 VAC | NUMBER OF POLES | 1 | INTERRUPT RATING | 6 KA | FREQUENCY RATING | 50/60 HZ | TRIP CLASS |  | TRIP SETTING | C-CURVE | MOUNTING TYPE | DIN RAIL | TERMINAL TYPE |  | SIZE | 18 WDX86 HTX76 DP MM | CERTIFICATION/STANDARD | AS/NZS,CE,IEC,RCM | ADDITIONAL FEATURES | S/P | [47 empty] | Production Completed
STP_009 - Lot2 | Data Enrichment | ATS | OK | 2023-06-24 | 2023-06-26 |  | 1267000 | 1267000 | BREAKER,CIRCT;NHP,M6RCBS2030CAN,S/P,20A | BREAKER,CIRCUIT;MNFR:NHP,PTNO:M6RCBS2030CAN,ADDITIONAL FEATURES EN:S/P,20A | 01)CNW (MOUNT ISA) ELECT WHO,01)NHPM6RCBS2030CAN,BREAKER,CIRCUIT,01)S/P,20A | M6RCBS2030CAN | 3000664 | NHP | NHP | M6RCBS2030CAN |  | CNW (MOUNT ISA) ELECT WHO |  |  |  | https://www.nhp.com.au/product/m6rcbs2030can | [10 empty] | ENRICHED | 39121603 Miniature circuit breakers | CIRCUIT BREAKER | MINIATURE | TYPE |  | CURRENT RATING | 20 A | VOLTAGE RATING | 240 VAC | NUMBER OF POLES | 1 | INTERRUPT RATING | 6 KA | FREQUENCY RATING | 50/60 HZ | TRIP CLASS |  | TRIP SETTING | C-CURVE | MOUNTING TYPE | DIN RAIL | TERMINAL TYPE |  | SIZE | 18 WDX86 HTX76 DP MM | CERTIFICATION/STANDARD | AS/NZS,CE,IEC,RCM | ADDITIONAL FEATURES | S/P | [47 empty] | Production Completed
STP_009 - Lot2 | Data Enrichment | ATS | OK | 2023-06-24 | 2023-06-26 |  | 1267001 | 1267001 | BREAKER,CIRCT;NHP,M6RCBS2530CAN,S/P,25A | BREAKER,CIRCUIT;MNFR:NHP,PTNO:M6RCBS2530CAN,ADDITIONAL FEATURES EN:S/P,25A | 01)CNW (MOUNT ISA) ELECT WHO,01)NHPM6RCBS2530CAN,BREAKER,CIRCUIT,01)S/P,25A | M6RCBS2530CAN | 3000664 | NHP | NHP | M6RCBS2530CAN |  | CNW (MOUNT ISA) ELECT WHO |  |  |  | https://www.nhp.com.au/Catalogs/NHP_AU_Catalog/NHP_AU_Catalog-Categories/NHP_AU_Catalog-217587/NHP_AU_Catalog-387/NHP_AU_Catalog-388/NHP_AU_Catalog-418/M6RCBS2530CAN | [10 empty] | ENRICHED | 39121603 Miniature circuit breakers | CIRCUIT BREAKER | MINIATURE | TYPE |  | CURRENT RATING | 25 A | VOLTAGE RATING | 240 VAC | NUMBER OF POLES | 1 | INTERRUPT RATING | 6 KA | FREQUENCY RATING | 50/60 HZ | TRIP CLASS |  | TRIP SETTING | C-CURVE | MOUNTING TYPE | DIN RAIL | TERMINAL TYPE |  | SIZE | 18 WDX86 HTX76 DP MM | CERTIFICATION/STANDARD | AS/NZS,CE,IEC,RCM | ADDITIONAL FEATURES | S/P | [47 empty] | Production Completed
STP_009 - Lot2 | Data Enrichment | ATS | OK | 2023-06-24 | 2023-06-26 |  | 1267002 | 1267002 | BREAKER,CIRCT;NHP,M6RCBS3230CAN,S/P,32A | BREAKER,CIRCUIT;MNFR:NHP,PTNO:M6RCBS3230CAN,ADDITIONAL FEATURES EN:S/P,32A | 01)CNW (MOUNT ISA) ELECT WHO,01)NHPM6RCBS3230CAN,BREAKER,CIRCUIT,01)S/P,32A | M6RCBS3230CAN | 3000664 | NHP | NHP | M6RCBS3230CAN |  | CNW (MOUNT ISA) ELECT WHO |  |  |  | https://www.nhp.com.au/Catalogs/NHP_AU_Catalog/NHP_AU_Catalog-Categories/NHP_AU_Catalog-217587/NHP_AU_Catalog-387/NHP_AU_Catalog-388/NHP_AU_Catalog-418/M6RCBS3230CAN | [10 empty] | ENRICHED | 39121603 Miniature circuit breakers | CIRCUIT BREAKER | MINIATURE | TYPE |  | CURRENT RATING | 32 A | VOLTAGE RATING | 240 VAC | NUMBER OF POLES | 1 | INTERRUPT RATING | 6 KA | FREQUENCY RATING | 50/60 HZ | TRIP CLASS |  | TRIP SETTING | C-CURVE | MOUNTING TYPE | DIN RAIL | TERMINAL TYPE |  | SIZE | 18 WDX86 HTX76 DP MM | CERTIFICATION/STANDARD | AS/NZS,CE,IEC,RCM | ADDITIONAL FEATURES | S/P | [47 empty] | Production Completed
STP_009 - Lot2 | Data Enrichment | ATS | OK | 2023-06-24 | 2023-06-26 |  | 1267414 | 1267414 | BREAKER,CIRCT;NHP,MD6M6RCBD1030CAN,10A | BREAKER,CIRCUIT;MNFR:NHP,PTNO:MD6M6RCBD1030CAN,ADDITIONAL FEATURES EN:10A RCBO 1P-D 6KA 30MA MOD-C | 01)REXEL AUSTRALIA,01)MD6M6RCBD1030CAN,BREAKER,CIRCUIT,01)10A RCBO 1P-D 6KA 30MA MOD | MD6M6RCBD1030CAN | 3000664 | NHP | NHP | MD6M6RCBD1030CAN |  | REXEL AUSTRALIA |  |  |  | https://www.rexel.com.au/are/category/Power-Distribution/Circuit-Breakers/Miniature-circuit-breaker-%28MCB%29/RCBO-1P-D-6KA-30MA-10A-MOD-C/MD6M6RCBD1030CAN/p/12266828 | https://cdn2.rexel.com.au/medias/sys_Aurexel/sheets/sheets/h07/h8b/9049162252318/M6RCBD1030CAN-pds.pdf | [9 empty] | ENRICHED | 39121603 Miniature circuit breakers | CIRCUIT BREAKER | MINIATURE | TYPE |  | CURRENT RATING | 10 A | VOLTAGE RATING | 240 VAC | NUMBER OF POLES | 1 | INTERRUPT RATING | 6 KA | FREQUENCY RATING | 50/60 HZ | TRIP CLASS |  | TRIP SETTING | C-CURVE | MOUNTING TYPE | DIN RAIL | TERMINAL TYPE |  | SIZE | 18 WDX86 HTX76 DP MM | CERTIFICATION/STANDARD | AS/NZS,CE,IEC,RCM | ADDITIONAL FEATURES | COMPONENT TYPE POWER DISTRIBUTION & PROTECTION : RCBO,SERIES: MOD6,RATED LEAKAGE CURRENT: 30 MA | [47 empty] | Production Completed
STP_009 - Lot2 | Data Enrichment | ATS | OK | 2023-06-24 | 2023-06-26 |  | 1267415 | 1267415 | BREAKER,CIRCT;NHP,MD6M6RCBD1630CAN,16A | BREAKER,CIRCUIT;MNFR:NHP,PTNO:MD6M6RCBD1630CAN,ADDITIONAL FEATURES EN:16A RCBO 1P-D 6KA 30MA MOD-C | 01)REXEL AUSTRALIA,01)MD6M6RCBD1630CAN,BREAKER,CIRCUIT,01)16A RCBO 1P-D 6KA 30MA MOD | MD6M6RCBD1630CAN | 3000664 | NHP | NHP | MD6M6RCBD1630CAN |  | REXEL AUSTRALIA |  |  |  | https://www.rexel.com.au/are/category/Power-Distribution/Circuit-Breakers/Miniature-circuit-breaker-%28MCB%29/RCBO-1P-D-6KA-30MA-16A-MOD-C/MD6M6RCBD1630CAN/p/12266830 | https://cdn2.rexel.com.au/medias/sys_Aurexel/sheets/sheets/h7f/h46/9049146884126/M6RCBD1630CAN-pds.pdf | [9 empty] | ENRICHED | 39121603 Miniature circuit breakers | CIRCUIT BREAKER | MINIATURE | TYPE |  | CURRENT RATING | 16 A | VOLTAGE RATING | 240 VAC | NUMBER OF POLES | 1 | INTERRUPT RATING | 6 KA | FREQUENCY RATING | 50/60 HZ | TRIP CLASS |  | TRIP SETTING | C-CURVE | MOUNTING TYPE | DIN RAIL | TERMINAL TYPE |  | SIZE | 18 WDX86 HTX76 DP MM | CERTIFICATION/STANDARD | CE,IEC,RCM | ADDITIONAL FEATURES | COMPONENT TYPE POWER DISTRIBUTION & PROTECTION : RCBO,SERIES: MOD6,RATED LEAKAGE CURRENT: 30 MA | [47 empty] | Production Completed
STP_009 - Lot2 | Data Enrichment | ATS | OK | 2023-06-24 | 2023-06-26 |  | 1267416 | 1267416 | BREAKER,CIRCT;NHP,MD6M6RCBD2030CAN,20A | BREAKER,CIRCUIT;MNFR:NHP,PTNO:MD6M6RCBD2030CAN,ADDITIONAL FEATURES EN:20A RCBO 1P-D 6KA 30MA MOD-C | 01)REXEL AUSTRALIA,01)MD6M6RCBD2030CAN,BREAKER,CIRCUIT,01)20A RCBO 1P-D 6KA 30MA MOD | MD6M6RCBD2030CAN | 3000664 | NHP | NHP | MD6M6RCBD2030CAN |  | REXEL AUSTRALIA |  |  |  | https://www.rexel.com.au/are/category/Power-Distribution/Circuit-Breakers/Miniature-circuit-breaker-%28MCB%29/RCBO-1P-D-6KA-30MA-20A-MOD-C/MD6M6RCBD2030CAN/p/12266832?isPaginationRequest=true | https://cdn2.rexel.com.au/medias/sys_Aurexel/sheets/sheets/h21/hdb/9049165922334/M6RCBD2030CAN-pds.pdf | [9 empty] | ENRICHED | 39121603 Miniature circuit breakers | CIRCUIT BREAKER | MINIATURE | TYPE |  | CURRENT RATING | 20 A | VOLTAGE RATING | 240 VAC | NUMBER OF POLES | 1 | INTERRUPT RATING | 6 KA | FREQUENCY RATING | 50/60 HZ | TRIP CLASS |  | TRIP SETTING | C-CURVE | MOUNTING TYPE | DIN RAIL | TERMINAL TYPE |  | SIZE | 18 WDX86 HTX76 DP MM | CERTIFICATION/STANDARD | CE,IEC,RCM | ADDITIONAL FEATURES | COMPONENT TYPE POWER DISTRIBUTION & PROTECTION : RCBO,SERIES: MOD6,RATED LEAKAGE CURRENT: 30 MA | [47 empty] | Production Completed
STP_009 - Lot2 | Data Enrichment | ATS | OK | 2023-06-24 | 2023-06-26 |  | 1267417 | 1267417 | BREAKER,CIRCT;NHP,MD6M6RCBD3230CAN,32A | BREAKER,CIRCUIT;MNFR:NHP,PTNO:MD6M6RCBD3230CAN,ADDITIONAL FEATURES EN:32A RCBO 1P-D 6KA 30MA MOD-C | 01)REXEL AUSTRALIA,01)MD6M6RCBD3230CAN,BREAKER,CIRCUIT,01)32A RCBO 1P-D 6KA 30MA MOD | MD6M6RCBD3230CAN | 3000664 | NHP | NHP | MD6M6RCBD3230CAN |  | REXEL AUSTRALIA |  |  |  | https://www.rexel.com.au/are/category/Power-Distribution/Circuit-Breakers/Miniature-circuit-breaker-%28MCB%29/RCBO-1P-D-6KA-30MA-32A-MOD-C/MD6M6RCBD3230CAN/p/12266836?showBackLink=false | https://cdn2.rexel.com.au/medias/sys_Aurexel/sheets/sheets/h23/hf4/9049225363486/M6RCBD3230CAN-pds.pdf | [9 empty] | ENRICHED | 39121603 Miniature circuit breakers | CIRCUIT BREAKER | MINIATURE | TYPE |  | CURRENT RATING | 32 A | VOLTAGE RATING | 240 VAC | NUMBER OF POLES | 1 | INTERRUPT RATING | 6 KA | FREQUENCY RATING | 50/60 HZ | TRIP CLASS |  | TRIP SETTING | C-CURVE | MOUNTING TYPE | DIN RAIL | TERMINAL TYPE |  | SIZE | 18 WDX86 HTX76 DP MM | CERTIFICATION/STANDARD | CE,IEC,RCM | ADDITIONAL FEATURES | COMPONENT TYPE POWER DISTRIBUTION & PROTECTION : RCBO,SERIES: MOD6,RATED LEAKAGE CURRENT: 30 MA | [47 empty] | Production Completed
STP_009 - Lot2 | Data Enrichment | ATS | OK | 2023-06-24 | 2023-06-26 |  | 1215517 | 1215517 | BREAKER,CIRCT;NHP,NHPDTCB10132B,1P,32A,M | BREAKER,CIRCUIT;MNFR:NHP,PTNO:NHPDTCB10132B,ADDITIONAL FEATURES EN:1P,32A,MCB,DINT10,10KA,B CURVE |  | NHPDTCB10132B | 3000664 | NHP | NHP | DTCB10132B | [5 empty] | https://www.nhp.com.au/Catalogs/NHP_AU_Catalog/NHP_AU_Catalog-Categories/NHP_AU_Catalog-217587/NHP_AU_Catalog-387/NHP_AU_Catalog-388/NHP_AU_Catalog-418/DTCB10132B | [10 empty] | ENRICHED | 39121603 Miniature circuit breakers | CIRCUIT BREAKER | MINIATURE | TYPE |  | CURRENT RATING | 32 A | VOLTAGE RATING | 240 VAC,48 VDC | NUMBER OF POLES | 1 | INTERRUPT RATING | 10 KA | FREQUENCY RATING | 50/60 HZ | TRIP CLASS |  | TRIP SETTING | B-CURVE | MOUNTING TYPE | DIN RAIL | TERMINAL TYPE |  | SIZE | 18 WDX86 HTX76 DP MM | CERTIFICATION/STANDARD | AS/NZS,CE,DIN,IEC,RCM,UL | ADDITIONAL FEATURES | SERIES: DIN-T10 | [47 empty] | Production Completed
STP_009 - Lot2 | Data Enrichment | ATS | OK | 2023-06-24 | 2023-06-26 |  | 1272347 | 1272347 | BREAKER,CIRCT;NHP,NHPDTCB10332B,3P,32A,M | BREAKER,CIRCUIT;MNFR:NHP,PTNO:NHPDTCB10332B,ADDITIONAL FEATURES EN:3P,32A,MCB,DIN-T10,10KA,B CURVE |  | NHPDTCB10332B | 3000664 | NHP | NHP | DTCB10332B | [5 empty] | https://www.nhp.com.au/Catalogs/NHP_AU_Catalog/NHP_AU_Catalog-Categories/NHP_AU_Catalog-217587/NHP_AU_Catalog-387/NHP_AU_Catalog-388/NHP_AU_Catalog-418/DTCB10332B | [10 empty] | ENRICHED | 39121603 Miniature circuit breakers | CIRCUIT BREAKER | MINIATURE | TYPE |  | CURRENT RATING | 32 A | VOLTAGE RATING | 415 VAC | NUMBER OF POLES | 3 | INTERRUPT RATING | 10 KA | FREQUENCY RATING | 50/60 HZ | TRIP CLASS |  | TRIP SETTING | B-CURVE | MOUNTING TYPE | DIN RAIL | TERMINAL TYPE |  | SIZE | 54 WDX86 HTX76 DP MM | CERTIFICATION/STANDARD | AS/NZS,CE,DIN,IEC,RCM,UL | ADDITIONAL FEATURES | SERIES: DIN-T10 | [47 empty] | Production Completed
STP_009 - Lot2 | Data Enrichment | ATS | OK | 2023-06-24 | 2023-06-26 |  | 1274073 | 1274073 | RELAY,OVRLD;NHP,CEP71EEAB,ELEK,0.1-0.5A | RELAY,OVERLOAD;MNFR:NHP,PTNO:CEP71EEAB,ADDITIONAL FEATURES EN:ELECTRONIC,0.1-0.5A,SERIES:CEP7-1,BASIC | 01)CNW (MOUNT ISA) ELECT WHO,01)NHPCEP71EEAB,RELAY,OVERLOAD,01)ELECTRONIC,0.1-0.5A,SERIES: | CEP71EEAB | 3000664 | NHP | NHP | CEP71EEAB | [5 empty] | https://www.nhpnz.co.nz/Catalogs/NHP_NZ_Catalog/NHP_NZ_Catalog-Categories/NHP_NZ_Catalog-217586/NHP_NZ_Catalog-361/NHP_NZ_Catalog-362/NHP_NZ_Catalog-697/CEP71EEAB | [10 empty] | ENRICHED | 39122330 Overload relay | RELAY | OVERLOAD | TYPE | THERMAL,ELECTRONIC | CURRENT RATING | 0.1-0.5A | VOLTAGE RATING | 415 VAC | CONTACT RATING |  | CONTACT CONFIGURATION |  | TRIP CLASS |  | FREQUENCY RATING |  | MOUNTING TYPE |  | TERMINAL TYPE |  | CONTACT MATERIAL |  | SIZE |  | RESET TYPE |  | HAZARD CLASS |  | CERTIFICATION/STANDARD |  | ADDITIONAL FEATURES EN | [43 empty] | SERIES:CEP7-1,BASIC | Production Completed
STP_009 - Lot2 | Data Enrichment | ATS | OK | 2023-06-24 | 2023-06-26 |  | 1270111 | 1270111 | RELAY,OVRLD;NHP,CEP71EEBB,ELEK,0.2-1A,SE | RELAY,OVERLOAD;MNFR:NHP,PTNO:CEP71EEBB,ADDITIONAL FEATURES EN:ELECTRONIC,0.2-1A,SERIES:CEP7-1,BASIC | 01)CNW (MOUNT ISA) ELECT WHO,01)NHPCEP71EEBB,RELAY,OVERLOAD,01)ELECTRONIC,0.2-1A,SERIES:CE | CEP71EEBB | 3000664 | NHP | NHP | CEP71EEBB | [5 empty] | https://www.nhpnz.co.nz/Catalogs/NHP_NZ_Catalog/NHP_NZ_Catalog-Categories/NHP_NZ_Catalog-217586/NHP_NZ_Catalog-361/NHP_NZ_Catalog-362/NHP_NZ_Catalog-697/CEP71EEAB | [10 empty] | ENRICHED | 39122330 Overload relay | RELAY | OVERLOAD | TYPE | THERMAL,ELECTRONIC | CURRENT RATING | 0.2-1A | VOLTAGE RATING | 415 VAC | CONTACT RATING |  | CONTACT CONFIGURATION |  | TRIP CLASS |  | FREQUENCY RATING |  | MOUNTING TYPE |  | TERMINAL TYPE |  | CONTACT MATERIAL |  | SIZE |  | RESET TYPE |  | HAZARD CLASS |  | CERTIFICATION/STANDARD |  | ADDITIONAL FEATURES EN | [43 empty] | SERIES:CEP7-1,BASIC | Production Completed
STP_009 - Lot2 | Data Enrichment | ATS | OK | 2023-06-24 | 2023-06-26 |  | 1270112 | 1270112 | RELAY,OVRLD;NHP,CEP71EECB,ELEK,1-5A,SERI | RELAY,OVERLOAD;MNFR:NHP,PTNO:CEP71EECB,ADDITIONAL FEATURES EN:ELECTRONIC,1-5A,SERIES:CEP7-1,BASIC | 01)CNW (MOUNT ISA) ELECT WHO,01)NHPCEP71EECB,RELAY,OVERLOAD,01)ELECTRONIC,1-5A,SERIES:CEP7 | CEP71EECB | 3000664 | NHP | NHP | CEP71EECB | [5 empty] | https://www.nhpnz.co.nz/Catalogs/NHP_NZ_Catalog/NHP_NZ_Catalog-Categories/NHP_NZ_Catalog-217586/NHP_NZ_Catalog-361/NHP_NZ_Catalog-362/NHP_NZ_Catalog-697/CEP71EEAB | [10 empty] | ENRICHED | 39122330 Overload relay | RELAY | OVERLOAD | TYPE | THERMAL,ELECTRONIC | CURRENT RATING | 1-5A | VOLTAGE RATING | 415 VAC | CONTACT RATING |  | CONTACT CONFIGURATION |  | TRIP CLASS |  | FREQUENCY RATING |  | MOUNTING TYPE |  | TERMINAL TYPE |  | CONTACT MATERIAL |  | SIZE |  | RESET TYPE |  | HAZARD CLASS |  | CERTIFICATION/STANDARD |  | ADDITIONAL FEATURES EN | [43 empty] | SERIES:CEP7-1,BASIC | Production Completed
STP_009 - Lot2 | Data Enrichment | ATS | OK | 2023-06-24 | 2023-06-26 |  | 1270113 | 1270113 | RELAY,OVRLD;NHP,CEP71EEDB,ELEK,3.2-16A,S | RELAY,OVERLOAD;MNFR:NHP,PTNO:CEP71EEDB,ADDITIONAL FEATURES EN:ELECTRONIC,3.2-16A,SERIES:CEP7-1,BASIC | 01)CNW (MOUNT ISA) ELECT WHO,01)NHPCEP71EEDB,RELAY,OVERLOAD,01)ELECTRONIC,3.2-16A,SERIES:C | CEP71EEDB | 3000664 | NHP | NHP | CEP71EEDB | [5 empty] | https://www.nhpnz.co.nz/Catalogs/NHP_NZ_Catalog/NHP_NZ_Catalog-Categories/NHP_NZ_Catalog-217586/NHP_NZ_Catalog-361/NHP_NZ_Catalog-362/NHP_NZ_Catalog-697/CEP71EEAB | [10 empty] | ENRICHED | 39122330 Overload relay | RELAY | OVERLOAD | TYPE | THERMAL,ELECTRONIC | CURRENT RATING | 3.2-16A | VOLTAGE RATING | 415 VAC | CONTACT RATING |  | CONTACT CONFIGURATION |  | TRIP CLASS |  | FREQUENCY RATING |  | MOUNTING TYPE |  | TERMINAL TYPE |  | CONTACT MATERIAL |  | SIZE |  | RESET TYPE |  | HAZARD CLASS |  | CERTIFICATION/STANDARD |  | ADDITIONAL FEATURES EN | [43 empty] | SERIES:CEP7-1,BASIC | Production Completed
STP_009 - Lot2 | Data Enrichment | ATS | OK | 2023-06-24 | 2023-06-26 |  | 1270116 | 1270116 | RELAY,OVRLD;NHP,CEP71EEEB,ELEK,5.4-27A,S | RELAY,OVERLOAD;MNFR:NHP,PTNO:CEP71EEEB,ADDITIONAL FEATURES EN:ELECTRONIC,5.4-27A,SERIES:CEP7-1,BASIC | 01)CNW (MOUNT ISA) ELECT WHO,01)NHPCEP71EEEB,RELAY,OVERLOAD,01)ELECTRONIC,5.4-27A,SERIES:C | CEP71EEEB | 3000664 | NHP | NHP | CEP71EEEB | [5 empty] | https://www.nhpnz.co.nz/Catalogs/NHP_NZ_Catalog/NHP_NZ_Catalog-Categories/NHP_NZ_Catalog-217586/NHP_NZ_Catalog-361/NHP_NZ_Catalog-362/NHP_NZ_Catalog-697/CEP71EEAB | [10 empty] | ENRICHED | 39122330 Overload relay | RELAY | OVERLOAD | TYPE | THERMAL,ELECTRONIC | CURRENT RATING | 5.4-27A | VOLTAGE RATING | 415 VAC | CONTACT RATING |  | CONTACT CONFIGURATION |  | TRIP CLASS |  | FREQUENCY RATING |  | MOUNTING TYPE |  | TERMINAL TYPE |  | CONTACT MATERIAL |  | SIZE |  | RESET TYPE |  | HAZARD CLASS |  | CERTIFICATION/STANDARD |  | ADDITIONAL FEATURES EN | [43 empty] | SERIES:CEP7-1,BASIC | Production Completed
STP_009 - Lot2 | Data Enrichment | ATS | OK | 2023-06-24 | 2023-06-26 |  | 1270114 | 1270114 | RELAY,OVRLD;NHP,CEP71EEFD,ELEK,11-55A,SE | RELAY,OVERLOAD;MNFR:NHP,PTNO:CEP71EEFD,ADDITIONAL FEATURES EN:ELECTRONIC,11-55A,SERIES:CEP7-1,BASIC | 01)CNW (MOUNT ISA) ELECT WHO,01)NHPCEP71EEFD,RELAY,OVERLOAD,01)ELECTRONIC,11-55A,SERIES:CE | CEP71EEFD | 3000664 | NHP | NHP | CEP71EEFD | [5 empty] | https://www.nhpnz.co.nz/Catalogs/NHP_NZ_Catalog/NHP_NZ_Catalog-Categories/NHP_NZ_Catalog-217586/NHP_NZ_Catalog-361/NHP_NZ_Catalog-362/NHP_NZ_Catalog-697/CEP71EEAB | [10 empty] | ENRICHED | 39122330 Overload relay | RELAY | OVERLOAD | TYPE | THERMAL,ELECTRONIC | CURRENT RATING | 11-55A | VOLTAGE RATING | 415 VAC | CONTACT RATING |  | CONTACT CONFIGURATION |  | TRIP CLASS |  | FREQUENCY RATING |  | MOUNTING TYPE |  | TERMINAL TYPE |  | CONTACT MATERIAL |  | SIZE |  | RESET TYPE |  | HAZARD CLASS |  | CERTIFICATION/STANDARD |  | ADDITIONAL FEATURES EN | [43 empty] | SERIES:CEP7-1,BASIC | Production Completed
STP_009 - Lot2 | Data Enrichment | ATS | OK | 2023-06-24 | 2023-06-26 |  | 1274077 | 1274077 | RELAY,OVRLD;NHP,CEP71EFDP,ELEK,3.2-16A,S | RELAY,OVERLOAD;MNFR:NHP,PTNO:CEP71EFDP,ADDITIONAL FEATURES EN:ELECTRONIC,3.2-16A,SERIES:CEP7-1,ADVANCED | 01)CNW (MOUNT ISA) ELECT WHO,01)NHPCEP71EFDP,RELAY,OVERLOAD,01)ELECTRONIC,3.2-16A,SERIES:C | CEP71EFDP | 3000664 | NHP | NHP | CEP71EFDP | [5 empty] | https://www.nhpnz.co.nz/Catalogs/NHP_NZ_Catalog/NHP_NZ_Catalog-Categories/NHP_NZ_Catalog-217586/NHP_NZ_Catalog-361/NHP_NZ_Catalog-362/NHP_NZ_Catalog-697/CEP71EEAB | [10 empty] | ENRICHED | 39122330 Overload relay | RELAY | OVERLOAD | TYPE | THERMAL,ELECTRONIC | CURRENT RATING | 3.2-16A | VOLTAGE RATING | 415 VAC | CONTACT RATING |  | CONTACT CONFIGURATION |  | TRIP CLASS |  | FREQUENCY RATING |  | MOUNTING TYPE |  | TERMINAL TYPE |  | CONTACT MATERIAL |  | SIZE |  | RESET TYPE |  | HAZARD CLASS |  | CERTIFICATION/STANDARD |  | ADDITIONAL FEATURES EN | [43 empty] | SERIES:CEP7-1,ADVANCED | Production Completed
STP_009 - Lot2 | Data Enrichment | ATS | OK | 2023-06-24 | 2023-06-26 |  | 1270117 | 1270117 | RELAY,OVRLD;NHP,CEP71EFED,ELEK,5.4-27A,S | RELAY,OVERLOAD;MNFR:NHP,PTNO:CEP71EFED,ADDITIONAL FEATURES EN:ELECTRONIC,5.4-27A,SERIES:CEP7-1,ADVANCED | 01)CNW (MOUNT ISA) ELECT WHO,01)NHPCEP71EFED,RELAY,OVERLOAD,01)ELECTRONIC,5.4-27A,SERIES:C | CEP71EFED | 3000664 | NHP | NHP | CEP71EFED | [5 empty] | https://www.nhpnz.co.nz/Catalogs/NHP_NZ_Catalog/NHP_NZ_Catalog-Categories/NHP_NZ_Catalog-217586/NHP_NZ_Catalog-361/NHP_NZ_Catalog-362/NHP_NZ_Catalog-697/CEP71EEAB | [10 empty] | ENRICHED | 39122330 Overload relay | RELAY | OVERLOAD | TYPE | THERMAL,ELECTRONIC | CURRENT RATING | 5.4-27A | VOLTAGE RATING | 415 VAC | CONTACT RATING |  | CONTACT CONFIGURATION |  | TRIP CLASS |  | FREQUENCY RATING |  | MOUNTING TYPE |  | TERMINAL TYPE |  | CONTACT MATERIAL |  | SIZE |  | RESET TYPE |  | HAZARD CLASS |  | CERTIFICATION/STANDARD |  | ADDITIONAL FEATURES EN | [43 empty] | SERIES:CEP7-1,ADVANCED | Production Completed
STP_009 - Lot2 | Data Enrichment | ATS | OK | 2023-06-24 | 2023-06-26 |  | 1273822 | 1273822 | RELAY,OVRLD;NHP,CEP71EFFD,ELEK,CEP7-1 AD | RELAY,OVERLOAD;MNFR:NHP,PTNO:CEP71EFFD,ADDITIONAL FEATURES EN:ELECTRONIC,CEP7-1 ADVANCED 11-5 | 01)SHERRIFF ELECTRICAL SUPPL,01)CEP71EFFD,RELAY,OVERLOAD,01)CEP7-1 ADVANCED 11-5,01)ELECTRONIC | CEP71EFFD | 3000664 | NHP | NHP | CEP71EFFD | [5 empty] | https://www.nhpnz.co.nz/Catalogs/NHP_NZ_Catalog/NHP_NZ_Catalog-Categories/NHP_NZ_Catalog-217586/NHP_NZ_Catalog-361/NHP_NZ_Catalog-362/NHP_NZ_Catalog-697/CEP71EEAB | [10 empty] | ENRICHED | 39122330 Overload relay | RELAY | OVERLOAD | TYPE | THERMAL,ELECTRONIC | CURRENT RATING |  | VOLTAGE RATING | 415 VAC | CONTACT RATING |  | CONTACT CONFIGURATION |  | TRIP CLASS |  | FREQUENCY RATING |  | MOUNTING TYPE |  | TERMINAL TYPE |  | CONTACT MATERIAL |  | SIZE |  | RESET TYPE |  | HAZARD CLASS |  | CERTIFICATION/STANDARD |  | ADDITIONAL FEATURES EN | [44 empty] | Production Completed
STP_009 - Lot2 | Data Enrichment | ATS | OK | 2023-06-24 | 2023-06-26 |  | 1270115 | 1270115 | RELAY,OVRLD;NHP,CEP71EFGE,ELEK,0.1-0.5A | RELAY,OVERLOAD;MNFR:NHP,PTNO:CEP71EFGE,ADDITIONAL FEATURES EN:ELECTRONIC,0.1-0.5A,SERIES:CEP7-1,ADVANCED | 01)CNW (MOUNT ISA) ELECT WHO,01)NHPCEP71EFGE,RELAY,OVERLOAD,01)ELECTRONIC,0.1-0.5A,SERIES: | CEP71EFGE | 3000664 | NHP | NHP | CEP71EFGE | [5 empty] | https://www.nhpnz.co.nz/Catalogs/NHP_NZ_Catalog/NHP_NZ_Catalog-Categories/NHP_NZ_Catalog-217586/NHP_NZ_Catalog-361/NHP_NZ_Catalog-362/NHP_NZ_Catalog-697/CEP71EEAB | [10 empty] | ENRICHED | 39122330 Overload relay | RELAY | OVERLOAD | TYPE | THERMAL,ELECTRONIC | CURRENT RATING | 0.1-0.5A | VOLTAGE RATING | 415 VAC | CONTACT RATING |  | CONTACT CONFIGURATION |  | TRIP CLASS |  | FREQUENCY RATING |  | MOUNTING TYPE |  | TERMINAL TYPE |  | CONTACT MATERIAL |  | SIZE |  | RESET TYPE |  | HAZARD CLASS |  | CERTIFICATION/STANDARD |  | ADDITIONAL FEATURES EN | [43 empty] | SERIES:CEP7-1,ADVANCED | Production Completed
STP_009 - Lot2 | Data Enrichment | ATS | OK | 2023-06-24 | 2023-06-26 |  | 1274721 | 1274721 | RELAY,OVRLD;NHP,CT7N23A16,THRM,0.1-0.16 | RELAY,OVERLOAD;MNFR:NHP,PTNO:CT7N23A16,ADDITIONAL FEATURES EN:THERMAL,0.1-0.16 A, SUIT CA7-9/23 | 01)SHERRIFF ELECTRICAL SUPPL,01)CT7N23A16,RELAY,OVERLOAD,01)0.1-0.16 A, SUIT CA7-9/23,01)THERMAL | CT7N23A16 | 3000664 | NHP | NHP | CT7N23A16 | [5 empty] | https://www.nhpnz.co.nz/Catalogs/NHP_NZ_Catalog/NHP_NZ_Catalog-Categories/NHP_NZ_Catalog-217586/NHP_NZ_Catalog-361/NHP_NZ_Catalog-362/NHP_NZ_Catalog-697/CEP71EEAB | [10 empty] | ENRICHED | 39122330 Overload relay | RELAY | OVERLOAD | TYPE | THERMAL,ELECTRONIC | CURRENT RATING | 0.1-0.16 A | VOLTAGE RATING | 415 VAC | CONTACT RATING |  | CONTACT CONFIGURATION |  | TRIP CLASS |  | FREQUENCY RATING |  | MOUNTING TYPE |  | TERMINAL TYPE |  | CONTACT MATERIAL |  | SIZE |  | RESET TYPE |  | HAZARD CLASS |  | CERTIFICATION/STANDARD |  | ADDITIONAL FEATURES EN | [44 empty] | Production Completed
STP_009 - Lot2 | Data Enrichment | ATS | OK | 2023-06-24 | 2023-06-26 |  | 1273810 | 1273810 | RELAY,OVRLD;NHP,CT7N23A25,THRM,0.16-0.25 | RELAY,OVERLOAD;MNFR:NHP,PTNO:CT7N23A25,ADDITIONAL FEATURES EN:THERMAL,0.16-0.25A,SUIT CA7-9/23 | 01)SHERRIFF ELECTRICAL SUPPL,01)CT7N23A25,RELAY,OVERLOAD,01)THERMAL,02)0.16-0.25A,03)SUIT CA7-9/23 | CT7N23A25 | 3000664 | NHP | NHP | CT7N23A25 | [5 empty] | https://www.nhpnz.co.nz/Catalogs/NHP_NZ_Catalog/NHP_NZ_Catalog-Categories/NHP_NZ_Catalog-217586/NHP_NZ_Catalog-361/NHP_NZ_Catalog-362/NHP_NZ_Catalog-697/CEP71EEAB | [10 empty] | ENRICHED | 39122330 Overload relay | RELAY | OVERLOAD | TYPE | THERMAL,ELECTRONIC | CURRENT RATING | 0.16-0.25 A | VOLTAGE RATING | 415 VAC | CONTACT RATING |  | CONTACT CONFIGURATION |  | TRIP CLASS |  | FREQUENCY RATING |  | MOUNTING TYPE |  | TERMINAL TYPE |  | CONTACT MATERIAL |  | SIZE |  | RESET TYPE |  | HAZARD CLASS |  | CERTIFICATION/STANDARD |  | ADDITIONAL FEATURES EN | [44 empty] | Production Completed
STP_009 - Lot2 | Data Enrichment | ATS | OK | 2023-06-24 | 2023-06-26 |  | 1273811 | 1273811 | RELAY,OVRLD;NHP,CT7N23A40,THRM,0.25-0.4A | RELAY,OVERLOAD;MNFR:NHP,PTNO:CT7N23A40,ADDITIONAL FEATURES EN:THERMAL,0.25-0.4A, SUIT CA7-9/23 | 01)SHERRIFF ELECTRICAL SUPPL,01)CT7N23A40,RELAY,OVERLOAD,01)0.25-0.4A, SUIT CA7-9/23,01)THERMAL | CT7N23A40 | 3000664 | NHP | NHP | CT7N23A40 | [5 empty] | https://www.nhpnz.co.nz/Catalogs/NHP_NZ_Catalog/NHP_NZ_Catalog-Categories/NHP_NZ_Catalog-217586/NHP_NZ_Catalog-361/NHP_NZ_Catalog-362/NHP_NZ_Catalog-697/CEP71EEAB | [10 empty] | ENRICHED | 39122330 Overload relay | RELAY | OVERLOAD | TYPE | THERMAL,ELECTRONIC | CURRENT RATING | 0.25-0.4 A | VOLTAGE RATING | 415 VAC | CONTACT RATING |  | CONTACT CONFIGURATION |  | TRIP CLASS |  | FREQUENCY RATING |  | MOUNTING TYPE |  | TERMINAL TYPE |  | CONTACT MATERIAL |  | SIZE |  | RESET TYPE |  | HAZARD CLASS |  | CERTIFICATION/STANDARD |  | ADDITIONAL FEATURES EN | [44 empty] | Production Completed
STP_009 - Lot2 | Data Enrichment | ATS | OK | 2023-06-24 | 2023-06-26 |  | 1274722 | 1274722 | RELAY,OVRLD;NHP,CT7N23A50,THRM,0.35-0.5A | RELAY,OVERLOAD;MNFR:NHP,PTNO:CT7N23A50,ADDITIONAL FEATURES EN:THERMAL,0.35-0.5A, SUIT CA7-9/23 | 01)SHERRIFF ELECTRICAL SUPPL,01)CT7N23A50,RELAY,OVERLOAD,01)0.35-0.5A, SUIT CA7-9/23,01)THERMAL | CT7N23A50 | 3000664 | NHP | NHP | CT7N23A50 | [5 empty] | https://www.nhpnz.co.nz/Catalogs/NHP_NZ_Catalog/NHP_NZ_Catalog-Categories/NHP_NZ_Catalog-217586/NHP_NZ_Catalog-361/NHP_NZ_Catalog-362/NHP_NZ_Catalog-697/CEP71EEAB | [10 empty] | ENRICHED | 39122330 Overload relay | RELAY | OVERLOAD | TYPE | THERMAL,ELECTRONIC | CURRENT RATING | 0.35-0.5 A | VOLTAGE RATING | 415 VAC | CONTACT RATING |  | CONTACT CONFIGURATION |  | TRIP CLASS |  | FREQUENCY RATING |  | MOUNTING TYPE |  | TERMINAL TYPE |  | CONTACT MATERIAL |  | SIZE |  | RESET TYPE |  | HAZARD CLASS |  | CERTIFICATION/STANDARD |  | ADDITIONAL FEATURES EN | [44 empty] | Production Completed
STP_009 - Lot2 | Data Enrichment | ATS | OK | 2023-06-24 | 2023-06-26 |  | 1274723 | 1274723 | RELAY,OVRLD;NHP,CT7N23A63,THRM,0.45-0.63 | RELAY,OVERLOAD;MNFR:NHP,PTNO:CT7N23A63,ADDITIONAL FEATURES EN:THERMAL,0.45-0.63A, SUIT CA7-9/23 | 01)SHERRIFF ELECTRICAL SUPPL,01)CT7N23A63,RELAY,OVERLOAD,01)0.45-0.63A, SUIT CA7-9/23,01)THERMAL | CT7N23A63 | 3000664 | NHP | NHP | CT7N23A63 | [5 empty] | https://www.nhpnz.co.nz/Catalogs/NHP_NZ_Catalog/NHP_NZ_Catalog-Categories/NHP_NZ_Catalog-217586/NHP_NZ_Catalog-361/NHP_NZ_Catalog-362/NHP_NZ_Catalog-697/CEP71EEAB | [10 empty] | ENRICHED | 39122330 Overload relay | RELAY | OVERLOAD | TYPE | THERMAL,ELECTRONIC | CURRENT RATING | 0.45-0.63 A | VOLTAGE RATING | 415 VAC | CONTACT RATING |  | CONTACT CONFIGURATION |  | TRIP CLASS |  | FREQUENCY RATING |  | MOUNTING TYPE |  | TERMINAL TYPE |  | CONTACT MATERIAL |  | SIZE |  | RESET TYPE |  | HAZARD CLASS |  | CERTIFICATION/STANDARD |  | ADDITIONAL FEATURES EN | [44 empty] | Production Completed