## Sheet1
Project | Activities | Production User | Production Comments | Start Date | End Date | Remarks | Griha ID | Material | MAKTX_MARA | TEXT_EN | Class_Char_Values | MFRPN | MFRNR | MFRNR DES (Name) | MNFR | PTNO | Verified MNFR from web | MNFR 1 | PTNO 1 | MNFR 2 | PTNO 2 | Reference URL | Reference URL1 | Item Number | DWG | DRAWING VERSION | POS/TAG | Equipment Type | Equipment Manufacturer | Equipment Model | Equipment Serial | Unused Text | Enriched/Cleansed | UNSPSC Ver.23.07 | Noun | Modifier | Attribute Name 1 | Attribute Value 1 | Attribute Name 2 | Attribute Value 2 | Attribute Name 3 | Attribute Value 3 | Attribute Name 4 | Attribute Value 4 | Attribute Name 5 | Attribute Value 5 | Attribute Name 6 | Attribute Value 6 | Attribute Name 7 | Attribute Value 7 | Attribute Name 8 | Attribute Value 8 | Attribute Name 9 | Attribute Value 9 | Attribute Name 10 | Attribute Value 10 | Attribute Name 11 | Attribute Value 11 | Attribute Name 12 | Attribute Value 12 | Attribute Name 13 | Attribute Value 13 | Attribute Name 14 | Attribute Value 14 | Attribute Name 15 | Attribute Value 15 | Attribute Name 16 | Attribute Value 16 | Attribute Name 17 | Attribute Value 17 | Attribute Name 18 | Attribute Value 18 | Attribute Name 19 | Attribute Value 19 | Attribute Name 20 | Attribute Value 20 | Attribute Name 21 | Attribute Value 21 | Attribute Name 22 | Attribute Value 22 | Attribute Name 23 | Attribute Value 23 | Attribute Name 24 | Attribute Value 24 | Attribute Name 25 | Attribute Value 25 | Attribute Name 26 | Attribute Value 26 | Attribute Name 27 | Attribute Value 27 | Attribute Name 28 | Attribute Value 28 | Attribute Name 29 | Attribute Value 29 | Attribute Name 30 | Attribute Value 30 | Attribute Name 31 | Attribute Value 31 | Attribute Name 32 | Attribute Value 32 | Attribute Name 33 | Attribute Value 33 | Attribute Name 34 | Attribute Value 34 | Attribute Name 35 | Attribute Value 35 | Attribute Name 36 | Attribute Value 36 | Remaining_Information | Status
STP_009 - Lot2 | Data Enrichment | VNE | OK | 2023-06-24 | 2023-06-27 |  | 1252805 | 1252805 | ADHESIVE;DIEC,ABC0017 | ADHESIVE;MNFR:DIECI,PTNO:ABC0017,ADDITIONAL FEATURES EN:GLUE | ADHESIVE,01)GLUE | ABC0017 | 3000511 | DIECI | DIECI | ABC0017 | ADHERE BONDS |  |  |  |  | http://adherebonds.com/shop/product/adhere-bonds-tile-grout-modifier/ | [10 empty] | ENRICHED | 31201600 Adhesives | ADHESIVE | NO MODIFIER | TYPE | EMULSION | CURE TIME |  | CONTAINER |  | COLOUR |  | TEMPERATURE RATING |  | HAZARD CLASS |  | CERTIFICATION/STANDARD |  | ADDITIONAL FEATURES | WEIGHT:25 KG,GLUE | [57 empty] | Production Completed
STP_009 - Lot2 | Data Enrichment | VNE | OK,MODIFIER CHANGED | 2023-06-24 | 2023-06-27 |  | 1275615 | 1275615 | INTERFACE;ABB,3BSE018103R1 | INTERFACE;MNFR:ABB,PTNO:3BSE018103R1 | INTERFACE | 3BSE018103R1 | 3000014 | ABB | ABB | 3BSE018103R1 | ABB |  |  |  |  | https://new.abb.com/products/3BSE018103R1/3bse018103r1 | https://www.nexinstrument.com/3bse018103r1 | [9 empty] | ENRICHED | 45111807 Interfaces | INTERFACE | COMMUNICATION | TYPE | DUAL | FUNCTION |  | INPUT RATING | 24 V,100 MA | CONNECTION TYPE | RJ-45 FEMALE | NUMBER OF PORTS | 2 | SIZE | 12.75 LGX5.9 WDX18.5 HT CM | MATERIAL |  | MOUNTING TYPE |  | HAZARD CLASS |  | CERTIFICATION/STANDARD |  | ADDITIONAL FEATURES | PROTOCOL:COMLI,MODBUS RTU,DEGREE OF PROTECTION:IP20 | [51 empty] | Production Completed
STP_009 - Lot2 | Data Enrichment | VNE | OK,MODIFIER CHANGED | 2023-06-24 | 2023-06-27 |  | 1217493 | 1217493 | INTERFACE;ABB,3BSE022366R1 | INTERFACE;MNFR:ABB,PTNO:3BSE022366R1 | INTERFACE | 3BSE022366R1 | 3000014 | ABB | ABB | 3BSE022366R1 | ABB |  |  |  |  | https://new.abb.com/products/3BSE022366R1/3bse022366r1 | https://www.nexinstrument.com/3BSE022366R1 | [9 empty] | ENRICHED | 45111807 Interfaces | INTERFACE | COMMUNICATION | TYPE | PROFIBUS-DP/V1 | FUNCTION |  | INPUT RATING | 24 V,140 MA | CONNECTION TYPE |  | NUMBER OF PORTS |  | SIZE | 58.5 LGX85.6 WDX136 HT MM | MATERIAL |  | MOUNTING TYPE |  | HAZARD CLASS |  | CERTIFICATION/STANDARD |  | ADDITIONAL FEATURES | SPEED:12000 KBPS | [51 empty] | Production Completed
STP_009 - Lot2 | Data Enrichment | VNE | OK,MODIFIER CHANGED | 2023-06-24 | 2023-06-27 |  | 1325606 | 1325606 | INTERFACE;ABB,3BSE026055R1 | INTERFACE;MNFR:ABB,PTNO:3BSE026055R1 | INTERFACE | 3BSE026055R1 | 3000014 | ABB | ABB | 3BSE026055R1 | ABB |  |  |  |  | https://new.abb.com/products/3BSE026055R1/3bse026055r1 | https://www.nexinstrument.com/3BSE026055R1 | [9 empty] | ENRICHED | 45111807 Interfaces | INTERFACE | COMMUNICATION | TYPE | INPUT/OUTPUT | FUNCTION |  | INPUT RATING | 24 V,120 MA | CONNECTION TYPE | MINIRIBBON 36-PIN | NUMBER OF PORTS |  | SIZE | 127.5 LGX59 WDX185 HT MM | MATERIAL |  | MOUNTING TYPE |  | HAZARD CLASS |  | CERTIFICATION/STANDARD |  | ADDITIONAL FEATURES | DEGREE OF PROTECTION:IP20 | [51 empty] | Production Completed
STP_009 - Lot2 | Data Enrichment | VNE | OK,MODIFIER CHANGED | 2023-06-24 | 2023-06-27 |  | 1258571 | 1258571 | INTERFACE;ABB,3BSE030220R1 | INTERFACE;MNFR:ABB,PTNO:3BSE030220R1 | INTERFACE | 3BSE030220R1 | 3000014 | ABB | ABB | 3BSE030220R1 | ABB |  |  |  |  | https://new.abb.com/products/3BSE030220R1/3bse030220r1 | https://www.nexinstrument.com/3BSE030220R1 | [9 empty] | ENRICHED | 45111807 Interfaces | INTERFACE | COMMUNICATION | TYPE | PROFIBUS-DP/V1 | FUNCTION |  | INPUT RATING |  | CONNECTION TYPE | 9-PIN DB FEMALE | NUMBER OF PORTS | 2 | SIZE | 127.5 LGX59 WDX185 HT MM | MATERIAL |  | MOUNTING TYPE |  | HAZARD CLASS |  | CERTIFICATION/STANDARD |  | ADDITIONAL FEATURES | SPEED:9.6 TO 12000 KBPS | [51 empty] | Production Completed
STP_009 - Lot2 | Data Enrichment | VNE | OK,MODIFIER CHANGED | 2023-06-24 | 2023-06-27 |  | 1258572 | 1258572 | INTERFACE;ABB,3BSE041882R1 | INTERFACE;MNFR:ABB,PTNO:3BSE041882R1 | INTERFACE | 3BSE041882R1 | 3000014 | ABB | ABB | 3BSE041882R1 | ABB |  |  |  |  | https://new.abb.com/products/3BSE041882R1/3bse041882r1 | https://www.nexinstrument.com/3bse041882r1 | [9 empty] | ENRICHED | 45111807 Interfaces | INTERFACE | COMMUNICATION | TYPE | PROFIBUS-DP/V1 | FUNCTION |  | INPUT RATING |  | CONNECTION TYPE |  | NUMBER OF PORTS |  | SIZE | 96 LGX54 WDX119 HT MM | MATERIAL |  | MOUNTING TYPE |  | HAZARD CLASS |  | CERTIFICATION/STANDARD |  | ADDITIONAL FEATURES | SPEED:12000 KBPS | [51 empty] | Production Completed
STP_009 - Lot2 | Data Enrichment | VNE | OK,MODIFIER CHANGED | 2023-06-24 | 2023-06-27 |  | 1323490 | 1323490 | INTERFACE;ABB,3BSE056899R1 | INTERFACE;MNFR:ABB,PTNO:3BSE056899R1 | INTERFACE | 3BSE056899R1 | 3000014 | ABB | ABB | 3BSE056899R1 | ABB |  |  |  |  | https://new.abb.com/products/3BSE056899R1/3bse056899r1 | [10 empty] | ENRICHED | 45111807 Interfaces | INTERFACE | COMMUNICATION | TYPE | ETHERNET I/P | FUNCTION |  | INPUT RATING |  | CONNECTION TYPE |  | NUMBER OF PORTS |  | SIZE | 127.5 LGX59 WDX186 HT MM | MATERIAL |  | MOUNTING TYPE |  | HAZARD CLASS |  | CERTIFICATION/STANDARD |  | ADDITIONAL FEATURES | [52 empty] | Production Completed
STP_009 - Lot2 | Data Enrichment | VNE | OK,NM CHANGED | 2023-06-24 | 2023-06-27 | Processed based on Websource, Conflict w.r.t Input | 1266469 | 1266469 | MODULE,COMM;AB,A-B1734IE8C | MODULE,COMMUNICATION;MNFR:ALLEN BRADLEY,PTNO:A-B1734IE8C | 01)CNW (MOUNT ISA) ELECT WHO,01) A-B1734IE8C,MODULE,COMMUNICATION | A-B1734IE8C | 3000226 | ALLEN BRADLEY | ALLEN BRADLEY | A-B1734IE8C | ALLEN BRADLEY | CNW ELECTRICAL | 1734IE8C |  |  | https://www.rockwellautomation.com/en-us/products/details.1734-IE8C.html | https://www.mc-mc.com/Product/allen-bradley-1734-ie8c?option=ALBR1734IE8C | [9 empty] | ENRICHED | 39121552 Electrical control modules | MODULE | ELECTRONIC | TYPE | CURRENT INPUT,ANALOG | INPUT RATING | 24 VDC | OUTPUT RATING |  | CONNECTION TYPE |  | SIZE |  | MOUNTING TYPE | DIN RAIL | HAZARD CLASS |  | CERTIFICATION/STANDARD | CCC | ADDITIONAL FEATURES | ENCLOSURE:OPEN STYLE,NUMBER OF INPUTS:8,SIGNAL RANGE:4 TO 20 MA,0 TO 20 MA | [55 empty] | Production Completed
STP_009 - Lot2 | Data Enrichment | VNE | OK,NM CHANGED | 2023-06-24 | 2023-06-27 | Processed based on Websource, Conflict w.r.t Input | 1266492 | 1266492 | MODULE,COMM;AB,A-B1734IR2,POINT I/O,2AI | MODULE,COMMUNICATION;MNFR:ALLEN BRADLEY,PTNO:A-B1734IR2,ADDITIONAL FEATURES EN:POINT I/O,2AI | 01)CNW (MOUNT ISA) ELECT WHO,01)A-B1734IR2,MODULE,COMMUNICATION,01)POINT I/O,2AI | A-B1734IR2 | 3000226 | ALLEN BRADLEY | ALLEN BRADLEY | A-B1734IR2 | ALLEN BRADLEY | CNW ELECTRICAL | 1734IR2 |  |  | https://www.rockwellautomation.com/en-us/products/details.1734-IR2.html | https://www.mc-mc.com/Product/allen-bradley-1734-ir2?option=ALBR1734IR2 | [9 empty] | ENRICHED | 39121552 Electrical control modules | MODULE | ELECTRONIC | TYPE | RTD INPUT | INPUT RATING | 24 VDC | OUTPUT RATING |  | CONNECTION TYPE |  | SIZE |  | MOUNTING TYPE | DIN RAIL | HAZARD CLASS |  | CERTIFICATION/STANDARD | CCC | ADDITIONAL FEATURES | TRADE NAME:POINT I/O,ENCLOSURE:OPEN STYLE,NUMBER OF INPUTS:2 POINT,SIGNAL RANGE:0 TO 600 OHM | [55 empty] | Production Completed
STP_009 - Lot2 | Data Enrichment | VNE | OK,NM CHANGED | 2023-06-24 | 2023-06-27 | Processed based on Websource, Conflict w.r.t Input | 1266470 | 1266470 | MODULE,COMM;AB,A-B1734OB8 | MODULE,COMMUNICATION;MNFR:ALLEN BRADLEY,PTNO:A-B1734OB8 | 01)CNW (MOUNT ISA) ELECT WHO,01) A-B1734OB8,MODULE,COMMUNICATION | A-B1734OB8 | 3000226 | ALLEN BRADLEY | ALLEN BRADLEY | A-B1734OB8 | ALLEN BRADLEY | CNW ELECTRICAL | 1734OB8 |  |  | https://www.rockwellautomation.com/en-us/products/details.1734-OB8.html | https://www.mc-mc.com/Product/allen-bradley-1734-ob8?option=ALBR1734OB8 | [9 empty] | ENRICHED | 39121552 Electrical control modules | MODULE | ELECTRONIC | TYPE | DIGITAL OUTPUT | INPUT RATING | 24 VDC | OUTPUT RATING |  | CONNECTION TYPE |  | SIZE |  | MOUNTING TYPE | DIN RAIL | HAZARD CLASS |  | CERTIFICATION/STANDARD |  | ADDITIONAL FEATURES | ENCLOSURE:OPEN STYLE,NUMBER OF OUTPUTS:8 POINT | [55 empty] | Production Completed
STP_009 - Lot2 | Data Enrichment | VNE | OK,NM CHANGED | 2023-06-24 | 2023-06-27 | Processed based on Websource, Conflict w.r.t Input | 1266493 | 1266493 | MODULE,COMM;AB,A-B1734OE2V,POINT I/O,2AO | MODULE,COMMUNICATION;MNFR:ALLEN BRADLEY,PTNO:A-B1734OE2V,ADDITIONAL FEATURES EN:POINT I/O,2AO | 01)CNW (MOUNT ISA) ELECT WHO,01)A-B1734OE2V,MODULE,COMMUNICATION,01)POINT I/O,2AO | A-B1734OE2V | 3000226 | ALLEN BRADLEY | ALLEN BRADLEY | A-B1734OE2V | ALLEN BRADLEY | CNW ELECTRICAL | 1734OE2V |  |  | https://www.rockwellautomation.com/en-us/products/details.1734-OE2V.html | https://www.mc-mc.com/Product/allen-bradley-1734-oe2v?option=ALBR1734OE2V | [9 empty] | ENRICHED | 39121552 Electrical control modules | MODULE | ELECTRONIC | TYPE | ANALOG OUTPUT | INPUT RATING | 24 VDC | OUTPUT RATING |  | CONNECTION TYPE |  | SIZE |  | MOUNTING TYPE | DIN RAIL | HAZARD CLASS |  | CERTIFICATION/STANDARD |  | ADDITIONAL FEATURES | TRADE NAME:POINT I/O,ENCLOSURE:OPEN STYLE,NUMBER OF OUTPUTS:2 POINT,SIGNAL RANGE:0 TO 10 V,+/-10 V | [55 empty] | Production Completed
STP_009 - Lot2 | Data Enrichment | VNE | OK,NM CHANGED | 2023-06-24 | 2023-06-27 | Processed based on Websource, Conflict w.r.t Input | 1267331 | 1267331 | MODULE,COMM;AB,A-B1756A10,CONTROLLOGIX | MODULE,COMMUNICATION;MNFR:ALLEN BRADLEY,PTNO:A-B1756A10,ADDITIONAL FEATURES EN:CONTROLLOGIX | 01)CNW (MOUNT ISA) ELECT WHO,01)A-B1756A10,MODULE,COMMUNICATION,01)CONTROLLOGIX | A-B1756A10 | 3000226 | ALLEN BRADLEY | ALLEN BRADLEY | A-B1756A10 | ALLEN BRADLEY | CNW ELECTRICAL | 1756A10 |  |  | https://www.rockwellautomation.com/en-us/products/details.1756-A10.html | https://www.mc-mc.com/Product/allen-bradley-1756-a10?option=ALBR1756A10 | [9 empty] | ENRICHED | 43201600 Chassis components | CHASSIS | NO MODIFIER | TYPE | SLOT | SIZE | 30 LGX20 WDX8 HT IN | MATERIAL |  | NUMBER OF HOLES/SLOTS |  | MOUNTING TYPE | HORIZONTAL SUB-PANEL | HAZARD CLASS |  | CERTIFICATION/STANDARD | CCC,IECEX,ATEX | ADDITIONAL FEATURES | BRAND:CONTROLLOGIX,ENCLOSURE:OPEN STYLE,NUMBER OF SLOT:10 | [57 empty] | Production Completed
STP_009 - Lot2 | Data Enrichment | VNE | OK | 2023-06-24 | 2023-06-27 |  | 1266471 | 1266471 | MODULE,COMM;AB,A-B1756EN2TR,CONTROLLOGIX | MODULE,COMMUNICATION;MNFR:ALLEN BRADLEY,PTNO:A-B1756EN2TR,ADDITIONAL FEATURES EN:CONTROLLOGIX | 01)CNW (MOUNT ISA) ELECT WHO,01) A-B1756EN2TR,MODULE,COMMUNICATION,01)CONTROLLOGIX | A-B1756EN2TR | 3000226 | ALLEN BRADLEY | ALLEN BRADLEY | A-B1756EN2TR | ALLEN BRADLEY | CNW ELECTRICAL | 1756EN2TR |  |  | https://www.rockwellautomation.com/en-us/products/details.1756-EN2TR.html | https://www.mc-mc.com/Product/allen-bradley-1756-en2tr?option=ALBR1756EN2TR | [9 empty] | ENRICHED | 32150000 Automation control devices and components and accessories | MODULE | COMMUNICATION | TYPE |  | INPUT RATING |  | NUMBER OF PORTS | 1 USB | INTERFACE TYPE | 2 COPPER RJ45 | DATA TRANSFER RATE | 10/100 MBPS | TRANSMISSION PROTOCOL | ETHERNET/IP | MOUNTING TYPE | CHASSIS | TEMPERATURE RATING | 0 TO 60 DEG C | CONNECTION TYPE | 128 TCP,260 CIP | SIZE |  | HAZARD CLASS |  | CERTIFICATION/STANDARD | CCC,ODVA,ATEX | ADDITIONAL FEATURES | BRAND:CONTROLLOGIX | [47 empty] | Production Completed
STP_009 - Lot2 | Data Enrichment | VNE | OK | 2023-06-24 | 2023-06-27 |  | 1273639 | 1273639 | MODULE,COMM;NHP,MVI69EMBTCP,PROSOFT COMP | MODULE,COMMUNICATION;MNFR:NHP,PTNO:MVI69EMBTCP,ADDITIONAL FEATURES EN:PROSOFT COMPACTLOGIX INRAX MODBUS,TCP/IP CLI/SERVER ENHANCED |  | MVI69EMBTCP | 3000664 | NHP | NHP | MVI69EMBTCP | NHP |  |  |  |  | https://prdsccdnstorage.blob.core.windows.net/techdatasheets/MVI69EMBTCP-118607-datasheet.pdf?sv=2019-02-02&ss=b&srt=sco&sp=rwdlac&se=2050-02-24T14:36:22Z&st=2020-02-24T06:36:22Z&spr=https&sig=ZYSSzNvPIpdF2duj%2B0Q%2Fxscgj9MvyEATcIdm%2Bn6Urmc%3D | [10 empty] | ENRICHED | 32150000 Automation control devices and components and accessories | MODULE | COMMUNICATION | TYPE | CLIENT SERVER ENHANCED | INPUT RATING | 5 VDC | NUMBER OF PORTS | 1 | INTERFACE TYPE |  | DATA TRANSFER RATE |  | TRANSMISSION PROTOCOL | MODBUS TCP/IP | MOUNTING TYPE |  | TEMPERATURE RATING | 0 TO 60 DEG C | CONNECTION TYPE |  | SIZE |  | HAZARD CLASS |  | CERTIFICATION/STANDARD |  | ADDITIONAL FEATURES | BRAND:PROSOFT COMPACTLOGIX INRAX | [47 empty] | Production Completed
STP_009 - Lot2 | Data Enrichment | VNE | OK,NM CHANGED | 2023-06-24 | 2023-06-27 | Processed based on Websource, Conflict w.r.t Input | 1273422 | 1273422 | MODULE,ELECTR;NHP,CEP71EFCB,OVLD,1 - 5 A | MODULE,ELECTRONIC;MNFR:NHP,PTNO:CEP71EFCB,ADDITIONAL FEATURES EN:OVERLOAD,1 - 5 A,690 VAC,ADJUSTMENT:5:1,FOR CEP7-1 ADVANCED 1.0 |  | CEP71EFCB | 3000664 | NHP | NHP | CEP71EFCB | NHP |  |  |  |  | https://prdsccdnstorage.blob.core.windows.net/techdatasheets/CEP71EFCB-228306-datasheet.pdf?sv=2019-02-02&ss=b&srt=sco&sp=rwdlac&se=2050-02-24T14:36:22Z&st=2020-02-24T06:36:22Z&spr=https&sig=ZYSSzNvPIpdF2duj%2B0Q%2Fxscgj9MvyEATcIdm%2Bn6Urmc%3D | [10 empty] | ENRICHED | 39122330 Overload relay | RELAY | OVERLOAD | TYPE |  | CURRENT RATING | 1 TO 5 A | VOLTAGE RATING | 690 VAC | CONTACT RATING |  | CONTACT CONFIGURATION |  | TRIP CLASS | ADJUSTABLE (10,15,20,30) | FREQUENCY RATING |  | MOUNTING TYPE |  | TERMINAL TYPE |  | CONTACT MATERIAL |  | SIZE |  | RESET TYPE | AUTOMATIC,MANUAL | HAZARD CLASS |  | CERTIFICATION/STANDARD |  | ADDITIONAL FEATURES | ADJUSTMENT:5:1,FOR CEP7-1 ADVANCED | [43 empty] | Production Completed
STP_009 - Lot2 | Data Enrichment | VNE | OK,NM CHANGED | 2023-06-24 | 2023-06-27 | Processed based on Websource, Conflict w.r.t Input | 1273423 | 1273423 | MODULE,ELECTR;NHP,CEP71EFEB,OVLD,5.4-27A | MODULE,ELECTRONIC;MNFR:NHP,PTNO:CEP71EFEB,ADDITIONAL FEATURES EN:OVERLOAD,5.4-27A,690 VAC,ADJUSTMENT:5:1,CEP7-1 ADVANCED,FOR CA7- 9/23 |  | CEP71EFEB | 3000664 | NHP | NHP | CEP71EFEB | NHP |  |  |  |  | https://prdsccdnstorage.blob.core.windows.net/techdatasheets/CEP71EFEB-228312-datasheet.pdf?sv=2019-02-02&ss=b&srt=sco&sp=rwdlac&se=2050-02-24T14:36:22Z&st=2020-02-24T06:36:22Z&spr=https&sig=ZYSSzNvPIpdF2duj%2B0Q%2Fxscgj9MvyEATcIdm%2Bn6Urmc%3D | [10 empty] | ENRICHED | 39122330 Overload relay | RELAY | OVERLOAD | TYPE |  | CURRENT RATING | 5.4 TO 27 A | VOLTAGE RATING | 690 VAC | CONTACT RATING |  | CONTACT CONFIGURATION |  | TRIP CLASS | ADJUSTABLE (10,15,20,30) | FREQUENCY RATING |  | MOUNTING TYPE |  | TERMINAL TYPE |  | CONTACT MATERIAL |  | SIZE |  | RESET TYPE | AUTOMATIC,MANUAL | HAZARD CLASS |  | CERTIFICATION/STANDARD |  | ADDITIONAL FEATURES | ADJUSTMENT:5:1,FOR CA7- 9/23,CEP7-1 ADVANCED | [43 empty] | Production Completed
STP_009 - Lot2 | Data Enrichment | VNE | OK | 2023-06-24 | 2023-06-27 |  | 1272654 | 1272654 | SWITCH,FT;NHP,GFS1SD1OVD,SAFTY,1 PEDAL,M | SWITCH,FOOT;MNFR:NHP,PTNO:GFS1SD1OVD,ADDITIONAL FEATURES EN:SAFETY,1 PEDAL,METAL,1NO/NC,W/GUARD&RESET PB,DEADMAN,BAND SAW | 01)CNW (MOUNT ISA) ELECT WHO,01)NHPGFS1SD1OVD,SWITCH,FOOT,01)SAFETY,1 PEDAL,METAL,1NO/NC | GFS1SD1OVD | 3000664 | NHP | NHP | GFS1SD1OVD | NHP | CNW ELECTRICAL |  |  |  | https://prdsccdnstorage.blob.core.windows.net/techdatasheets/GFS1SD1OVD-63067-datasheet.pdf?sv=2019-02-02&ss=b&srt=sco&sp=rwdlac&se=2050-02-24T14:36:22Z&st=2020-02-24T06:36:22Z&spr=https&sig=ZYSSzNvPIpdF2duj%2B0Q%2Fxscgj9MvyEATcIdm%2Bn6Urmc%3D | [10 empty] | ENRICHED | 39122222 Foot switch | SWITCH | FOOT | TYPE | SAFETY | VOLTAGE RATING | 400 VAC | CURRENT RATING | 16 A | NUMBER OF PEDALS | 1 | CONTACT CONFIGURATION | 1NO 1NC | ENCLOSURE | IP65 | MOUNTING TYPE |  | TEMPERATURE RATING |  | POWER RATING |  | FREQUENCY RATING |  | ACTION |  | MATERIAL | DIE-CAST ALUMINUM | TERMINAL TYPE | SCREW | OPERATING FORCE |  | SIZE |  | HAZARD CLASS |  | CERTIFICATION/STANDARD | EN 60947-5-1,EN 954 / ISO 13849:1999 | ADDITIONAL FEATURES | C/W GUARD AND RESET PB,DEADMAN,BAND SAW | [37 empty] | Production Completed
STP_009 - Lot2 | Data Enrichment | VNE | OK | 2023-06-24 | 2023-06-27 |  | 1273210 | 1273210 | SWITCH,NETWRK;AB,1783US8T,STRATIX 2000 | SWITCH,NETWORK;MNFR:ALLEN BRADLEY,PTNO:1783US8T,ADDITIONAL FEATURES EN:STRATIX 2000, UNMANAGED, 8COPPERFE | 01)CNW (TOWNSVILLE) ELECT SU,01)A-B1783US8T,SWITCH,NETWORK,01)STRATIX 2000, UNMANAGED, 8C | 1783US8T | 3000226 | ALLEN BRADLEY | ALLEN BRADLEY | 1783US8T | ALLEN BRADLEY | CNW ELECTRICAL | A-B1783US8T |  |  | https://www.rockwellautomation.com/en-pr/products/details.1783-US8T.html | https://www.mc-mc.com/Product/allen-bradley-1783-us8t?option=ALBR1783US8T | [9 empty] | ENRICHED | 43222612 Network switches | SWITCH | NETWORK | TYPE | UNMANAGED | VOLTAGE RATING |  | CURRENT RATING |  | NUMBER OF PORTS | 8 | DATA TRANSFER RATE |  | TEMPERATURE RATING | 0 TO 60 DEG C | MOUNTING TYPE | DIN RAIL | ENCLOSURE | IP20 | CONNECTION TYPE |  | POWER RATING |  | FREQUENCY RATING |  | MATERIAL |  | SIZE |  | HAZARD CLASS |  | CERTIFICATION/STANDARD | UL CMG,CMX,CUL CMG,TIA 568-B | ADDITIONAL FEATURES | BRAND:STRATIX,SERIES:2000,COPPER PORTS | [41 empty] | Production Completed
STP_009 - Lot2 | Data Enrichment | VNE | OK | 2023-06-24 | 2023-06-27 |  | 1273498 | 1273498 | SWITCH,PRES;NHP,IPS-B-026-FN4-VD,IP65 | SWITCH,PRESSURE;MNFR:NHP,PTNO:IPS-B-026-FN4-VD,ADDITIONAL FEATURES EN:IP65 |  | IPS-B-026-FN4-VD | 3000664 | NHP | NHP | IPS-B026-FN4-VD | NHP |  |  |  |  | https://prdsccdnstorage.blob.core.windows.net/techdatasheets/IPSB026FN4VD-23194-datasheet.pdf?sv=2019-02-02&ss=b&srt=sco&sp=rwdlac&se=2050-02-24T14:36:22Z&st=2020-02-24T06:36:22Z&spr=https&sig=ZYSSzNvPIpdF2duj%2B0Q%2Fxscgj9MvyEATcIdm%2Bn6Urmc%3D | [10 empty] | ENRICHED | 39122210 Pressure switch | SWITCH | PRESSURE | TYPE | INDUSTRIAL | MEASURING RANGE | 10 TO 500 KPA | PROCESS CONNECTION | 1/4 IN FNPT | CONTACT CONFIGURATION | 1CO | ENCLOSURE | IP65 | TEMPERATURE RATING |  | MOUNTING TYPE | BRACKET | VOLTAGE RATING |  | CURRENT RATING |  | ACTION |  | MATERIAL |  | SIZE |  | HAZARD CLASS |  | CERTIFICATION/STANDARD |  | ADDITIONAL FEATURES | [44 empty] | Production Completed
STP_009 - Lot2 | Data Enrichment | VNE | OK | 2023-06-24 | 2023-06-27 |  | 1270297 | 1270297 | SWITCH,PUSHPULL;AB,800HCFRXT6A5S,2-POS,3 | SWITCH,PUSH PULL;MNFR:ALLEN BRADLEY,PTNO:800HCFRXT6A5S,ADDITIONAL FEATURES EN:2-POS,30.5MM,RED,2NCLB | 01)REXEL AUSTRALIA,01)ALB800HCFRXT6A5S,SWITCH,PUSH PULL,01)2-POS,30.5MM,RED,2NCLB | 800HCFRXT6A5S | 3000226 | ALLEN BRADLEY | ALLEN BRADLEY | 800HCFRXT6A5S | ALLEN BRADLEY | REXEL AUSTRALIA | 800HCFRXT6A5S |  |  | https://www.rockwellautomation.com/en-us/products/details.800H-FRXT6A5.html | [10 empty] | ENRICHED | 39122200 Electrical switches and accessories | SWITCH | PUSH PULL | TYPE | TWIST RELEASE,MUSHROOM HEAD | VOLTAGE RATING | 600 VAC/DC | CURRENT RATING | 10 A | NUMBER OF POSITIONS | 2 | CONTACT CONFIGURATION | 2 NCLB STANDARD | TEMPERATURE RATING | -25 DEG C | MOUNTING TYPE |  | INSULATION RESISTANCE |  | POWER RATING |  | ACTION |  | MATERIAL | PLASTIC | COLOUR | RED | SIZE | 40 MM DIA | HAZARD CLASS |  | CERTIFICATION/STANDARD | ABS,CCC,CE,CSA,EAC,GOST,UL | ADDITIONAL FEATURES | SHAPE:ROUND,HOLE DIAMETER:30.5 MM,CONNECTION TYPE:SCREW,ENCLOSURE:1,4,4X,12,13 | [41 empty] | Production Completed
STP_009 - Lot2 | Data Enrichment | VNE | OK | 2023-06-24 | 2023-06-27 |  | 1270903 | 1270903 | SWITCH,PUSHPULL;AB,800HCFRXT6D4,PLSTC | SWITCH,PUSH PULL;MNFR:ALLEN BRADLEY,PTNO:800HCFRXT6D4,ADDITIONAL FEATURES EN:PLASTIC | 01)PLASTIC,01)ALLEN BRADLEY,01)800HCFRXT6D4,01)REXEL AUSTRALIA,01)800HCFRXT6D4 | 800HCFRXT6D4 | 3000226 | ALLEN BRADLEY | ALLEN BRADLEY | 800HCFRXT6D4 | ALLEN BRADLEY | REXEL AUSTRALIA | 800HCFRXT6D4 |  |  | https://www.rockwellautomation.com/en-us/products/details.800HC-FRXT6D4.html | [10 empty] | ENRICHED | 39122200 Electrical switches and accessories | SWITCH | PUSH PULL | TYPE | TWIST RELEASE,MUSHROOM HEAD | VOLTAGE RATING | 600 VAC/DC | CURRENT RATING | 10 A | NUMBER OF POSITIONS | 2 | CONTACT CONFIGURATION | 1 NCLB STANDARD | TEMPERATURE RATING | -25 DEG C | MOUNTING TYPE |  | INSULATION RESISTANCE |  | POWER RATING |  | ACTION |  | MATERIAL | PLASTIC | COLOUR | RED | SIZE | 40 MM DIA | HAZARD CLASS |  | CERTIFICATION/STANDARD | ABS,CCC,CE,CSA,EAC,GOST,UL | ADDITIONAL FEATURES | SHAPE:ROUND,HOLE DIAMETER:30.5 MM,CONNECTION TYPE:SCREW,ENCLOSURE:1,4,4X,12,13 | [41 empty] | Production Completed
STP_009 - Lot2 | Data Enrichment | VNE | OK | 2023-06-24 | 2023-06-27 |  | 1270902 | 1270902 | SWITCH,PUSHPULL;AB,800TCFXT6D4,MTL | SWITCH,PUSH PULL;MNFR:ALLEN BRADLEY,PTNO:800TCFXT6D4,ADDITIONAL FEATURES EN:METAL | 01)METAL,01)ALLEN BRADLEY,01)800TCFXT6D4,01)REXEL AUSTRALIA,01)800TCFXT6D4 | 800TCFXT6D4 | 3000226 | ALLEN BRADLEY | ALLEN BRADLEY | 800TCFXT6D4 | ALLEN BRADLEY | REXEL AUSTRALIA | 800TCFXT6D4 |  |  | https://www.rockwellautomation.com/en-us/products/details.800TC-FXT6D4.html | [10 empty] | ENRICHED | 39122200 Electrical switches and accessories | SWITCH | PUSH PULL | TYPE | TWIST RELEASE,MUSHROOM HEAD | VOLTAGE RATING | 600 VAC/DC | CURRENT RATING | 10 A | NUMBER OF POSITIONS | 2 | CONTACT CONFIGURATION | 1 NCLB STANDARD | TEMPERATURE RATING | -25 DEG C | MOUNTING TYPE |  | INSULATION RESISTANCE |  | POWER RATING |  | ACTION |  | MATERIAL | METAL | COLOUR | RED | SIZE | 40 MM DIA | HAZARD CLASS |  | CERTIFICATION/STANDARD | ABS,CCC,CE,CSA,EAC,GOST,UL | ADDITIONAL FEATURES | SHAPE:ROUND,HOLE DIAMETER:30.5 MM,CONNECTION TYPE:SCREW,ENCLOSURE:1,4,12,13 | [41 empty] | Production Completed
STP_009 - Lot2 | Data Enrichment | VNE | OK | 2023-06-24 | 2023-06-27 |  | 1270295 | 1270295 | SWITCH,PUSHPULL;AB,800TFX6A5,2-POS,30.5M | SWITCH,PUSH PULL;MNFR:ALLEN BRADLEY,PTNO:800TFX6A5,ADDITIONAL FEATURES EN:2-POS,30.5MM,RED,2NCLB | 01)REXEL AUSTRALIA,01)ALB800TFX6A5,SWITCH,PUSH PULL,01)2-POS,30.5MM,RED,2NCLB,01)BUSHING,SWITCH | 800TFX6A5 | 3000226 | ALLEN BRADLEY | ALLEN BRADLEY | 800TFX6A5 | ALLEN BRADLEY | REXEL AUSTRALIA | 800TFX6A5 |  |  | https://www.rockwellautomation.com/en-us/products/details.800T-FX6A5.html | [10 empty] | ENRICHED | 39122200 Electrical switches and accessories | SWITCH | PUSH PULL | TYPE | TWIST RELEASE,MUSHROOM HEAD | VOLTAGE RATING | 600 VAC/DC | CURRENT RATING | 10 A | NUMBER OF POSITIONS | 2 | CONTACT CONFIGURATION | 1 NCLB STANDARD | TEMPERATURE RATING | -25 DEG C | MOUNTING TYPE |  | INSULATION RESISTANCE |  | POWER RATING |  | ACTION |  | MATERIAL | METAL | COLOUR | RED | SIZE | 40 MM DIA | HAZARD CLASS |  | CERTIFICATION/STANDARD | ABS,CCC,CE,CSA,EAC,GOST,UL | ADDITIONAL FEATURES | SHAPE:ROUND,HOLE DIAMETER:30.5 MM,CONNECTION TYPE:SCREW,ENCLOSURE:1,4,12,13 | [41 empty] | Production Completed
STP_009 - Lot2 | Data Enrichment | VNE | OK | 2023-06-24 | 2023-06-27 |  | 1270901 | 1270901 | SWITCH,PUSHPULL;AB,800T-FX6D4,RED | SWITCH,PUSH PULL;MNFR:ALLEN BRADLEY,PTNO:800T-FX6D4,ADDITIONAL FEATURES EN:RED | 01)RED,01)ALLEN BRADLEY,01)800T-FX6D4,01)REXEL AUSTRALIA,01)800T-FX6D4 | 800T-FX6D4 | 3000226 | ALLEN BRADLEY | ALLEN BRADLEY | 800T-FX6D4 | ALLEN BRADLEY | REXEL AUSTRALIA | 800T-FX6D4 |  |  | https://www.rockwellautomation.com/en-us/products/details.800T-FX6D4.html | [10 empty] | ENRICHED | 39122200 Electrical switches and accessories | SWITCH | PUSH PULL | TYPE | TWIST RELEASE,MUSHROOM HEAD | VOLTAGE RATING | 600 VAC/DC | CURRENT RATING | 10 A | NUMBER OF POSITIONS | 2 | CONTACT CONFIGURATION | 1 NCLB STANDARD | TEMPERATURE RATING | -25 DEG C | MOUNTING TYPE |  | INSULATION RESISTANCE |  | POWER RATING |  | ACTION |  | MATERIAL | METAL | COLOUR | RED | SIZE | 40 MM DIA | HAZARD CLASS |  | CERTIFICATION/STANDARD | ABS,CCC,CE,CSA,EAC,GOST,UL | ADDITIONAL FEATURES | SHAPE:ROUND,HOLE DIAMETER:30.5 MM,CONNECTION TYPE:SCREW,ENCLOSURE:1,4,12,13 | [41 empty] | Production Completed
STP_009 - Lot2 | Data Enrichment | VNE | OK,NM CHANGED | 2023-06-24 | 2023-06-27 | Processed based on Websource, Conflict w.r.t Input | 1270758 | 1270758 | SWITCH,RTRY;NHP,D7PSB32,PLAS,3POS,S/R,LF | SWITCH,ROTARY;MNFR:NHP,PTNO:D7PSB32,ADDITIONAL FEATURES EN:PLAS,3POS,S/R,LFT+RHT | 01)CNW (TOWNSVILLE) ELECT SU,01)NHPD7PSB32,SWITCH,ROTARY,01)PLAS,3POS,S/R,LFT+RHT | D7PSB32 | 3000664 | NHP | NHP | D7P-SB32 | NHP | CNW ELECTRICAL |  |  |  | https://prdsccdnstorage.blob.core.windows.net/techdatasheets/D7PSB32-6141-datasheet.pdf?sv=2019-02-02&ss=b&srt=sco&sp=rwdlac&se=2050-02-24T14:36:22Z&st=2020-02-24T06:36:22Z&spr=https&sig=ZYSSzNvPIpdF2duj%2B0Q%2Fxscgj9MvyEATcIdm%2Bn6Urmc%3D | [10 empty] | ENRICHED | 39122221 Switch part or accessory | OPERATOR | SWITCH | TYPE | KNOB,ROTARY | COLOUR | BLACK,WHITE | SIZE | 22.5 MM DIA | MATERIAL | THERMOPLASTIC | NUMBER OF POSITIONS | 3 | DEGREE OF PROTECTION | IP65,IP66 | HAZARD CLASS |  | CERTIFICATION/STANDARD | NEMA ICS-5,UL 508,EN 60947-1,EN 60947-5-1,EN 60947-5-5,EN 418,UL,UR,CSA,CCC,CE | ADDITIONAL FEATURES | OPERATOR ACTION:SPRING RETURN LEFT,RIGHT | [55 empty] | Production Completed
STP_009 - Lot2 | Data Enrichment | VNE | OK,NM CHANGED | 2023-06-24 | 2023-06-27 | Processed based on Websource, Conflict w.r.t Input | 1270786 | 1270786 | SWITCH,RTRY;NHP,D7PSL22,PLAS,2POS,LS/R,6 | SWITCH,ROTARY;MNFR:NHP,PTNO:D7PSL22,ADDITIONAL FEATURES EN:PLAS,2POS,LS/R,60D,BLK | 01)CNW (TOWNSVILLE) ELECT SU,01)NHPD7PSL22,SWITCH,ROTARY,01)PLAS,2POS,LS/R,60D,BLK | D7PSL22 | 3000664 | NHP | NHP | D7P-SL22 | NHP | CNW ELECTRICAL |  |  |  | https://prdsccdnstorage.blob.core.windows.net/techdatasheets/D7PSL22-6142-datasheet.pdf?sv=2019-02-02&ss=b&srt=sco&sp=rwdlac&se=2050-02-24T14:36:22Z&st=2020-02-24T06:36:22Z&spr=https&sig=ZYSSzNvPIpdF2duj%2B0Q%2Fxscgj9MvyEATcIdm%2Bn6Urmc%3D | [10 empty] | ENRICHED | 39122221 Switch part or accessory | OPERATOR | SWITCH | TYPE | KNOB,ROTARY | COLOUR | BLACK,WHITE | SIZE | 22.5 MM DIA | MATERIAL | THERMOPLASTIC | NUMBER OF POSITIONS | 2 | DEGREE OF PROTECTION | IP65,IP66 | HAZARD CLASS |  | CERTIFICATION/STANDARD | NEMA ICS-5,UL 508,EN 60947-1,EN 60947-5-1,EN 60947-5-5,EN 418,UL,UR,CSA,CCC,CE | ADDITIONAL FEATURES | OPERATOR ACTION:SPRING RETURN LEFT,OPERATOR ANGLE:30 DEG,-30 DEG | [55 empty] | Production Completed
STP_009 - Lot2 | Data Enrichment | VNE | OK,NM CHANGED | 2023-06-24 | 2023-06-27 | Processed based on Websource, Conflict w.r.t Input | 1270787 | 1270787 | SWITCH,RTRY;NHP,D7PSM22,PLAS,2POS,MAINT | SWITCH,ROTARY;MNFR:NHP,PTNO:D7PSM22,ADDITIONAL FEATURES EN:PLAS,2POS,MAINT,60DEG | 01)CNW (TOWNSVILLE) ELECT SU,01)NHPD7PSM22,SWITCH,ROTARY,01)PLAS,2POS,MAINT,60DEG | D7PSM22 | 3000664 | NHP | NHP | D7P-SM22 | NHP | CNW ELECTRICAL |  |  |  | https://prdsccdnstorage.blob.core.windows.net/techdatasheets/D7PSM22-6144-datasheet.pdf?sv=2019-02-02&ss=b&srt=sco&sp=rwdlac&se=2050-02-24T14:36:22Z&st=2020-02-24T06:36:22Z&spr=https&sig=ZYSSzNvPIpdF2duj%2B0Q%2Fxscgj9MvyEATcIdm%2Bn6Urmc%3D | [10 empty] | ENRICHED | 39122221 Switch part or accessory | OPERATOR | SWITCH | TYPE | KNOB,ROTARY | COLOUR | BLACK,WHITE | SIZE | 22.5 MM DIA | MATERIAL | THERMOPLASTIC | NUMBER OF POSITIONS | 2 | DEGREE OF PROTECTION | IP65,IP66 | HAZARD CLASS |  | CERTIFICATION/STANDARD | NEMA ICS-5,UL 508,EN 60947-1,EN 60947-5-1,EN 60947-5-5,EN 418,UL,UR,CSA,CCC,CE | ADDITIONAL FEATURES | OPERATOR ACTION:LATCHED/MAINTAINED,OPERATOR ANGLE:30 DEG,-30 DEG | [55 empty] | Production Completed
STP_009 - Lot2 | Data Enrichment | VNE | OK | 2023-06-24 | 2023-06-27 |  | 1270788 | 1270788 | SWITCH,RTRY;NHP,D7PSM22PX10,PLAS,2POS,MA | SWITCH,ROTARY;MNFR:NHP,PTNO:D7PSM22PX10,ADDITIONAL FEATURES EN:PLAS,2POS,MAINT,60DEG,1N/O | 01)CNW (TOWNSVILLE) ELECT SU,01)NHPD7PSM22PX10,SWITCH,ROTARY,01)PLAS,2POS,MAINT,60DEG,1N/O | D7PSM22PX10 | 3000664 | NHP | NHP | D7P-SM22PX10 | NHP | CNW ELECTRICAL |  |  |  | https://prdsccdnstorage.blob.core.windows.net/techdatasheets/D7PSM22PX10-6145-datasheet.pdf?sv=2019-02-02&ss=b&srt=sco&sp=rwdlac&se=2050-02-24T14:36:22Z&st=2020-02-24T06:36:22Z&spr=https&sig=ZYSSzNvPIpdF2duj%2B0Q%2Fxscgj9MvyEATcIdm%2Bn6Urmc%3D | [10 empty] | ENRICHED | 39122217 Rotary switch | SWITCH | ROTARY | TYPE | KNOB | VOLTAGE RATING | 240 VAC | CURRENT RATING | 10 A | NUMBER OF POLES |  | NUMBER OF POSITIONS | 2 | ENCLOSURE | IP65,IP66 | ANGLE | 30 DEG,-30 DEG | MOUNTING TYPE |  | TEMPERATURE RATING | -25 TO 70 DEG C | POWER RATING |  | ACTION |  | CONNECTION TYPE |  | MATERIAL | THERMOPLASTIC | SIZE | 22.5 MM DIA | HAZARD CLASS |  | CERTIFICATION/STANDARD | NEMA ICS-5,UL 508,EN 60947-1,EN 60947-5-1,EN 60947-5-5,EN 418,UL,UR,CSA,CCC,CE | ADDITIONAL FEATURES | OPERATOR ACTION:LATCHED/MAINTAINED,CONTACT CONFIGURATION:1NO | [39 empty] | Production Completed
STP_009 - Lot2 | Data Enrichment | VNE | OK,NM CHANGED | 2023-06-24 | 2023-06-27 | Processed based on Websource, Conflict w.r.t Input | 1270789 | 1270789 | SWITCH,RTRY;NHP,D7PSM32,PLAS,3POS,MAINT | SWITCH,ROTARY;MNFR:NHP,PTNO:D7PSM32,ADDITIONAL FEATURES EN:PLAS,3POS,MAINT,60DEG | 01)CNW (TOWNSVILLE) ELECT SU,01)NHPD7PSM32,SWITCH,ROTARY,01)PLAS,3POS,MAINT,60DEG | D7PSM32 | 3000664 | NHP | NHP | D7PSM32 | NHP | CNW ELECTRICAL |  |  |  | https://prdsccdnstorage.blob.core.windows.net/techdatasheets/D7PSM32-6146-datasheet.pdf?sv=2019-02-02&ss=b&srt=sco&sp=rwdlac&se=2050-02-24T14:36:22Z&st=2020-02-24T06:36:22Z&spr=https&sig=ZYSSzNvPIpdF2duj%2B0Q%2Fxscgj9MvyEATcIdm%2Bn6Urmc%3D | [10 empty] | ENRICHED | 39122221 Switch part or accessory | OPERATOR | SWITCH | TYPE | KNOB,ROTARY | COLOUR | BLACK,WHITE | SIZE | 22.5 MM DIA | MATERIAL | THERMOPLASTIC | NUMBER OF POSITIONS | 3 | DEGREE OF PROTECTION | IP65,IP66 | HAZARD CLASS |  | CERTIFICATION/STANDARD | NEMA ICS-5,UL 508,EN 60947-1,EN 60947-5-1,EN 60947-5-5,EN 418,UL,UR,CSA,CCC,CE | ADDITIONAL FEATURES | OPERATOR ACTION:LATCHED/MAINTAINED,OPERATOR ANGLE:30 DEG,-30 DEG | [55 empty] | Production Completed
STP_009 - Lot2 | Data Enrichment | VNE | OK | 2023-06-24 | 2023-06-27 |  | 1270790 | 1270790 | SWITCH,RTRY;NHP,D7PSM32PX20,PLAS,3POS,MA | SWITCH,ROTARY;MNFR:NHP,PTNO:D7PSM32PX20,ADDITIONAL FEATURES EN:PLAS,3POS,MAINT,60DEG,2N/O | 01)CNW (TOWNSVILLE) ELECT SU,01)NHPD7PSM32PX20,SWITCH,ROTARY,01)PLAS,3POS,MAINT,60DEG,2N/O | D7PSM32PX20 | 3000664 | NHP | NHP | D7PSM32PX20 | NHP | CNW ELECTRICAL |  |  |  | https://prdsccdnstorage.blob.core.windows.net/techdatasheets/D7PSM32PX20-6147-datasheet.pdf?sv=2019-02-02&ss=b&srt=sco&sp=rwdlac&se=2050-02-24T14:36:22Z&st=2020-02-24T06:36:22Z&spr=https&sig=ZYSSzNvPIpdF2duj%2B0Q%2Fxscgj9MvyEATcIdm%2Bn6Urmc%3D | [10 empty] | ENRICHED | 39122217 Rotary switch | SWITCH | ROTARY | TYPE | KNOB | VOLTAGE RATING | 240 VAC | CURRENT RATING | 10 A | NUMBER OF POLES |  | NUMBER OF POSITIONS | 3 | ENCLOSURE | IP65,IP66 | ANGLE | 0 DEG,60 DEG,-60 DEG | MOUNTING TYPE |  | TEMPERATURE RATING | -25 TO 70 DEG C | POWER RATING |  | ACTION |  | CONNECTION TYPE |  | MATERIAL | THERMOPLASTIC | SIZE | 22.5 MM DIA | HAZARD CLASS |  | CERTIFICATION/STANDARD | NEMA ICS-5,UL 508,EN 60947-1,EN 60947-5-1,EN 60947-5-5,EN 418,UL,UR,CSA,CCC,CE | ADDITIONAL FEATURES | OPERATOR ACTION:LATCHED/MAINTAINED,CONTACT CONFIGURATION:2NO | [39 empty] | Production Completed
STP_009 - Lot2 | Data Enrichment | VNE | OK | 2023-06-24 | 2023-06-27 |  | 1273320 | 1273320 | SWITCH,SAFTY;AB,440NZ-2NRS1A,NON-CONTACT | SWITCH,SAFETY;MNFR:ALLEN BRADLEY,PTNO:440NZ-2NRS1A,ADDITIONAL FEATURES EN:NON-CONTACT,MAGNETICALLY CODED,3M |  | 440NZ-2NRS1A | 3000226 | ALLEN BRADLEY | ALLEN BRADLEY | 440NZ-2NRS1A | ALLEN BRADLEY |  |  |  |  | https://literature.rockwellautomation.com/idc/groups/literature/documents/pc/440n-pc003_-en-p.pdf | https://prdsccdnstorage.blob.core.windows.net/techdatasheets/440NZ2NRS1A-1672-datasheet.pdf?sv=2019-02-02&ss=b&srt=sco&sp=rwdlac&se=2050-02-24T14:36:22Z&st=2020-02-24T06:36:22Z&spr=https&sig=ZYSSzNvPIpdF2duj%2B0Q%2Fxscgj9MvyEATcIdm%2Bn6Urmc%3D | [9 empty] | ENRICHED | 39122205 Safety switch | SWITCH | SAFETY | TYPE | MAGNETICALLY CODED,NON-CONTACT | VOLTAGE RATING | 24 VDC | CURRENT RATING |  | LOAD BREAKING CAPACITY |  | SHORT CIRCUIT CURRENT |  | CONTACT CONFIGURATION | 2NC | FUSE DETAILS |  | CONNECTION TYPE | M12 QUICK DISCONNECT | ENCLOSURE | IP67 | MOUNTING TYPE |  | TEMPERATURE RATING | -10 TO 55 DEG C | POWER RATING |  | FREQUENCY RATING | 55 HZ | ACTION |  | MATERIAL | ABS | SIZE |  | HAZARD CLASS |  | CERTIFICATION/STANDARD | EN 954 / ISO 13849:1999 CATEGORY 1,IEC/EN 60204-1 STOP CATEGORY 1,IEC 60947-5-1,EN 60947-5-3,EN 1088,ANSI B11.19,AS/NZS 4024 CATEGORY 1,IEC 60068-2-6,IEC 60068-2-27,IEC 61000-4-3,IEC 61000-4-6 | ADDITIONAL FEATURES | CABLE LENGTH:3 M | [35 empty] | Production Completed
STP_009 - Lot2 | Data Enrichment | VNE | OK,NM CHANGED | 2023-06-24 | 2023-06-27 | Processed based on Websource, Conflict w.r.t Input | 1217622 | 1217622 | SWITCH,SAFTY;ABB,JSMC5,SAFEBALL,FLANGE M | SWITCH,SAFETY;MNFR:ABB,PTNO:JSMC5,ADDITIONAL FEATURES EN:SAFEBALL,FLANGE MNT | 01)SHERRIFF ELECTRICAL SUPPL,01)JSMC5,SWITCH,SAFETY,01)SAFEBALL,FLANGE MNT | JSMC5 | 3000014 | ABB | ABB | JSMC5 | ABB | SHERRIFF ELECTRICAL SUPPLY |  |  |  | https://library.e.abb.com/public/f963a68187694324ba505fa03333033a/Safeball_flyer_2TLC010047L0201.pdf | [10 empty] | CLEANSED | 31162500 Brackets and braces | BRACKET | MOUNTING | TYPE |  | SIZE |  | MATERIAL |  | CAPACITY |  | HOLE/SLOT SIZE |  | NUMBER OF HOLES/SLOTS |  | COLOUR |  | ANGLE |  | HAZARD CLASS |  | CERTIFICATION/STANDARD |  | ADDITIONAL FEATURES | TRADE NAME:SAFEBALL,MOUNTING TYPE:FLANGE | [51 empty] | Production Completed
STP_009 - Lot2 | Data Enrichment | VNE | OK | 2023-06-24 | 2023-06-27 |  | 1217621 | 1217621 | SWITCH,SAFTY;ABB,JSTD1A,SAFEBALL,2M CABL | SWITCH,SAFETY;MNFR:ABB,PTNO:JSTD1A,ADDITIONAL FEATURES EN:SAFEBALL,2M CABLE | 01)SHERRIFF ELECTRICAL SUPPL,01)JSTD1A,SWITCH,SAFETY,01)SAFEBALL,2M CABLE | JSTD1A | 3000014 | ABB | ABB | JSTD1-A | ABB | SHERRIFF ELECTRICAL SUPPLY |  |  |  | https://new.abb.com/products/2TLA020007R3000/jstd1-a | https://ie.rs-online.com/web/p/safety-two-hand-control-switches/7332323 | [9 empty] | ENRICHED | 39122205 Safety switch | SWITCH | SAFETY | TYPE | HAND CONTROL,MOMENTARY | VOLTAGE RATING |  | CURRENT RATING |  | LOAD BREAKING CAPACITY |  | SHORT CIRCUIT CURRENT |  | CONTACT CONFIGURATION | 1NO 1NC | FUSE DETAILS |  | CONNECTION TYPE |  | ENCLOSURE | IP67 | MOUNTING TYPE |  | TEMPERATURE RATING | -25 TO 50 DEG C | POWER RATING |  | FREQUENCY RATING |  | ACTION | SPDT | MATERIAL | POLYPROPYLENE | SIZE | 72 WDX72 DPX71 HT MM | HAZARD CLASS |  | CERTIFICATION/STANDARD |  | ADDITIONAL FEATURES | TRADE NAME:SAFEBALL,CABLE LENGTH:2 M | [35 empty] | Production Completed
STP_009 - Lot2 | Data Enrichment | VNE | OK,NM CHANGED | 2023-06-24 | 2023-06-27 | Processed based on Websource, Conflict w.r.t Input | 1270801 | 1270801 | SWITCH,SAFTY;NHP,440FA0072N,CNR CONNECT | SWITCH,SAFETY;MNFR:NHP,PTNO:440FA0072N,ADDITIONAL FEATURES EN:CNR CONNECT,VERT,0110N,90DEG,SAFEDGE | 01)NHP ELECTRICAL ENGINEERIN,01)440FA0072N,SWITCH,SAFETY,01)CNR CONNECT,VERT,0110N,90DE | 440FA0072N | 3000664 | NHP | NHP | 440FA0072N | NHP |  |  |  |  | https://prdsccdnstorage.blob.core.windows.net/techdatasheets/440FA0072N-44290-datasheet.pdf?sv=2019-02-02&ss=b&srt=sco&sp=rwdlac&se=2050-02-24T14:36:22Z&st=2020-02-24T06:36:22Z&spr=https&sig=ZYSSzNvPIpdF2duj%2B0Q%2Fxscgj9MvyEATcIdm%2Bn6Urmc%3D | [10 empty] | ENRICHED | 39121700 Electrical hardware and supplies | CONNECTOR | NO MODIFIER | TYPE | CORNER,VERTICAL,C-RAIL | SIZE |  | CONNECTION TYPE |  | MATERIAL |  | HAZARD CLASS |  | CERTIFICATION/STANDARD |  | ADDITIONAL FEATURES | TRADE NAME:SAFEDGE,ANGLE:90 DEG,PROFILE:0110N | [59 empty] | Production Completed
STP_009 - Lot2 | Data Enrichment | VNE | OK,NM CHANGED | 2023-06-24 | 2023-06-27 | Processed based on Websource, Conflict w.r.t Input | 1270802 | 1270802 | SWITCH,SAFTY;NHP,440FA1302N,CLOSING CAP | SWITCH,SAFETY;MNFR:NHP,PTNO:440FA1302N,ADDITIONAL FEATURES EN:CLOSING CAP,NRB,SAFEDGE | 01)NHP ELECTRICAL ENGINEERIN,01)440FA1302N,SWITCH,SAFETY,01)CLOSING CAP,NRB,SAFEDGE | 440FA1302N | 3000664 | NHP | NHP | 440FA1302N | NHP |  |  |  |  | https://prdsccdnstorage.blob.core.windows.net/techdatasheets/440FA1302N-44280-datasheet.pdf?sv=2019-02-02&ss=b&srt=sco&sp=rwdlac&se=2050-02-24T14:36:22Z&st=2020-02-24T06:36:22Z&spr=https&sig=ZYSSzNvPIpdF2duj%2B0Q%2Fxscgj9MvyEATcIdm%2Bn6Urmc%3D | [10 empty] | ENRICHED | 39121700 Electrical hardware and supplies | CAP | NO MODIFIER | TYPE | C-RAIL CLOSING | SIZE |  | CONNECTION TYPE |  | MATERIAL | NAVAL BRASS | COLOUR |  | HAZARD CLASS |  | CERTIFICATION/STANDARD |  | ADDITIONAL FEATURES | TRADE NAME:SAFEDGE | [57 empty] | Production Completed
STP_009 - Lot2 | Data Enrichment | VNE | OK,NM CHANGED | 2023-06-24 | 2023-06-27 | Processed based on Websource, Conflict w.r.t Input | 1270803 | 1270803 | SWITCH,SAFTY;NHP,440FA1305,CONNECTOR & C | SWITCH,SAFETY;MNFR:NHP,PTNO:440FA1305,ADDITIONAL FEATURES EN:CONNECTOR & CABLE,5M | 01)NHP ELECTRICAL ENGINEERIN,01)440FA1305,SWITCH,SAFETY,01)CONNECTOR & CABLE,5M | 440FA1305 | 3000664 | NHP | NHP | 440FA1305 | NHP |  |  |  |  | https://prdsccdnstorage.blob.core.windows.net/techdatasheets/440FA1305-44274-datasheet.pdf?sv=2019-02-02&ss=b&srt=sco&sp=rwdlac&se=2050-02-24T14:36:22Z&st=2020-02-24T06:36:22Z&spr=https&sig=ZYSSzNvPIpdF2duj%2B0Q%2Fxscgj9MvyEATcIdm%2Bn6Urmc%3D | [10 empty] | ENRICHED | 39121700 Electrical hardware and supplies | CONNECTOR | CABLE | TYPE | C-RAIL | TRADE SIZE |  | CABLE SIZE | 5 M LG | CONNECTION TYPE |  | CONNECTOR MATERIAL |  | CABLE TYPE |  | HAZARD CLASS |  | CERTIFICATION/STANDARD |  | ADDITIONAL FEATURES | [56 empty] | Production Completed
STP_009 - Lot2 | Data Enrichment | VNE | OK,NM CHANGED | 2023-06-24 | 2023-06-27 | Processed based on Websource, Conflict w.r.t Input | 1270800 | 1270800 | SWITCH,SAFTY;NHP,440FA1308,TERMINATING,R | SWITCH,SAFETY;MNFR:NHP,PTNO:440FA1308,ADDITIONAL FEATURES EN:TERMINATING,RESISTOR,6K OHM | 01)NHP ELECTRICAL ENGINEERIN,01)440FA1308,SWITCH,SAFETY,01)TERMINATING,RESISTOR,6K OHM | 440FA1308 | 3000664 | NHP | NHP | 440FA1308 | NHP |  |  |  |  | https://prdsccdnstorage.blob.core.windows.net/techdatasheets/440FA1308-44277-datasheet.pdf?sv=2019-02-02&ss=b&srt=sco&sp=rwdlac&se=2050-02-24T14:36:22Z&st=2020-02-24T06:36:22Z&spr=https&sig=ZYSSzNvPIpdF2duj%2B0Q%2Fxscgj9MvyEATcIdm%2Bn6Urmc%3D | [10 empty] | ENRICHED | 39121700 Electrical hardware and supplies | RESISTOR | NO MODIFIER | TYPE | C-RAIL TERMINATOR | RESISTANCE | 6 KOHM | POWER RATING |  | VOLTAGE RATING |  | TERMINAL TYPE |  | MATERIAL |  | TOLERANCE |  | TEMPERATURE RATING |  | SIZE |  | MOUNTING TYPE |  | HAZARD CLASS |  | CERTIFICATION/STANDARD |  | ADDITIONAL FEATURES | COLOR:YELLOW | [47 empty] | Production Completed
STP_009 - Lot2 | Data Enrichment | VNE | OK,NM CHANGED | 2023-06-24 | 2023-06-27 | Processed based on Websource, Conflict w.r.t Input | 1270804 | 1270804 | SWITCH,SAFTY;NHP,440FA3084,PROFILE SHEAR | SWITCH,SAFETY;MNFR:NHP,PTNO:440FA3084,ADDITIONAL FEATURES EN:PROFILE SHEARS,SAFEDGE | 01)NHP ELECTRICAL ENGINEERIN,01)440FA3084,SWITCH,SAFETY,01)PROFILE SHEARS,SAFEDGE | 440FA3084 | 3000664 | NHP | NHP | 440FA3084 | NHP |  |  |  |  | https://prdsccdnstorage.blob.core.windows.net/techdatasheets/440FA3084-44296-datasheet.pdf?sv=2019-02-02&ss=b&srt=sco&sp=rwdlac&se=2050-02-24T14:36:22Z&st=2020-02-24T06:36:22Z&spr=https&sig=ZYSSzNvPIpdF2duj%2B0Q%2Fxscgj9MvyEATcIdm%2Bn6Urmc%3D | [10 empty] | ENRICHED | 39121700 Electrical hardware and supplies | SHEAR | NO MODIFIER | TYPE | C-RAIL,PROFILE | MATERIAL |  | SIZE |  | CUTTING CAPACITY | UP TO 50 M LG | LENGTH |  | CUTTING SPEED |  | OPERATING RANGE |  | STROKES PER MINUTE |  | HAZARD CLASS |  | CERTIFICATION/STANDARD |  | ADDITIONAL FEATURES | TRADE NAME:SAFEDGE | [51 empty] | Production Completed
STP_009 - Lot2 | Data Enrichment | VNE | OK,NM CHANGED | 2023-06-24 | 2023-06-27 | Processed based on Websource, Conflict w.r.t Input | 1270805 | 1270805 | SWITCH,SAFTY;NHP,440FC251D,CONTROL UNIT | SWITCH,SAFETY;MNFR:NHP,PTNO:440FC251D,ADDITIONAL FEATURES EN:CONTROL UNIT,24VDC,1NO,1NC,SAFEDGE | 01)NHP ELECTRICAL ENGINEERIN,01)440FC251D,SWITCH,SAFETY,01)CONTROL UNIT,24VDC,1NO,1NC | 440FC251D | 3000664 | NHP | NHP | 440FC251D | NHP |  |  |  |  | https://prdsccdnstorage.blob.core.windows.net/techdatasheets/440FC251D-1529-datasheet.pdf?sv=2019-02-02&ss=b&srt=sco&sp=rwdlac&se=2050-02-24T14:36:22Z&st=2020-02-24T06:36:22Z&spr=https&sig=ZYSSzNvPIpdF2duj%2B0Q%2Fxscgj9MvyEATcIdm%2Bn6Urmc%3D | [10 empty] | ENRICHED | 39121500 Electrical controls and accessories | UNIT | CONTROL | TYPE |  | SIZE | 45.5 WDX120 DPX73 HT MM | ELECTRICAL RATING | 120/240 VAC,24 VAC/DC | CERTIFICATION/STANDARD | ANSI B11.19,AS/NZS 4024 CATEGORY 3,CE,CULUS,TUV CATEGORY 3 | ADDITIONAL FEATURES | MOUNTING:DIN-35 RAIL,MATERIAL:POLYCARBONATE,CONTACT CONFIGURATION:2NO 1NC,DEGREE OF PROTECTION:IP40 | [63 empty] | Production Completed
STP_009 - Lot2 | Data Enrichment | VNE | OK,NM CHANGED | 2023-06-24 | 2023-06-27 | Processed based on Websource, Conflict w.r.t Input | 1270806 | 1270806 | SWITCH,SAFTY;NHP,440FR1212,C-RAIL,AL,3M | SWITCH,SAFETY;MNFR:NHP,PTNO:440FR1212,ADDITIONAL FEATURES EN:C-RAIL,ALUMINIUM,3M,SAFEDGE | 01)NHP ELECTRICAL ENGINEERIN,01)440FR1212,SWITCH,SAFETY,01)C-RAIL,ALUMINIUM,3M,SAFEDGE | 440FR1212 | 3000664 | NHP | NHP | 440FR1212 | ALLEN BRADLEY |  |  |  |  | https://literature.rockwellautomation.com/idc/groups/literature/documents/um/440f-um002_-en-p.pdf | https://www.rexelusa.com/p/76680/allen-bradley/safety-edge-c-rail-aluminum-type-c112-a-code-a-3m-length/611320156553/440f-r1212 | [9 empty] | ENRICHED | 30103100 Rails | RAIL | NO MODIFIER | TYPE | C | SIZE | 3 M LGX25 MM WDX10 MM HT | MATERIAL | ALUMINUM | HAZARD CLASS |  | CERTIFICATION/STANDARD |  | ADDITIONAL FEATURES | TRADE NAME:SAFEDGE | [61 empty] | Production Completed
STP_009 - Lot2 | Data Enrichment | VNE | OK | 2023-06-24 | 2023-06-27 |  | 1266789 | 1266789 | SWITCH,SAFTY;NHP,440GS36001,SPARTAN | SWITCH,SAFETY;MNFR:NHP,PTNO:440GS36001,ADDITIONAL FEATURES EN:SPARTAN | 01)SHERRIFF ELECTRICAL SUPPL,01)NHP440GS36001,SWITCH,SAFETY,01)SPARTAN | 440GS36001 | 3000664 | NHP | NHP | 440GS36001 | NHP | SHERRIFF ELECTRICAL SUPPLY |  |  |  | https://prdsccdnstorage.blob.core.windows.net/techdatasheets/440GS36001-1541-datasheet.pdf?sv=2019-02-02&ss=b&srt=sco&sp=rwdlac&se=2050-02-24T14:36:22Z&st=2020-02-24T06:36:22Z&spr=https&sig=ZYSSzNvPIpdF2duj%2B0Q%2Fxscgj9MvyEATcIdm%2Bn6Urmc%3D | https://uk.rs-online.com/web/p/solenoid-interlock-switches/2511956 | [9 empty] | ENRICHED | 39122205 Safety switch | SWITCH | SAFETY | TYPE | GUARD LOCKING | VOLTAGE RATING | 24 VAC/DC | CURRENT RATING |  | LOAD BREAKING CAPACITY |  | SHORT CIRCUIT CURRENT |  | CONTACT CONFIGURATION | 1NO 2NC | FUSE DETAILS |  | CONNECTION TYPE | M20 CONDUIT | ENCLOSURE | IP67 | MOUNTING TYPE |  | TEMPERATURE RATING |  | POWER RATING |  | FREQUENCY RATING |  | ACTION |  | MATERIAL | DIE-CAST ALLOY | SIZE |  | HAZARD CLASS |  | CERTIFICATION/STANDARD |  | ADDITIONAL FEATURES | TRADE NAME:SPARTAN | [35 empty] | Production Completed
STP_009 - Lot2 | Data Enrichment | VNE | OK | 2023-06-24 | 2023-06-27 |  | 1217625 | 1217625 | SWITCH,SELECT;AB,800FPSM22PX10,2 POS,1 N | SWITCH,SELECTOR;MNFR:ALLEN BRADLEY,PTNO:800FPSM22PX10,ADDITIONAL FEATURES EN:2 POS,1 N/O | 01)SHERRIFF ELECTRICAL SUPPL,01)800FPSM22PX10,SWITCH,SELECTOR,01)2 POS,1 N/O | 800FPSM22PX10 | 3000226 | ALLEN BRADLEY | ALLEN BRADLEY | 800FPSM22PX10 | ALLEN BRADLEY | SHERRIFF ELECTRICAL SUPPLY |  |  |  | https://literature.rockwellautomation.com/idc/groups/literature/documents/br/800f-br001_-en-p.pdf | https://prdsccdnstorage.blob.core.windows.net/techdatasheets/800FPSM22PX10-2784-datasheet.pdf?sv=2019-02-02&ss=b&srt=sco&sp=rwdlac&se=2050-02-24T14:36:22Z&st=2020-02-24T06:36:22Z&spr=https&sig=ZYSSzNvPIpdF2duj%2B0Q%2Fxscgj9MvyEATcIdm%2Bn6Urmc%3D | [9 empty] | ENRICHED | 39122217 Rotary switch | SWITCH | SELECTOR | TYPE | KNOB | VOLTAGE RATING |  | CURRENT RATING |  | NUMBER OF POLES |  | NUMBER OF POSITIONS | 2 | ENCLOSURE | IP65,IP66 | OPERATOR TYPE | KNOB | MOUNTING TYPE |  | TEMPERATURE RATING | -25 TO 70 DEG C | CONNECTION TYPE |  | POWER RATING |  | ACTION |  | MATERIAL | THERMOPLASTIC | COLOUR | BLACK | SIZE |  | HAZARD CLASS |  | CERTIFICATION/STANDARD | NEMA ICS-5,UL 508,EN 60947-1,EN 60947-5-1,EN 60947-5-5,IEC 60947-1,ISO 13850,UR,UL,CSA,CCC,CE,ROHS | ADDITIONAL FEATURES | COLOR:WHITE,CONTACT CONFIGURATION:1NO,TERMINAL TYPE:SCREW | [37 empty] | Production Completed
STP_009 - Lot2 | Data Enrichment | VNE | OK | 2023-06-24 | 2023-06-27 |  | 1270911 | 1270911 | SWITCH,SELECT;AB,800HCHR2A,PLSTC,2 POS | SWITCH,SELECTOR;MNFR:ALLEN BRADLEY,PTNO:800HCHR2A,ENCLOSURE:PLASTIC,ADDITIONAL FEATURES EN:2 POS | EN_01)PLASTIC,01)2 POS,01)ALLEN BRADLEY,01)800HCHR2A,01)REXEL AUSTRALIA,01)800HCHR2A | 800HCHR2A | 3000226 | ALLEN BRADLEY | ALLEN BRADLEY | 800HCHR2A | ALLEN BRADLEY | REXEL AUSTRALIA | 800HCHR2A |  |  | https://www.rockwellautomation.com/en-us/products/details.800HC-HR2A.html | [10 empty] | ENRICHED | 39122217 Rotary switch | SWITCH | SELECTOR | TYPE |  | VOLTAGE RATING | 600 VAC/DC | CURRENT RATING | 10 A | NUMBER OF POLES |  | NUMBER OF POSITIONS | 2 | ENCLOSURE | TYPE 1,4,4X,12,13 | OPERATOR TYPE | STANDARD KNOB | MOUNTING TYPE |  | TEMPERATURE RATING | -25 DEG C | CONNECTION TYPE |  | POWER RATING |  | ACTION |  | MATERIAL | PLASTIC | COLOUR | BLACK WITH WHITE INSERT | SIZE | 30 MM DIA | HAZARD CLASS |  | CERTIFICATION/STANDARD | ABS,CCC,CE,CSA,EAC,GOST,UL | ADDITIONAL FEATURES | HOLE DIAMETER:30.5 MM,CONNECTION TYPE:SCREW,CONTACT CONFIGURATION:1NO 1NC | [37 empty] | Production Completed
STP_009 - Lot2 | Data Enrichment | VNE | OK | 2023-06-24 | 2023-06-27 |  | 1270912 | 1270912 | SWITCH,SELECT;AB,800HCHR2B,PLSTC,2 POS | SWITCH,SELECTOR;MNFR:ALLEN BRADLEY,PTNO:800HCHR2B,ENCLOSURE:PLASTIC,ADDITIONAL FEATURES EN:2 POS | EN_01)PLASTIC,01)2 POS,01)ALLEN BRADLEY,01)800HCHR2B,01)REXEL AUSTRALIA,01)800HCHR2B | 800HCHR2B | 3000226 | ALLEN BRADLEY | ALLEN BRADLEY | 800HCHR2B | ALLEN BRADLEY | REXEL AUSTRALIA | 800HCHR2B |  |  | https://www.rockwellautomation.com/en-us/products/details.800HC-HR2B.html | [10 empty] | ENRICHED | 39122217 Rotary switch | SWITCH | SELECTOR | TYPE |  | VOLTAGE RATING | 600 VAC/DC | CURRENT RATING | 10 A | NUMBER OF POLES |  | NUMBER OF POSITIONS | 2 | ENCLOSURE | TYPE 1,4,4X,12,13 | OPERATOR TYPE | STANDARD KNOB | MOUNTING TYPE |  | TEMPERATURE RATING | -25 DEG C | CONNECTION TYPE |  | POWER RATING |  | ACTION |  | MATERIAL | PLASTIC | COLOUR | BLACK WITH WHITE INSERT | SIZE | 30 MM DIA | HAZARD CLASS |  | CERTIFICATION/STANDARD | ABS,CCC,CE,CSA,EAC,GOST,UL | ADDITIONAL FEATURES | HOLE DIAMETER:30.5 MM,CONNECTION TYPE:SCREW,,CONTACT CONFIGURATION:2NO 2NC | [37 empty] | Production Completed
STP_009 - Lot2 | Data Enrichment | VNE | OK | 2023-06-24 | 2023-06-27 |  | 1270909 | 1270909 | SWITCH,SELECT;AB,800TCH2A,MTL,2 POS | SWITCH,SELECTOR;MNFR:ALLEN BRADLEY,PTNO:800TCH2A,ENCLOSURE:METAL,ADDITIONAL FEATURES EN:2 POS | EN_01)METAL,01)2 POS,01)ALLEN BRADLEY,01)800TCH2A,01)REXEL AUSTRALIA,01)800TCH2A | 800TCH2A | 3000226 | ALLEN BRADLEY | ALLEN BRADLEY | 800TCH2A | ALLEN BRADLEY | REXEL AUSTRALIA | 800TCH2A |  |  | https://www.rockwellautomation.com/en-us/products/details.800TC-H2A.html | [10 empty] | ENRICHED | 39122217 Rotary switch | SWITCH | SELECTOR | TYPE |  | VOLTAGE RATING | 600 VAC/DC | CURRENT RATING | 10 A | NUMBER OF POLES |  | NUMBER OF POSITIONS | 2 | ENCLOSURE | TYPE 1,4,12,13 | OPERATOR TYPE | STANDARD KNOB | MOUNTING TYPE |  | TEMPERATURE RATING | -25 DEG C | CONNECTION TYPE |  | POWER RATING |  | ACTION |  | MATERIAL | PLASTIC | COLOUR | BLACK WITH WHITE INSERT | SIZE | 30 MM DIA | HAZARD CLASS |  | CERTIFICATION/STANDARD | ABS,CCC,CE,CSA,EAC,GOST,UL | ADDITIONAL FEATURES | HOLE DIAMETER:30.5 MM,CONTACT CONFIGURATION:1NO 1NC | [37 empty] | Production Completed
STP_009 - Lot2 | Data Enrichment | VNE | OK | 2023-06-24 | 2023-06-27 |  | 1270910 | 1270910 | SWITCH,SELECT;AB,800TCH2B,MTL,2 POS | SWITCH,SELECTOR;MNFR:ALLEN BRADLEY,PTNO:800TCH2B,ENCLOSURE:METAL,ADDITIONAL FEATURES EN:2 POS | EN_01)METAL,01)2 POS,01)ALLEN BRADLEY,01)800TCH2B,01)REXEL AUSTRALIA,01)800TCH2B | 800TCH2B | 3000226 | ALLEN BRADLEY | ALLEN BRADLEY | 800TCH2B | ALLEN BRADLEY | REXEL AUSTRALIA | 800TCH2B |  |  | https://www.rockwellautomation.com/en-us/products/details.800TC-H2B.html | [10 empty] | ENRICHED | 39122217 Rotary switch | SWITCH | SELECTOR | TYPE |  | VOLTAGE RATING | 600 VAC/DC | CURRENT RATING | 10 A | NUMBER OF POLES |  | NUMBER OF POSITIONS | 2 | ENCLOSURE | TYPE 1,4,12,13 | OPERATOR TYPE | STANDARD KNOB | MOUNTING TYPE |  | TEMPERATURE RATING | -25 DEG C | CONNECTION TYPE |  | POWER RATING |  | ACTION |  | MATERIAL | PLASTIC | COLOUR | BLACK WITH WHITE INSERT | SIZE | 30 MM DIA | HAZARD CLASS |  | CERTIFICATION/STANDARD | ABS,CCC,CE,CSA,EAC,GOST,UL | ADDITIONAL FEATURES | HOLE DIAMETER:30.5 MM,CONTACT CONFIGURATION:2NO 2NC | [37 empty] | Production Completed
STP_009 - Lot2 | Data Enrichment | VNE | OK | 2023-06-24 | 2023-06-27 |  | 1266947 | 1266947 | SWITCH,SELECT;AB,800TCJ91A,30MM 3P RET | SWITCH,SELECTOR;MNFR:ALLEN BRADLEY,PTNO:800TCJ91A,ADDITIONAL FEATURES EN:30MM 3P RET FROM BOTH | 01)NHP ELECTRICAL ENGINEERIN,01)800TCJ91A,SWITCH,SELECTOR,01)30MM 3P RET FROM BOTH | 800TCJ91A | 3000226 | ALLEN BRADLEY | ALLEN BRADLEY | 800TCJ91A | ALLEN BRADLEY | NHP ELECTRICAL ENGINEERING | 800TCJ91A |  |  | https://www.rockwellautomation.com/en-us/products/details.800TC-J91A.html | [10 empty] | ENRICHED | 39122217 Rotary switch | SWITCH | SELECTOR | TYPE |  | VOLTAGE RATING | 600 VAC/DC | CURRENT RATING | 10 A | NUMBER OF POLES |  | NUMBER OF POSITIONS | 3 | ENCLOSURE | TYPE 1,4,12,13 | OPERATOR TYPE | STANDARD KNOB | MOUNTING TYPE |  | TEMPERATURE RATING | -25 DEG C | CONNECTION TYPE |  | POWER RATING |  | ACTION |  | MATERIAL | PLASTIC | COLOUR | BLACK WITH WHITE INSERT | SIZE | 30 MM DIA | HAZARD CLASS |  | CERTIFICATION/STANDARD | ABS,CCC,CE,CSA,EAC,GOST,UL | ADDITIONAL FEATURES | HOLE DIAMETER:30.5 MM,CONTACT CONFIGURATION:1NO 1NC,RETURN FROM BOTH | [37 empty] | Production Completed
STP_009 - Lot2 | Data Enrichment | VNE | OK | 2023-06-24 | 2023-06-27 |  | 1211663 | 1211663 | SWITCH,SELECT;ABB,1SFA611281R2011 | SWITCH,SELECT;MNFR:ABB,PTNO:1SFA611281R2011 |  | 1SFA611281R2011 | 3000014 | ABB | ABB | 1SFA611281R2011 | ABB |  |  |  |  | https://new.abb.com/products/1SFA611281R2011/m2ssk2-201-10 | [10 empty] | ENRICHED | 39122217 Rotary switch | SWITCH | SELECTOR | TYPE | NON-ILLUMINATED | VOLTAGE RATING | 220/240 VAC | CURRENT RATING | 6 A | NUMBER OF POLES |  | NUMBER OF POSITIONS | 2 | ENCLOSURE | IP66,IP20,TYPE 1,12,3R,4,4X | OPERATOR TYPE | KEY | MOUNTING TYPE |  | TEMPERATURE RATING | -25 TO 70 DEG C | CONNECTION TYPE | SCREW CLAMP | POWER RATING | 2.5 W | ACTION |  | MATERIAL | PLASTIC | COLOUR | BLACK | SIZE | 0.03 WDX0.063 DPX0.03 HT M | HAZARD CLASS |  | CERTIFICATION/STANDARD |  | ADDITIONAL FEATURES | FREQUENCY RATING:50/60 HZ | [37 empty] | Production Completed
STP_009 - Lot2 | Data Enrichment | VNE | OK | 2023-06-24 | 2023-06-27 |  | 1333351 | 1333351 | SWITCH,SELECT;DIEC,1P.P9MSCX0Z95 | SWITCH,SELECTOR;MNFR:DIECI,PTNO:1P.P9MSCX0Z95 ,ADDITIONAL FEATURES EN:NUMBER OF POSITIONS:4,ENCLOSURE:IP66,OPERATOR KEY,SIZE:WD 29.7 X HT 44.5 X DP 68.4 MM,PTNO:01) 1P.P9MSCX0Z95 | SWITCH,SELECTOR,01)NUMBER OF POSITIONS:4,ENCLOSURE:IP66,OPERATOR K | 1P.P9MSCX0Z95 | 3000511 | DIECI | ABB | P9MSCX0Z95 | ABB | DIECI | 1P.P9MSCX0Z95 |  |  | https://new.abb.com/products/1SFA184482R9006/p9mscx0z95 | [10 empty] | ENRICHED | 39122217 Rotary switch | SWITCH | SELECTOR | TYPE | NON-ILLUMINATED | VOLTAGE RATING |  | CURRENT RATING |  | NUMBER OF POLES |  | NUMBER OF POSITIONS | 4 | ENCLOSURE | IP66,TYPE 1,12,13,3,3R,3S,4,4X | OPERATOR TYPE | KEY | MOUNTING TYPE |  | TEMPERATURE RATING | -30 TO 70 DEG C | CONNECTION TYPE |  | POWER RATING |  | ACTION |  | MATERIAL | METAL | COLOUR | BLACK | SIZE | 29.7 WDX68.4 DPX44.5 HT MM | HAZARD CLASS |  | CERTIFICATION/STANDARD |  | ADDITIONAL FEATURES | [38 empty] | Production Completed
STP_009 - Lot2 | Data Enrichment | VNE | OK | 2023-06-24 | 2023-06-27 |  | 1252987 | 1252987 | SWITCH,SELECT;DIEC,3A.0D12160 | SWITCH,SELECTOR;MNFR:DIECI,PTNO:3A.0D12160,ADDITIONAL FEATURES EN:LIGHT, STEERING COLUMN | SWITCH,SELECTOR,01)LIGHT, STEERING COLUMN | 3A.0D12160 | 3000511 | DIECI | DIECI | 3A.0D12160 | DIECI |  |  |  |  | https://parts-titanmachinery-ua.translate.goog/dieci/3A.0D12160?_x_tr_sl=uk&_x_tr_tl=en&_x_tr_hl=en&_x_tr_pto=sc | [10 empty] | CLEANSED | 39122217 Rotary switch | SWITCH | SELECTOR | TYPE | STEERING COLUMN | VOLTAGE RATING |  | CURRENT RATING |  | NUMBER OF POLES |  | NUMBER OF POSITIONS |  | ENCLOSURE |  | OPERATOR TYPE |  | MOUNTING TYPE |  | TEMPERATURE RATING |  | CONNECTION TYPE |  | POWER RATING |  | ACTION |  | MATERIAL |  | COLOUR |  | SIZE |  | HAZARD CLASS |  | CERTIFICATION/STANDARD |  | ADDITIONAL FEATURES | LIGHT | [37 empty] | Production Completed
STP_009 - Lot2 | Data Enrichment | VNE | OK | 2023-06-24 | 2023-06-27 |  | 1267670 | 1267670 | SWITCH,SELECT;ECAM,SWI-KEY-00460,SPEED | SWITCH,SELECTOR;MNFR:ECAM,PTNO:SWI-KEY-00460,ADDITIONAL FEATURES EN:SPEED 1-2 SWITCH | 01)ECAM (PTY) LTD,01)SWI-KEY-00460,SWITCH,SELECTOR,01)SPEED 1-2 SWITCH | SWI-KEY-00460 | 3000424 | ECAM | ECAM | SWI-KEY-00460 | [5 empty] | URL NOT FOUND | [10 empty] | CLEANSED | 39122217 Rotary switch | SWITCH | SELECTOR | TYPE |  | VOLTAGE RATING |  | CURRENT RATING |  | NUMBER OF POLES |  | NUMBER OF POSITIONS |  | ENCLOSURE |  | OPERATOR TYPE |  | MOUNTING TYPE |  | TEMPERATURE RATING |  | CONNECTION TYPE |  | POWER RATING |  | ACTION |  | MATERIAL |  | COLOUR |  | SIZE |  | HAZARD CLASS |  | CERTIFICATION/STANDARD |  | ADDITIONAL FEATURES | SPEED 1-2 | [37 empty] | Production Completed
STP_009 - Lot2 | Data Enrichment | VNE | OK | 2023-06-24 | 2023-06-27 |  | 1267671 | 1267671 | SWITCH,SELECT;ECAM,SWI-KEY-00480,ON/OFF | SWITCH,SELECTOR;MNFR:ECAM,PTNO:SWI-KEY-00480,ADDITIONAL FEATURES EN:ON/OFF ISOLATOR | 01)ECAM (PTY) LTD,01)SWI-KEY-00480,SWITCH,SELECTOR,01)ON/OFF ISOLATOR | SWI-KEY-00480 | 3000424 | ECAM | ECAM | SWI-KEY-00480 | [5 empty] | URL NOT FOUND | [10 empty] | CLEANSED | 39122217 Rotary switch | SWITCH | SELECTOR | TYPE |  | VOLTAGE RATING |  | CURRENT RATING |  | NUMBER OF POLES |  | NUMBER OF POSITIONS |  | ENCLOSURE |  | OPERATOR TYPE |  | MOUNTING TYPE |  | TEMPERATURE RATING |  | CONNECTION TYPE |  | POWER RATING |  | ACTION |  | MATERIAL |  | COLOUR |  | SIZE |  | HAZARD CLASS |  | CERTIFICATION/STANDARD |  | ADDITIONAL FEATURES | ON/OFF ISOLATOR | [37 empty] | Production Completed
STP_009 - Lot2 | Data Enrichment | VNE | OK,NM CHANGED | 2023-06-24 | 2023-06-27 | Processed based on Websource, Conflict w.r.t Input | 1266964 | 1266964 | SWITCH,SELECT;NHP,LE2125271,4 POS & OFF | SWITCH,SELECTOR;MNFR:NHP,PTNO:LE2125271,ADDITIONAL FEATURES EN:4 POS & OFF PANEL MOUNT | 01)CNW (MOUNT ISA) ELECT WHO,01)NHPLE2125271,SWITCH,SELECTOR,01)4 POS & OFF PANEL MOUNT | LE2125271 | 3000664 | NHP | NHP | LE2125271 | NHP | CNW ELECTRICAL |  |  |  | https://prdsccdnstorage.blob.core.windows.net/techdatasheets/LE2125271-8350-datasheet.pdf?sv=2019-02-02&ss=b&srt=sco&sp=rwdlac&se=2050-02-24T14:36:22Z&st=2020-02-24T06:36:22Z&spr=https&sig=ZYSSzNvPIpdF2duj%2B0Q%2Fxscgj9MvyEATcIdm%2Bn6Urmc%3D | [10 empty] | ENRICHED | 39122221 Switch part or accessory | BODY | NO MODIFIER | TYPE | SWITCH | SIZE | 42 WDX54 DPX42 HT MM | MATERIAL |  | HAZARD CLASS |  | CERTIFICATION/STANDARD | IEC 60529,IEC 60947,IEC 60947-3,EN 60947-3,CE,CSA,UL | ADDITIONAL FEATURES | NUMBER OF POSITION:4,MOUNTING TYPE:PANEL,ENCLOSURE:IP65,VOLTAGE RATING:690 VAC,CURRENT RATING:12 A,FREQUENCY:50/60 HZ,ON AND OFF | [61 empty] | Production Completed
STP_009 - Lot2 | Data Enrichment | VNE | OK,NM CHANGED | 2023-06-24 | 2023-06-27 | Processed based on Websource, Conflict w.r.t Input | 1215333 | 1215333 | SWITCH,TGL;NHP,T2HL25L,LOCK NON CAPTIVE | SWITCH,TOGGLE;MNFR:NHP,PTNO:T2HL25L,ADDITIONAL FEATURES EN:LOCK NON CAPTIVE,160/250AF,TB2 LI |  | T2HL25L | 3000664 | NHP | NHP | T2HL25L | NHP |  |  |  |  | https://prdsccdnstorage.blob.core.windows.net/techdatasheets/T2HL25L-115753-datasheet.pdf?sv=2019-02-02&ss=b&srt=sco&sp=rwdlac&se=2050-02-24T14:36:22Z&st=2020-02-24T06:36:22Z&spr=https&sig=ZYSSzNvPIpdF2duj%2B0Q%2Fxscgj9MvyEATcIdm%2Bn6Urmc%3D | [10 empty] | ENRICHED | 39121600 Circuit protection devices and accessories | LOCK | NO MODIFIER | TYPE | TOGGLE,NON CAPTIVE PAD | LOCKING MECHANISM |  | SIZE | 5X16.5 MM | MATERIAL |  | HAZARD CLASS |  | CERTIFICATION/STANDARD |  | ADDITIONAL FEATURES | FOR 160/250AF,TB2 LI | [59 empty] | Production Completed
STP_009 - Lot2 | Data Enrichment | VNE | OK,NM CHANGED | 2023-06-24 | 2023-06-27 | Processed based on Websource, Conflict w.r.t Input | 1324721 | 1324721 | SWITCH;ABB,OT100F3 | SWITCH;MNFR:ABB,PTNO:OT100F3 | SWITCH | OT100F3 | 3000014 | ABB | ABB | OT100F3 | ABB |  |  |  |  | https://new.abb.com/products/1SCA105004R1001/ot100f3 | https://in.element14.com/abb/ot100f3/switch-disconnector-3p-100a/dp/1841495 | [9 empty] | ENRICHED | 39122233 Disconnect switch | SWITCH | DISCONNECT | TYPE | NON-FUSIBLE | VOLTAGE RATING | 750 VAC | CURRENT RATING | 100 A | NUMBER OF POLES | 3 | LOAD BREAKING CAPACITY |  | CONTACT CONFIGURATION |  | ENCLOSURE | IP20 | MOUNTING TYPE | DIN-RAIL,BASE | TEMPERATURE RATING |  | ACTION |  | POWER RATING | 37 KW | FREQUENCY RATING |  | MATERIAL |  | SIZE | 70 WDX74 DPX100 HT MM | HAZARD CLASS |  | CERTIFICATION/STANDARD | IEC 60947-3/UL 98/CSA C22.2 NO.4 | ADDITIONAL FEATURES | TERMINAL TYPE:SCREW | [39 empty] | Production Completed
STP_009 - Lot2 | Data Enrichment | VNE | OK,NM CHANGED | 2023-06-24 | 2023-06-27 | Processed based on Websource, Conflict w.r.t Input | 1324687 | 1324687 | SWITCH;ABB,OT125A3 | SWITCH;MNFR:ABB,PTNO:OT125A3 | SWITCH | OT125A3 | 3000014 | ABB | ABB | OT125A3 | ABB |  |  |  |  | https://files.kempstoncontrols.com/files/e69a212f92dd56b7cde7ae7bb629d40c/OT125A3.pdf | [10 empty] | ENRICHED | 39122233 Disconnect switch | SWITCH | DISCONNECT | TYPE |  | VOLTAGE RATING | 690 VAC | CURRENT RATING | 125 A | NUMBER OF POLES | 3 | LOAD BREAKING CAPACITY |  | CONTACT CONFIGURATION |  | ENCLOSURE | IP65 | MOUNTING TYPE |  | TEMPERATURE RATING |  | ACTION |  | POWER RATING | 55 KW | FREQUENCY RATING |  | MATERIAL |  | SIZE | 127 WDX75 DPX131 HT MM | HAZARD CLASS |  | CERTIFICATION/STANDARD |  | ADDITIONAL FEATURES | [40 empty] | Production Completed
STP_009 - Lot2 | Data Enrichment | VNE | OK,NM CHANGED | 2023-06-24 | 2023-06-27 | Processed based on Websource, Conflict w.r.t Input | 1324678 | 1324678 | SWITCH;ABB,OT125F3 | SWITCH;MNFR:ABB,PTNO:OT125F3 | SWITCH | OT125F3 | 3000014 | ABB | ABB | OT125F3 | ABB |  |  |  |  | https://new.abb.com/products/1SCA105033R1001/ot125f3 | [10 empty] | ENRICHED | 39122233 Disconnect switch | SWITCH | DISCONNECT | TYPE | NON-FUSIBLE | VOLTAGE RATING | 750 VAC | CURRENT RATING | 100 A | NUMBER OF POLES | 3 | LOAD BREAKING CAPACITY |  | CONTACT CONFIGURATION |  | ENCLOSURE | IP20 | MOUNTING TYPE | DIN-RAIL,BASE | TEMPERATURE RATING |  | ACTION |  | POWER RATING | 45 KW | FREQUENCY RATING |  | MATERIAL |  | SIZE | 70 WDX74 DPX100 HT MM | HAZARD CLASS |  | CERTIFICATION/STANDARD | IEC 60947-3 | ADDITIONAL FEATURES | TERMINAL TYPE:SCREW | [39 empty] | Production Completed
STP_009 - Lot2 | Data Enrichment | VNE | OK | 2023-06-24 | 2023-06-27 |  | 1219125 | 1219125 | SWITCH;ABB,OT160E03CP,CHANGOVER,160A | SWITCH;MNFR:ABB,PTNO:OT160E03CP,ADDITIONAL FEATURES EN:CHANGOVER,160A | 01)CNW (MOUNT ISA) ELECT WHO,01)ABBOT160E03CP,SWITCH,01)CHANGOVER,160A | OT160E03CP | 3000014 | ABB | ABB | OT160E03CP | ABB | CNW ELECTRICAL | OT160E03CP |  |  | https://new.abb.com/products/1SCA022772R6510/ot160e03cp | [10 empty] | ENRICHED | 39122200 Electrical switches and accessories | SWITCH | NO MODIFIER | TYPE | CHANGE-OVER | VOLTAGE RATING | 690 VAC | CURRENT RATING | 160 A | CONTACT CONFIGURATION |  | NUMBER OF POSITIONS |  | ENCLOSURE | IP20 | MOUNTING TYPE | BASE | TEMPERATURE RATING |  | ACTION |  | OPERATOR TYPE | PISTOL | POWER RATING | 160 KW | MATERIAL |  | SIZE | 170 WDX160 DPX150 HT MM | HAZARD CLASS |  | CERTIFICATION/STANDARD |  | ADDITIONAL FEATURES | [42 empty] | Production Completed
STP_009 - Lot2 | Data Enrichment | VNE | OK,NM CHANGED | 2023-06-24 | 2023-06-27 | Processed based on Websource, Conflict w.r.t Input | 1324685 | 1324685 | SWITCH;ABB,OT160M3 | SWITCH;MNFR:ABB,PTNO:OT160M3 | SWITCH | OT160M3 | 3000014 | ABB | ABB | OT160M3 | ABB |  |  |  |  | https://www.santaclarasystems.com/abb/ot160m3 | [10 empty] | ENRICHED | 39122233 Disconnect switch | SWITCH | DISCONNECT | TYPE |  | VOLTAGE RATING |  | CURRENT RATING |  | NUMBER OF POLES | 3 | LOAD BREAKING CAPACITY |  | CONTACT CONFIGURATION |  | ENCLOSURE |  | MOUNTING TYPE | MODULAR | TEMPERATURE RATING |  | ACTION |  | POWER RATING | 6.5 W PER POLE | FREQUENCY RATING |  | MATERIAL |  | SIZE | 127 WDX75 DPX131 HT MM | HAZARD CLASS |  | CERTIFICATION/STANDARD |  | ADDITIONAL FEATURES | TERMINAL TYPE:SCREW | [39 empty] | Production Completed
STP_009 - Lot2 | Data Enrichment | VNE | OK,NM CHANGED | 2023-06-24 | 2023-06-27 | Processed based on Websource, Conflict w.r.t Input | 1324337 | 1324337 | SWITCH;ABB,OT16FT3 | SWITCH;MNFR:ABB,PTNO:OT16FT3 | SWITCH | OT16FT3 | 3000014 | ABB | ABB | OT16FT3 | ABB |  |  |  |  | https://new.abb.com/products/1SCA104838R1001/ot16ft3 | [10 empty] | ENRICHED | 39122233 Disconnect switch | SWITCH | DISCONNECT | TYPE | NON-FUSIBLE | VOLTAGE RATING | 690 VAC | CURRENT RATING | 16 A | NUMBER OF POLES | 3 | LOAD BREAKING CAPACITY |  | CONTACT CONFIGURATION |  | ENCLOSURE | IP20 | MOUNTING TYPE | DOOR | TEMPERATURE RATING |  | ACTION |  | POWER RATING | 7.5 KW | FREQUENCY RATING |  | MATERIAL |  | SIZE | 43 WDX52 DPX54 HT MM | HAZARD CLASS |  | CERTIFICATION/STANDARD |  | ADDITIONAL FEATURES | TERMINAL TYPE:SCREW | [39 empty] | Production Completed
STP_009 - Lot2 | Data Enrichment | VNE | OK | 2023-06-24 | 2023-06-27 |  | 1219126 | 1219126 | SWITCH;ABB,OT200E03CP,CHANGE-OVER,200 A | SWITCH;MNFR:ABB,PTNO:OT200E03CP,ADDITIONAL FEATURES EN:CHANGE-OVER,200 A,3P 200 AC23/110KW | 01)CNW (MOUNT ISA) ELECT WHO,01)ABBOT200E03CP,SWITCH,01)CHANGE-OVER,200 A,02)3P 200 AC23/110KW | OT200E03CP | 3000014 | ABB | ABB | OT200E03CP | ABB | CNW ELECTRICAL |  |  |  | https://new.abb.com/products/1SCA022771R7520/ot200e03cp | [10 empty] | ENRICHED | 39122200 Electrical switches and accessories | SWITCH | NO MODIFIER | TYPE | CHANGE-OVER | VOLTAGE RATING | 690 VAC | CURRENT RATING | 200 A | CONTACT CONFIGURATION |  | NUMBER OF POSITIONS |  | ENCLOSURE | IP20 | MOUNTING TYPE | BASE | TEMPERATURE RATING |  | ACTION |  | OPERATOR TYPE | PISTOL | POWER RATING | 110/200 KW AT 23 A | MATERIAL |  | SIZE | 170 WDX160 DPX150 HT MM | HAZARD CLASS |  | CERTIFICATION/STANDARD |  | ADDITIONAL FEATURES | [42 empty] | Production Completed
STP_009 - Lot2 | Data Enrichment | VNE | OK,NM CHANGED | 2023-06-24 | 2023-06-27 | Processed based on Websource, Conflict w.r.t Input | 1335494 | 1335494 | SWITCH;ABB,OT200E03P | SWITCH;MNFR:ABB,PTNO:OT200E03P | SWITCH | OT200E03P | 3000014 | ABB | ABB | OT200E03P | ABB |  |  |  |  | https://new.abb.com/products/1SCA022712R0800/ot200e03p | [10 empty] | ENRICHED | 39122233 Disconnect switch | SWITCH | DISCONNECT | TYPE |  | VOLTAGE RATING | 1000 VAC | CURRENT RATING | 200 A | NUMBER OF POLES | 3 | LOAD BREAKING CAPACITY |  | CONTACT CONFIGURATION |  | ENCLOSURE | IP00 | MOUNTING TYPE | BASE | TEMPERATURE RATING |  | ACTION |  | POWER RATING | 200 KW | FREQUENCY RATING |  | MATERIAL |  | SIZE | 145.5 WDX82.5 DPX150 HT MM | HAZARD CLASS |  | CERTIFICATION/STANDARD | IEC 60947-3 | ADDITIONAL FEATURES | [40 empty] | Production Completed
STP_009 - Lot2 | Data Enrichment | VNE | OK | 2023-06-24 | 2023-06-27 |  | 1219127 | 1219127 | SWITCH;ABB,OT250E03CP,CHANGE-OVER,250 A | SWITCH;MNFR:ABB,PTNO:OT250E03CP,ADDITIONAL FEATURES EN:CHANGE-OVER,250 A,3P 250 AC23/140KW | 01)CNW (MOUNT ISA) ELECT WHO,01)ABBOT250E03CP,SWITCH,01)CHANGE-OVER,250 A,02)3P 250 AC23/140KW | OT250E03CP | 3000014 | ABB | ABB | OT250E03CP | ABB | CNW ELECTRICAL | OT250E03CP |  |  | https://new.abb.com/products/1SCA022771R3450/ot250e03cp | [10 empty] | ENRICHED | 39122200 Electrical switches and accessories | SWITCH | NO MODIFIER | TYPE | CHANGE-OVER | VOLTAGE RATING | 690 VAC | CURRENT RATING | 290 A | CONTACT CONFIGURATION |  | NUMBER OF POSITIONS |  | ENCLOSURE | IP20 | MOUNTING TYPE | BASE | TEMPERATURE RATING |  | ACTION |  | OPERATOR TYPE | PISTOL | POWER RATING | 140/250 KW AT 23 A | MATERIAL |  | SIZE | 170 WDX160 DPX150 HT MM | HAZARD CLASS |  | CERTIFICATION/STANDARD |  | ADDITIONAL FEATURES | [42 empty] | Production Completed
STP_009 - Lot2 | Data Enrichment | VNE | OK | 2023-06-24 | 2023-06-27 |  | 1219128 | 1219128 | SWITCH;ABB,OT315E03CP,CHANGE-OVER,STB,LB | SWITCH;MNFR:ABB,PTNO:OT315E03CP,ADDITIONAL FEATURES EN:CHANGE-OVER,STB,LB,LOAD BREAK SW | 01)CNW (MOUNT ISA) ELECT WHO,01)ABBOT315E03CP,SWITCH,01)CHANGE-OVER,02)STB,LB,LOAD BREAK SW | OT315E03CP | 3000014 | ABB | ABB | OT315E03CP | ABB | CNW ELECTRICAL | OT315E03CP |  |  | https://new.abb.com/products/1SCA022772R6780/ot315e03cp | [10 empty] | ENRICHED | 39122200 Electrical switches and accessories | SWITCH | NO MODIFIER | TYPE | CHANGE-OVER,LOAD BREAK | VOLTAGE RATING | 690 VAC | CURRENT RATING | 315 A | CONTACT CONFIGURATION |  | NUMBER OF POSITIONS |  | ENCLOSURE | IP20 | MOUNTING TYPE | BASE | TEMPERATURE RATING |  | ACTION |  | OPERATOR TYPE | PISTOL | POWER RATING | 315 KW | MATERIAL |  | SIZE | 221 WDX203 DPX185 HT MM | HAZARD CLASS |  | CERTIFICATION/STANDARD |  | ADDITIONAL FEATURES | STB | [41 empty] | Production Completed
STP_009 - Lot2 | Data Enrichment | VNE | OK,NM CHANGED | 2023-06-24 | 2023-06-27 | Processed based on Websource, Conflict w.r.t Input | 1210713 | 1210713 | SWITCH;ABB,OT315E03P | SWITCH;MNFR:ABB,PTNO:OT315E03P | SWITCH | OT315E03P | 3000014 | ABB | ABB | OT315E03P | ABB |  |  |  |  | https://new.abb.com/products/1SCA022718R8510/ot315e03p | [10 empty] | ENRICHED | 39122233 Disconnect switch | SWITCH | DISCONNECT | TYPE |  | VOLTAGE RATING | 1000 VAC | CURRENT RATING | 315 A | NUMBER OF POLES | 3 | LOAD BREAKING CAPACITY |  | CONTACT CONFIGURATION |  | ENCLOSURE | IP00 | MOUNTING TYPE | BASE | TEMPERATURE RATING |  | ACTION |  | POWER RATING | 315 KW | FREQUENCY RATING |  | MATERIAL |  | SIZE | 191 WDX107 DPX185 HT MM | HAZARD CLASS |  | CERTIFICATION/STANDARD | IEC 60947-3 | ADDITIONAL FEATURES | [40 empty] | Production Completed
STP_009 - Lot2 | Data Enrichment | VNE | OK,NM CHANGED | 2023-06-24 | 2023-06-27 | Processed based on Websource, Conflict w.r.t Input | 1215374 | 1215374 | SWITCH;ABB,OT630E03P | SWITCH;MNFR:ABB,PTNO:OT630E03P | SWITCH | OT630E03P | 3000014 | ABB | ABB | OT630E03P | ABB |  |  |  |  | https://new.abb.com/products/1SCA022718R8940/ot630e03p | [10 empty] | ENRICHED | 39122233 Disconnect switch | SWITCH | DISCONNECT | TYPE |  | VOLTAGE RATING | 1000 VAC | CURRENT RATING | 630 A | NUMBER OF POLES | 3 | LOAD BREAKING CAPACITY |  | CONTACT CONFIGURATION |  | ENCLOSURE | IP00 | MOUNTING TYPE | BASE | TEMPERATURE RATING |  | ACTION |  | POWER RATING | 630 KW | FREQUENCY RATING |  | MATERIAL |  | SIZE | 266 WDX140 DPX250 HT MM | HAZARD CLASS |  | CERTIFICATION/STANDARD | IEC 60947-3 | ADDITIONAL FEATURES | [40 empty] | Production Completed
STP_009 - Lot2 | Data Enrichment | VNE | OK,NM CHANGED | 2023-06-24 | 2023-06-27 | Processed based on Websource, Conflict w.r.t Input | 1245969 | 1245969 | SWITCH;ABB,OT630E12P | SWITCH;MNFR:ABB,PTNO:OT630E12P | SWITCH | OT630E12P | 3000014 | ABB | ABB | OT630E12P | ABB |  |  |  |  | https://new.abb.com/products/1SCA022753R4790/ot630e12p | [10 empty] | ENRICHED | 39122233 Disconnect switch | SWITCH | DISCONNECT | TYPE |  | VOLTAGE RATING | 1000 VAC | CURRENT RATING | 630 A | NUMBER OF POLES | 3 | LOAD BREAKING CAPACITY |  | CONTACT CONFIGURATION |  | ENCLOSURE | IP00 | MOUNTING TYPE | BASE | TEMPERATURE RATING |  | ACTION |  | POWER RATING | 630 KW | FREQUENCY RATING |  | MATERIAL |  | SIZE | 266 WDX140 DPX250 HT MM | HAZARD CLASS |  | CERTIFICATION/STANDARD | IEC 60947-3 | ADDITIONAL FEATURES | [40 empty] | Production Completed
STP_009 - Lot2 | Data Enrichment | VNE | OK,NM CHANGED | 2023-06-24 | 2023-06-27 | Processed based on Websource, Conflict w.r.t Input | 1211093 | 1211093 | SWITCH;ABB,OT63F3 | SWITCH;MNFR:ABB,PTNO:OT63F3 | 01)CNW (MOUNT ISA) ELECT WHO,01)OT63F3,SWITCH | OT63F3 | 3000014 | ABB | ABB | OT63F3 | ABB | CNW ELECTRICAL | OT63F3 |  |  | https://new.abb.com/products/1SCA105332R1001/ot63f3 | [10 empty] | ENRICHED | 39122233 Disconnect switch | SWITCH | DISCONNECT | TYPE | NON-FUSIBLE | VOLTAGE RATING | 690 VAC | CURRENT RATING | 63 A | NUMBER OF POLES | 3 | LOAD BREAKING CAPACITY |  | CONTACT CONFIGURATION |  | ENCLOSURE | IP20 | MOUNTING TYPE | DIN-RAIL,BASE | TEMPERATURE RATING |  | ACTION |  | POWER RATING | 15 KW | FREQUENCY RATING |  | MATERIAL |  | SIZE | 52.5 WDX72.5 DPX91.5 HT MM | HAZARD CLASS |  | CERTIFICATION/STANDARD | IEC 60947-3/UL 508/CSA C22.2 NO.14 | ADDITIONAL FEATURES | TERMINAL TYPE:SCREW | [39 empty] | Production Completed
STP_009 - Lot2 | Data Enrichment | VNE | OK,NM CHANGED | 2023-06-24 | 2023-06-27 | Processed based on Websource, Conflict w.r.t Input | 1267080 | 1267080 | SWITCH;ABB,OT63F4N2,ISLR,4P,63A,DIN RAIL | SWITCH;MNFR:ABB,PTNO:OT63F4N2,ADDITIONAL FEATURES EN:ISOLATOR,4P,63A,DIN RAIL NON FUSED | 01)CNW (MOUNT ISA) ELECT WHO,01)ABBOT63F4N2,SWITCH,01)ISOLATOR,4P,63A,DIN RAIL NO | OT63F4N2 | 3000014 | ABB | ABB | OT63F4N2 | ABB | CNW ELECTRICAL | OT63F4N2 |  |  | https://new.abb.com/products/1SCA105365R1001/ot63f4n2 | [10 empty] | ENRICHED | 39122233 Disconnect switch | SWITCH | DISCONNECT | TYPE | NON-FUSIBLE,ISOLATOR | VOLTAGE RATING | 690 VAC | CURRENT RATING | 63 A | NUMBER OF POLES | 4 | LOAD BREAKING CAPACITY |  | CONTACT CONFIGURATION |  | ENCLOSURE | IP20 | MOUNTING TYPE | DIN-RAIL,BASE | TEMPERATURE RATING |  | ACTION |  | POWER RATING | 15 KW | FREQUENCY RATING |  | MATERIAL |  | SIZE | 70 WDX72.5 DPX91.5 HT MM | HAZARD CLASS |  | CERTIFICATION/STANDARD | IEC 60947-3/UL 508/CSA C22.2 NO.14 | ADDITIONAL FEATURES | TERMINAL TYPE:SCREW | [39 empty] | Production Completed
STP_009 - Lot2 | Data Enrichment | VNE | OK,NM CHANGED | 2023-06-24 | 2023-06-27 | Processed based on Websource, Conflict w.r.t Input | 1324336 | 1324336 | SWITCH;ABB,OTP 16K3M | SWITCH;MNFR:ABB,PTNO:OTP 16K3M | SWITCH | OTP 16K3M | 3000014 | ABB | ABB | OTP 16K3M | ABB |  |  |  |  | https://new.abb.com/products/1SCA022400R9830/otp16k3m | [10 empty] | ENRICHED | 39122205 Safety switch | SWITCH | SAFETY | TYPE |  | VOLTAGE RATING | 690 VAC | CURRENT RATING | 32 A | LOAD BREAKING CAPACITY |  | SHORT CIRCUIT CURRENT | 0.705 KA | CONTACT CONFIGURATION | 1NO 1NC | FUSE DETAILS |  | CONNECTION TYPE | SCREW CLAMP | ENCLOSURE | IP65 | MOUNTING TYPE |  | TEMPERATURE RATING |  | POWER RATING | 7.5 KW | FREQUENCY RATING |  | ACTION |  | MATERIAL | PLASTIC | SIZE | 85 WDX60 DPX120 HT MM | HAZARD CLASS |  | CERTIFICATION/STANDARD | IEC 60947-1, -3 | ADDITIONAL FEATURES | [36 empty] | Production Completed
STP_009 - Lot2 | Data Enrichment | VNE | OK,NM CHANGED | 2023-06-24 | 2023-06-27 | Processed based on Websource, Conflict w.r.t Input | 1267607 | 1267607 | SWITCH;NHP,140MTCDN66,DR MOUNTED OPERATR | SWITCH;MNFR:NHP,PTNO:140MTCDN66,ADDITIONAL FEATURES EN:DR MOUNTED OPERATR | 01)CNW (MOUNT ISA) ELECT WHO,01)NHP140MTCDN66,SWITCH,01)DR MOUNTED OPERATR | 140MTCDN66 | 3000664 | NHP | NHP | 140MTCDN66 | NHP | CNW ELECTRICAL |  |  |  | https://prdsccdnstorage.blob.core.windows.net/techdatasheets/140MTCDN66-232592-datasheet.pdf?sv=2019-02-02&ss=b&srt=sco&sp=rwdlac&se=2050-02-24T14:36:22Z&st=2020-02-24T06:36:22Z&spr=https&sig=ZYSSzNvPIpdF2duj%2B0Q%2Fxscgj9MvyEATcIdm%2Bn6Urmc%3D | [10 empty] | ENRICHED | 39122221 Switch part or accessory | OPERATOR | SWITCH | TYPE | DOOR MOUNTED | COLOUR | BLACK | SIZE |  | MATERIAL |  | NUMBER OF POSITIONS |  | DEGREE OF PROTECTION |  | HAZARD CLASS |  | CERTIFICATION/STANDARD |  | ADDITIONAL FEATURES | [56 empty] | Production Completed
STP_009 - Lot2 | Data Enrichment | VNE | OK,NM CHANGED | 2023-06-24 | 2023-06-27 | Processed based on Websource, Conflict w.r.t Input | 1274809 | 1274809 | SWITCH;NHP,21134001,ISO,25-100 A,1 NC+NO | SWITCH;MNFR:NHP,PTNO:21134001,ADDITIONAL FEATURES EN:ISO,25-100 A,1 NC+NO,AUXILIARY | 01)NHP ELECTRICAL ENGINEERIN,01)21134001,SWITCH,01)ISO,25-100 A,1 NC+NO,AUXILI | 21134001 | 3000664 | NHP | NHP | 21134001 | NHP |  |  |  |  | https://prdsccdnstorage.blob.core.windows.net/techdatasheets/21134001-227854-datasheet.pdf?sv=2019-02-02&ss=b&srt=sco&sp=rwdlac&se=2050-02-24T14:36:22Z&st=2020-02-24T06:36:22Z&spr=https&sig=ZYSSzNvPIpdF2duj%2B0Q%2Fxscgj9MvyEATcIdm%2Bn6Urmc%3D | [10 empty] | ENRICHED | 39121522 Electrical contacts | CONTACT | AUXILIARY | TYPE |  | CONTACT CONFIGURATION | 1NO 1NC | VOLTAGE RATING |  | CURRENT RATING | 25 TO 100 A | MATERIAL |  | TERMINAL TYPE |  | MOUNTING TYPE |  | HAZARD CLASS |  | CERTIFICATION/STANDARD |  | ADDITIONAL FEATURES | FREQUENCY RATING:50/60 HZ,ENCLOSURE:IP65,FOR SWITCH | [53 empty] | Production Completed
STP_009 - Lot2 | Data Enrichment | VNE | OK,NM CHANGED | 2023-06-24 | 2023-06-27 | Processed based on Websource, Conflict w.r.t Input | 1272736 | 1272736 | SWITCH;NHP,26990031,AUX,1C/O,1ST POSITIO | SWITCH;MNFR:NHP,PTNO:26990031,ADDITIONAL FEATURES EN:AUXILIARY,1C/O,1ST POSITION,SUITS SLB 1,BRAND:SOCOMEC | 01)CNW (MOUNT ISA) ELECT WHO,01)NHP26990031,SWITCH,01)AUXILIARY,1C/O,1ST POSITION | 26990031 | 3000664 | NHP | NHP | 26990031 | NHP | CNW ELECTRICAL |  |  |  | https://prdsccdnstorage.blob.core.windows.net/techdatasheets/26990031-14807-datasheet.pdf?sv=2019-02-02&ss=b&srt=sco&sp=rwdlac&se=2050-02-24T14:36:22Z&st=2020-02-24T06:36:22Z&spr=https&sig=ZYSSzNvPIpdF2duj%2B0Q%2Fxscgj9MvyEATcIdm%2Bn6Urmc%3D | [10 empty] | ENRICHED | 39121522 Electrical contacts | CONTACT | AUXILIARY | TYPE |  | CONTACT CONFIGURATION | 1CO | VOLTAGE RATING |  | CURRENT RATING | 16 A | MATERIAL | GLASS FIBRE REINFORCED POLYESTER | TERMINAL TYPE |  | MOUNTING TYPE |  | HAZARD CLASS |  | CERTIFICATION/STANDARD |  | ADDITIONAL FEATURES | BRAND:SOCOMEC,NUMBER OF POLES:3,1ST POSITION,FOR SLB 1 | [53 empty] | Production Completed
STP_009 - Lot2 | Data Enrichment | VNE | OK,NM CHANGED | 2023-06-24 | 2023-06-27 | Processed based on Websource, Conflict w.r.t Input | 1272737 | 1272737 | SWITCH;NHP,26990032,AUX,1C/O,2ND POSITIO | SWITCH;MNFR:NHP,PTNO:26990032,ADDITIONAL FEATURES EN:AUXILIARY,1C/O,2ND POSITION,SUITS SLB 1,BRAND:SOCOMEC | 01)CNW (MOUNT ISA) ELECT WHO,01)NHP26990032,SWITCH,01)AUXILIARY,1C/O,2ND POSITION | 26990032 | 3000664 | NHP | NHP | 26990032 | NHP | CNW ELECTRICAL |  |  |  | https://prdsccdnstorage.blob.core.windows.net/techdatasheets/26990032-14808-datasheet.pdf?sv=2019-02-02&ss=b&srt=sco&sp=rwdlac&se=2050-02-24T14:36:22Z&st=2020-02-24T06:36:22Z&spr=https&sig=ZYSSzNvPIpdF2duj%2B0Q%2Fxscgj9MvyEATcIdm%2Bn6Urmc%3D | [10 empty] | ENRICHED | 39121522 Electrical contacts | CONTACT | AUXILIARY | TYPE |  | CONTACT CONFIGURATION | 1CO | VOLTAGE RATING |  | CURRENT RATING | 16 A | MATERIAL | GLASS FIBRE REINFORCED POLYESTER | TERMINAL TYPE |  | MOUNTING TYPE |  | HAZARD CLASS |  | CERTIFICATION/STANDARD |  | ADDITIONAL FEATURES | BRAND:SOCOMEC,NUMBER OF POLES:3,2ND POSITION,FOR SLB 1 | [53 empty] | Production Completed
STP_009 - Lot2 | Data Enrichment | VNE | OK,NM CHANGED | 2023-06-24 | 2023-06-27 | Processed based on Websource, Conflict w.r.t Input | 1267258 | 1267258 | SWITCH;NHP,440GS36005,PWR RLS 2NC 1NC | SWITCH;MNFR:NHP,PTNO:440GS36005,ADDITIONAL FEATURES EN:PWR RLS 2NC 1NC | 01)CNW (MOUNT ISA) ELECT WHO,01)NHP440GS36005,SWITCH,01)PWR RLS 2NC 1NC | 440GS36005 | 3000664 | NHP | NHP | 440G-S36005 | NHP | CNW ELECTRICAL |  |  |  | https://prdsccdnstorage.blob.core.windows.net/techdatasheets/440GS36005-1542-datasheet.pdf?sv=2019-02-02&ss=b&srt=sco&sp=rwdlac&se=2050-02-24T14:36:22Z&st=2020-02-24T06:36:22Z&spr=https&sig=ZYSSzNvPIpdF2duj%2B0Q%2Fxscgj9MvyEATcIdm%2Bn6Urmc%3D | [10 empty] | ENRICHED | 39122205 Safety switch | SWITCH | SAFETY | TYPE | GUARD LOCKING,POWER RELEASE | VOLTAGE RATING | 230 VAC/DC | CURRENT RATING |  | LOAD BREAKING CAPACITY |  | SHORT CIRCUIT CURRENT |  | CONTACT CONFIGURATION | 1NO 2NC | FUSE DETAILS |  | CONNECTION TYPE | M20 CONDUIT | ENCLOSURE | IP67 | MOUNTING TYPE |  | TEMPERATURE RATING |  | POWER RATING |  | FREQUENCY RATING |  | ACTION |  | MATERIAL | DIE-CAST ALLOY | SIZE |  | HAZARD CLASS |  | CERTIFICATION/STANDARD |  | ADDITIONAL FEATURES | [36 empty] | Production Completed
STP_009 - Lot2 | Data Enrichment | VNE | OK,NM CHANGED | 2023-06-24 | 2023-06-27 | Processed based on Websource, Conflict w.r.t Input | 1266641 | 1266641 | SWITCH;NHP,DINTMS631,MAIN,1P 63A DIN-T | SWITCH;MNFR:NHP,PTNO:DINTMS631,ADDITIONAL FEATURES EN:MAIN,1P 63A DIN-T | 01)CNW (MOUNT ISA) ELECT WHO,01)NHPDINTMS631,SWITCH,01)MAIN,1P 63A DIN-T | DINTMS631 | 3000664 | NHP | NHP | DINTMS631 | NHP | CNW ELECTRICAL |  |  |  | https://prdsccdnstorage.blob.core.windows.net/techdatasheets/DINTMS631-6305-datasheet.pdf?sv=2019-02-02&ss=b&srt=sco&sp=rwdlac&se=2050-02-24T14:36:22Z&st=2020-02-24T06:36:22Z&spr=https&sig=ZYSSzNvPIpdF2duj%2B0Q%2Fxscgj9MvyEATcIdm%2Bn6Urmc%3D | https://www.blackwoods.com.au/electrical/power-protection/mcb/nhp-din-t-main-switch-1p-63a-75-mm-x-18-3-mm-x-100-mm-dintms631/p/00350816 ¦ https://www.schnap.com.au/nhp-electrical-engineering-products/power-distribution-and-protection/circuit-breakers/mcb/dintms631-mcbs-and-rcds-din-t.html | [9 empty] | ENRICHED | 39121603 Miniature circuit breakers | CIRCUIT BREAKER | NO MODIFIER | TYPE | MAIN,MINIATURE | CURRENT RATING | 63 A | VOLTAGE RATING |  | FRAME RATING |  | INTERRUPT RATING |  | NUMBER OF POLES | 1 | OVERALL SIZE | 18 WDX76 DPX86 DP MM | TRIP SETTING |  | TERMINAL TYPE |  | MOUNTING TYPE | SIDE CHASSIS | CERTIFICATION/STANDARD | AS/NZS 60947-3 | ADDITIONAL FEATURES | NUMBER OF CONTACTS:2,ENCLOSURE:IP20,TEMPERATURE RATING:-5 TO 40 DEG C | [49 empty] | Production Completed
STP_009 - Lot2 | Data Enrichment | VNE | OK,PART NUMBER UPDATED | 2023-06-24 | 2023-06-27 |  | 1276334 | 1276334 | SWITCH;NHP,ES61SR1Ã–1S,BELT ALLIGNMENT,MT | SWITCH;MNFR:NHP,PTNO:ES61SR1Ã–1S,ADDITIONAL FEATURES EN:BELT ALLIGNMENT,MTL:ROLLER,ADJ-ROD-LVR,1NO/1NC,SLOW,M20 | 01)NHP ELECTRICAL ENGINEERIN,01)ST.ES61SR1Ö1S,SWITCH,01)BELT ALLIGNMENT,MTL:ROLLER | ES61SR1Ã–1S | 3000664 | NHP | NHP | ES61 SR 1O/1S | NHP |  |  |  |  | https://prdsccdnstorage.blob.core.windows.net/techdatasheets/ES61SR1O1S-62826-datasheet.pdf?sv=2019-02-02&ss=b&srt=sco&sp=rwdlac&se=2050-02-24T14:36:22Z&st=2020-02-24T06:36:22Z&spr=https&sig=ZYSSzNvPIpdF2duj%2B0Q%2Fxscgj9MvyEATcIdm%2Bn6Urmc%3D | [10 empty] | ENRICHED | 39122200 Electrical switches and accessories | SWITCH | NO MODIFIER | TYPE | BELT ALIGNMENT DRIFT | VOLTAGE RATING | 400 VAC | CURRENT RATING | 6 A | CONTACT CONFIGURATION | 1NO 1NC | NUMBER OF POSITIONS |  | ENCLOSURE | IP65 | MOUNTING TYPE |  | TEMPERATURE RATING |  | ACTION |  | OPERATOR TYPE |  | POWER RATING |  | MATERIAL | DIE-CAST ALUMINUM | SIZE |  | HAZARD CLASS |  | CERTIFICATION/STANDARD | EN 60947-5-1,ISO 13849-1:2008 / AC:2009 PLE,CCC,EAC,CSA-US | ADDITIONAL FEATURES | METAL ROLLER,ADJACENT ROD LEVER,SLOW,CABLE ENTRY:M20X1.5 MM,TREMINAL TYPE:SCREW | [41 empty] | Production Completed
STP_009 - Lot2 | Data Enrichment | VNE | OK | 2023-06-24 | 2023-06-27 |  | 1276332 | 1276332 | SWITCH;NHP,ES61SR1O1S,BELT ALIGNMENT,MTL | SWITCH;MNFR:NHP,PTNO:ES61SR1O1S,ADDITIONAL FEATURES EN:BELT ALIGNMENT,MTL ROLLER ADJ-ROD-LVR 1NO/1NC SLOW M20 | 01)NHP ELECTRICAL ENGINEERIN,01)ES61SR1O1S,SWITCH,01)BELT ALIGNMENT,01)MTL ROLLER ADJ-ROD-LVR 1NO/ | ES61SR1O1S | 3000664 | NHP | NHP | ES61SR1O1S | NHP |  |  |  |  | https://prdsccdnstorage.blob.core.windows.net/techdatasheets/ES61SR1O1S-62826-datasheet.pdf?sv=2019-02-02&ss=b&srt=sco&sp=rwdlac&se=2050-02-24T14:36:22Z&st=2020-02-24T06:36:22Z&spr=https&sig=ZYSSzNvPIpdF2duj%2B0Q%2Fxscgj9MvyEATcIdm%2Bn6Urmc%3D | [10 empty] | ENRICHED | 39122200 Electrical switches and accessories | SWITCH | NO MODIFIER | TYPE | BELT ALIGNMENT DRIFT | VOLTAGE RATING | 400 VAC | CURRENT RATING | 6 A | CONTACT CONFIGURATION | 1NO 1NC | NUMBER OF POSITIONS |  | ENCLOSURE | IP65 | MOUNTING TYPE |  | TEMPERATURE RATING |  | ACTION |  | OPERATOR TYPE |  | POWER RATING |  | MATERIAL | DIE-CAST ALUMINUM | SIZE |  | HAZARD CLASS |  | CERTIFICATION/STANDARD | EN 60947-5-1,ISO 13849-1:2008 / AC:2009 PLE,CCC,EAC,CSA-US | ADDITIONAL FEATURES | METAL ROLLER,ADJACENT ROD LEVER,SLOW,CABLE ENTRY:M20X1.5 MM,TREMINAL TYPE:SCREW | [41 empty] | Production Completed
STP_009 - Lot2 | Data Enrichment | VNE | OK,NM CHANGED | 2023-06-24 | 2023-06-27 | Processed based on Websource, Conflict w.r.t Input | 1273418 | 1273418 | SWITCH;NHP,ISO340SSYS,40A,IP65,3P,SS,COL | SWITCH;MNFR:NHP,PTNO:ISO340SSYS,ADDITIONAL FEATURES EN:40A,IP65,3P,STAINLESS STEEL,COLOUR:YEL/RED HANDLE |  | ISO340SSYS | 3000664 | NHP | NHP | ISO340SSYS | NHP |  |  |  |  | https://prdsccdnstorage.blob.core.windows.net/techdatasheets/ISO340SSYS-227762-datasheet.pdf?sv=2019-02-02&ss=b&srt=sco&sp=rwdlac&se=2050-02-24T14:36:22Z&st=2020-02-24T06:36:22Z&spr=https&sig=ZYSSzNvPIpdF2duj%2B0Q%2Fxscgj9MvyEATcIdm%2Bn6Urmc%3D | [10 empty] | ENRICHED | 39122233 Disconnect switch | SWITCH | DISCONNECT | TYPE | ENCLOSED ISOLATING | VOLTAGE RATING | 690 VAC | CURRENT RATING | 40 A | NUMBER OF POLES | 3 | LOAD BREAKING CAPACITY | 6 A AT 415 VAC | CONTACT CONFIGURATION |  | ENCLOSURE | IP65 | MOUNTING TYPE |  | TEMPERATURE RATING |  | ACTION |  | POWER RATING |  | FREQUENCY RATING | 50/60 HZ | MATERIAL | STAINLESS STEEL 316 | SIZE | 150 WDX120 DPX159 HT MM | HAZARD CLASS |  | CERTIFICATION/STANDARD |  | ADDITIONAL FEATURES | HANDLE COLOR:RED,YELLOW | [39 empty] | Production Completed
STP_009 - Lot2 | Data Enrichment | VNE | OK,NM CHANGED | 2023-06-24 | 2023-06-27 | Processed based on Websource, Conflict w.r.t Input | 1274808 | 1274808 | SWITCH;NHP,ISO440PYS,ENCLOSED ISO,40A,YE | SWITCH;MNFR:NHP,PTNO:ISO440PYS,ADDITIONAL FEATURES EN:ENCLOSED ISO,40A,YELLOW POLY RED HANDLE | 01)NHP ELECTRICAL ENGINEERIN,01)ISO440PYS,SWITCH,01)ENCLOSED ISO,40A,YELLOW POL | ISO440PYS | 3000664 | NHP | NHP | ISO440PYS | NHP |  |  |  |  | https://prdsccdnstorage.blob.core.windows.net/techdatasheets/ISO440PYS-227700-datasheet.pdf?sv=2019-02-02&ss=b&srt=sco&sp=rwdlac&se=2050-02-24T14:36:22Z&st=2020-02-24T06:36:22Z&spr=https&sig=ZYSSzNvPIpdF2duj%2B0Q%2Fxscgj9MvyEATcIdm%2Bn6Urmc%3D | [10 empty] | ENRICHED | 39122233 Disconnect switch | SWITCH | DISCONNECT | TYPE | ENCLOSED ISOLATING | VOLTAGE RATING | 690 VAC | CURRENT RATING | 40 A | NUMBER OF POLES | 4 | LOAD BREAKING CAPACITY | 6 A AT 415 VAC | CONTACT CONFIGURATION |  | ENCLOSURE | IP65 | MOUNTING TYPE |  | TEMPERATURE RATING |  | ACTION |  | POWER RATING |  | FREQUENCY RATING | 50/60 HZ | MATERIAL | POLYCARBONATE | SIZE | 100 WDX81 DPX140 HT MM | HAZARD CLASS |  | CERTIFICATION/STANDARD |  | ADDITIONAL FEATURES | HANDLE COLOR:RED,YELLOW | [39 empty] | Production Completed