## Sheet1
Project | Activities | Production User | Production Comments | Start Date | End Date | Remarks | Griha ID | Material | MAKTX_MARA | TEXT_EN | Class_Char_Values | MFRPN | MFRNR | MFRNR DES (Name) | MNFR | PTNO | Verified MNFR from web | MNFR 1 | PTNO 1 | MNFR 2 | PTNO 2 | Reference URL | Reference URL1 | Item Number | DWG | DRAWING VERSION | POS/TAG | Equipment Type | Equipment Manufacturer | Equipment Model | Equipment Serial | Unused Text | Enriched/Cleansed | UNSPSC Ver.23.07 | Noun | Modifier | Attribute Name 1 | Attribute Value 1 | Attribute Name 2 | Attribute Value 2 | Attribute Name 3 | Attribute Value 3 | Attribute Name 4 | Attribute Value 4 | Attribute Name 5 | Attribute Value 5 | Attribute Name 6 | Attribute Value 6 | Attribute Name 7 | Attribute Value 7 | Attribute Name 8 | Attribute Value 8 | Attribute Name 9 | Attribute Value 9 | Attribute Name 10 | Attribute Value 10 | Attribute Name 11 | Attribute Value 11 | Attribute Name 12 | Attribute Value 12 | Attribute Name 13 | Attribute Value 13 | Attribute Name 14 | Attribute Value 14 | Attribute Name 15 | Attribute Value 15 | Attribute Name 16 | Attribute Value 16 | Attribute Name 17 | Attribute Value 17 | Attribute Name 18 | Attribute Value 18 | Attribute Name 19 | Attribute Value 19 | Attribute Name 20 | Attribute Value 20 | Attribute Name 21 | Attribute Value 21 | Attribute Name 22 | Attribute Value 22 | Attribute Name 23 | Attribute Value 23 | Attribute Name 24 | Attribute Value 24 | Attribute Name 25 | Attribute Value 25 | Attribute Name 26 | Attribute Value 26 | Attribute Name 27 | Attribute Value 27 | Attribute Name 28 | Attribute Value 28 | Attribute Name 29 | Attribute Value 29 | Attribute Name 30 | Attribute Value 30 | Attribute Name 31 | Attribute Value 31 | Attribute Name 32 | Attribute Value 32 | Attribute Name 33 | Attribute Value 33 | Attribute Name 34 | Attribute Value 34 | Attribute Name 35 | Attribute Value 35 | Attribute Name 36 | Attribute Value 36 | Remaining_Information | Status
STP_009 - Lot2 | Data Enrichment | VNE | OK,NM CHANGED | 2023-06-24 | 2023-06-29 | Processed based on Websource, Conflict w.r.t Input | 1217614 | 1217614 | ACTUATOR,HYDR;DIEC,BFC2206 | ACTUATOR,HYDRAULIC;MNFR:DIECI,PTNO:BFC2206,ADDITIONAL FEATURES EN:MASTER BRAKE CYLINDER,WHEEL | ACTUATOR,HYDRAULIC,01)MASTER BRAKE CYLINDER,WHEEL | BFC2206 | 3000511 | DIECI | DIECI | BFC2206 | [5 empty] | https://spwindustrial.com/xtreme-28513-000-master-cylinder-brake-dieci-732-bfc2206-eparts-plus/ | [10 empty] | CLEANSED | 26101700 Engine components and accessories | CYLINDER | BRAKE | TYPE | MASTER,WHEEL | PORT SIZE |  | STROKE |  | CAPACITY |  | PRESSURE RATING |  | FLUID TYPE |  | MOUNTING TYPE |  | HOUSING MATERIAL |  | TEMPERATURE RATING |  | CERTIFICATION/STANDARD |  | ADDITIONAL FEATURES | [52 empty] | Production Completed
STP_009 - Lot2 | Data Enrichment | VNE | OK | 2023-06-24 | 2023-06-29 |  | 1333552 | 1333552 | BUZZER;DIEC,BEQ0101/F | BUZZER;MNFR:DIECI,PTNO:BEQ0101/F,ADDITIONAL FEATURES EN:REVERSE GEAR | BUZZER,01)REVERSE GEAR | BEQ0101/F | 3000511 | DIECI | DIECI | BEQ0101/F | [5 empty] | https://inter--tehnika-ru.translate.goog/product/7VdK_signal-zvukovoy-zadnego-khoda?_x_tr_sl=ru&_x_tr_tl=en&_x_tr_hl=en&_x_tr_pto=sc | [10 empty] | ENRICHED | 46171607 Buzzers | BUZZER | NO MODIFIER | TYPE | AUDIBLE REVERSE GEAR | SOUND INTENSITY |  | ELECTRICAL RATING |  | OPERATING FREQUENCY |  | TERMINAL TYPE |  | MOUNTING TYPE |  | SIZE |  | MATERIAL |  | HAZARD CLASS |  | CERTIFICATION/STANDARD |  | ADDITIONAL FEATURES EN | REVERSE GEAR | [51 empty] | Production Completed
STP_009 - Lot2 | Data Enrichment | VNE | OK,PARTIAL PART NUMBER MATCH | 2023-06-24 | 2023-06-29 | Partially Match | 1252812 | 1252812 | COUNTERWEIGHT;DIEC,BCA8638/0D2 | COUNTERWEIGHT;MNFR:DIECI,PTNO:BCA8638/0D2,ADDITIONAL FEATURES EN:LH | COUNTERWEIGHT,01)LH | BCA8638/0D2 | 3000511 | DIECI | DIECI | BCA8638/0D2 | [5 empty] | https://pdfcoffee.com/dieci-icarus-4017-sn-1792010-parts-pdf-free.html | [10 empty] | CLEANSED | 24101636 Counter weight bag and counterweight | COUNTERWEIGHT | NO MODIFIER | TYPE | LH | WEIGHT |  | MATERIAL |  | OVERALL SIZE |  | HAZARD CLASS |  | CERTIFICATION/STANDARD |  | ADDITIONAL FEATURES EN | [60 empty] | Production Completed
STP_009 - Lot2 | Data Enrichment | VNE | OK | 2023-06-24 | 2023-06-29 |  | 1252897 | 1252897 | FENDER;DIEC,BCN9704/0D2 | FENDER;MNFR:DIECI,PTNO:BCN9704/0D2,ADDITIONAL FEATURES EN:SUPPORT,RH | FENDER,01)SUPPORT,RH | BCN9704/0D2 | 3000511 | DIECI | DIECI | BCN9704/0D2 | [5 empty] | URL NOT FOUND | [10 empty] | CLEANSED | 25172602 Automotive fenders | FENDER | NO MODIFIER | TYPE | SUPPORT,RH | SIZE |  | MATERIAL |  | HAZARD CLASS |  | CERTIFICATION/STANDARD |  | ADDITIONAL FEATURES EN | [62 empty] | Production Completed
STP_009 - Lot2 | Data Enrichment | VNE | OK | 2023-06-24 | 2023-06-29 |  | 1252909 | 1252909 | FENDER;DIEC,BCN9705/0D2 | FENDER;MNFR:DIECI,PTNO:BCN9705/0D2,ADDITIONAL FEATURES EN:SUPPORT, LH | FENDER,01)SUPPORT, LH | BCN9705/0D2 | 3000511 | DIECI | DIECI | BCN9705/0D2 | [5 empty] | URL NOT FOUND | [10 empty] | CLEANSED | 25172602 Automotive fenders | FENDER | NO MODIFIER | TYPE | SUPPORT,LH | SIZE |  | MATERIAL |  | HAZARD CLASS |  | CERTIFICATION/STANDARD |  | ADDITIONAL FEATURES EN | [62 empty] | Production Completed
STP_009 - Lot2 | Data Enrichment | VNE | OK | 2023-06-24 | 2023-06-29 |  | 1333593 | 1333593 | FENDER;DIEC,BSH0015/1 | FENDER;MNFR:DIECI,PTNO:BSH0015/1,ADDITIONAL FEATURES EN:YELLOW | FENDER,01)YELLOW | BSH0015/1 | 3000511 | DIECI | DIECI | BSH0015/1 | [5 empty] | https://www-agrozet-cz.translate.goog/e-shop/dieci-bsh0015-1-blatnik-zluty-d1556.html?_x_tr_sl=cs&_x_tr_tl=en&_x_tr_hl=en&_x_tr_pto=sc | [10 empty] | CLEANSED | 25172602 Automotive fenders | FENDER | NO MODIFIER | TYPE |  | SIZE |  | MATERIAL |  | HAZARD CLASS |  | CERTIFICATION/STANDARD |  | ADDITIONAL FEATURES EN | COLOR:YELLOW | [61 empty] | Production Completed
STP_009 - Lot2 | Data Enrichment | VNE | OK | 2023-06-24 | 2023-06-29 |  | 1333310 | 1333310 | FENDER;DIEC,BSH0015/2 | FENDER;MNFR:DIECI,PTNO:BSH0015/2,ADDITIONAL FEATURES EN:BLACK | FENDER,01)BLACK | BSH0015/2 | 3000511 | DIECI | DIECI | BSH0015/2 | [5 empty] | https://ndetal-com.translate.goog/catalog/zapasnye-chasti/dieci/DIECI-BSH0015-2?_x_tr_sl=ru&_x_tr_tl=en&_x_tr_hl=en&_x_tr_pto=sc | [10 empty] | CLEANSED | 25172602 Automotive fenders | FENDER | NO MODIFIER | TYPE |  | SIZE |  | MATERIAL |  | HAZARD CLASS |  | CERTIFICATION/STANDARD |  | ADDITIONAL FEATURES EN | COLOR:BLACK | [61 empty] | Production Completed
STP_009 - Lot2 | Data Enrichment | VNE | OK | 2023-06-24 | 2023-06-29 |  | 1252966 | 1252966 | HOOK,GRAB;DIEC,3V-W0309005 | HOOK,GRAB;MNFR:DIECI,PTNO:3V-W0309005,ADDITIONAL FEATURES EN:FAIRLEAD | HOOK,GRAB,01)FAIRLEAD | 3V-W0309005 | 3000511 | DIECI | DIECI | 3V-W0309005 | [5 empty] | https://pdfcoffee.com/dieci-icarus-4017-sn-1792010-parts-pdf-free.html | [10 empty] | CLEANSED | 31162608 Grab hooks | HOOK | GRAB | TYPE | FAIRLEAD | CHAIN/ROPE SIZE |  | LOAD RATING |  | MATERIAL |  | OVERALL SIZE |  | HAZARD CLASS |  | CERTIFICATION/STANDARD |  | ADDITIONAL FEATURES EN | [58 empty] | Production Completed
STP_009 - Lot2 | Data Enrichment | VNE | OK | 2023-06-24 | 2023-06-29 |  | 1252873 | 1252873 | HOOK,GRAB;DIEC,7S.147312925 | HOOK,GRAB;MNFR:DIECI,PTNO:7S.147312925,ADDITIONAL FEATURES EN:FAIRLEAD | HOOK,GRAB,01)FAIRLEAD | 7S.147312925 | 3000511 | DIECI | DIECI | 7S.147312925 | [5 empty] | https://pdfcoffee.com/dieci-icarus-4017-sn-1792010-parts-pdf-free.html | [10 empty] | CLEANSED | 31162608 Grab hooks | HOOK | GRAB | TYPE | FAIRLEAD | CHAIN/ROPE SIZE |  | LOAD RATING |  | MATERIAL |  | OVERALL SIZE |  | HAZARD CLASS |  | CERTIFICATION/STANDARD |  | ADDITIONAL FEATURES EN | [58 empty] | Production Completed
STP_009 - Lot2 | Data Enrichment | VNE | OK | 2023-06-24 | 2023-06-29 |  | 1332998 | 1332998 | HOOK,GRAB;DIEC,7S.347325989 | HOOK,GRAB;MNFR:DIECI,PTNO:7S.347325989,ADDITIONAL FEATURES EN:FAIRLEAD | HOOK,GRAB,01)FAIRLEAD | 7S.347325989 | 3000511 | DIECI | DIECI | 7S.347325989 | [5 empty] | https://pdfcoffee.com/dieci-icarus-4017-sn-1792010-parts-pdf-free.html | [10 empty] | CLEANSED | 31162608 Grab hooks | HOOK | GRAB | TYPE | FAIRLEAD | CHAIN/ROPE SIZE |  | LOAD RATING |  | MATERIAL |  | OVERALL SIZE |  | HAZARD CLASS |  | CERTIFICATION/STANDARD |  | ADDITIONAL FEATURES EN | [58 empty] | Production Completed
STP_009 - Lot2 | Data Enrichment | VNE | OK,NM CHANGED | 2023-06-24 | 2023-06-29 | Processed based on Websource, Conflict w.r.t Input | 1276147 | 1276147 | MODULE;AB,1734-IB8,MODL,I/O,DIGI | MODULE;MNFR:ALLEN BRADLEY,PTNO:1734-IB8,ADDITIONAL FEATURES EN:MODULE,I/O,DIGI | 01)COBAR POWERHOUSE,01)1734-IB8,MODULE,01)MODULE,I/O,DIGI | 1734-IB8 | 3000226 | ALLEN BRADLEY | ALLEN BRADLEY | 1734-IB8 |  | COBAR POWERHOUSE |  |  |  | https://www.rockwellautomation.com/en-ca/products/details.1734-IB8.html | https://prdsccdnstorage.blob.core.windows.net/techdatasheets/1734IB8-13218-datasheet.pdf?sv=2019-02-02&ss=b&srt=sco&sp=rwdlac&se=2050-02-24T14:36:22Z&st=2020-02-24T06:36:22Z&spr=https&sig=ZYSSzNvPIpdF2duj%2B0Q%2Fxscgj9MvyEATcIdm%2Bn6Urmc%3D | [9 empty] | ENRICHED | 39121552 Electrical control modules | MODULE | ELECTRONIC | TYPE | 8 POINT DIGITAL SINK INPUT | INPUT RATING | 10 TO 28.8 VDC | OUTPUT RATING |  | CONNECTION TYPE |  | SIZE |  | MOUNTING TYPE |  | HAZARD CLASS |  | CERTIFICATION/STANDARD |  | ADDITIONAL FEATURES | TRADE NAME:POINT I/O | [55 empty] | Production Completed
STP_009 - Lot2 | Data Enrichment | VNE | OK,NM CHANGED | 2023-06-24 | 2023-06-29 | Processed based on Websource, Conflict w.r.t Input | 1253877 | 1253877 | MODULE;AB,1734-IE2C,CHANNEL ANALOGUE INP | MODULE;MNFR:ALLEN BRADLEY,PTNO:1734-IE2C,ADDITIONAL FEATURES EN:CHANNEL ANALOGUE INPUT,HAR | 01)COLTERLEC,01)1734-IE2C,MODULE,01)CHANNEL ANALOGUE INPUT,HAR | 1734-IE2C | 3000226 | ALLEN BRADLEY | ALLEN BRADLEY | 1734-IE2C |  | COLTERLEC | 1734-IE2C |  |  | https://www.rockwellautomation.com/en-ca/products/details.1734-IE2C.html | https://prdsccdnstorage.blob.core.windows.net/techdatasheets/1734IE2C-13220-datasheet.pdf?sv=2019-02-02&ss=b&srt=sco&sp=rwdlac&se=2050-02-24T14:36:22Z&st=2020-02-24T06:36:22Z&spr=https&sig=ZYSSzNvPIpdF2duj%2B0Q%2Fxscgj9MvyEATcIdm%2Bn6Urmc%3D | [9 empty] | ENRICHED | 39121552 Electrical control modules | MODULE | ELECTRONIC | TYPE | 2 CHANNEL ANALOG INPUT CURRENT | INPUT RATING | 0 TO 20 MA,4 TO 20 MA | OUTPUT RATING |  | CONNECTION TYPE |  | SIZE |  | MOUNTING TYPE |  | HAZARD CLASS |  | CERTIFICATION/STANDARD |  | ADDITIONAL FEATURES | [56 empty] | Production Completed
STP_009 - Lot2 | Data Enrichment | VNE | OK,NM CHANGED | 2023-06-24 | 2023-06-29 | Processed based on Websource, Conflict w.r.t Input | 1276333 | 1276333 | MODULE;AB,1734-OW4,OUTPT,POINT I/O,4 REL | MODULE;MNFR:ALLEN BRADLEY,PTNO:1734-OW4,ADDITIONAL FEATURES EN:OUTPUT,POINT I/O,4 RELAY,COIL NO,DIGITAL CONTACT,DIN MOUNTED |  | 1734-OW4 | 3000226 | ALLEN BRADLEY | ALLEN BRADLEY | 1734-OW4 | [5 empty] | https://www.rockwellautomation.com/en-ca/products/details.1734-OW4.html | https://prdsccdnstorage.blob.core.windows.net/techdatasheets/1734OW4-13238-datasheet.pdf?sv=2019-02-02&ss=b&srt=sco&sp=rwdlac&se=2050-02-24T14:36:22Z&st=2020-02-24T06:36:22Z&spr=https&sig=ZYSSzNvPIpdF2duj%2B0Q%2Fxscgj9MvyEATcIdm%2Bn6Urmc%3D | [9 empty] | ENRICHED | 39121552 Electrical control modules | MODULE | ELECTRONIC | TYPE | 4 DIGITAL CONTACT OUTPUT RELAY | INPUT RATING |  | OUTPUT RATING | 5 TO 240 VDC,8 A | CONNECTION TYPE |  | SIZE |  | MOUNTING TYPE | DIN | HAZARD CLASS |  | CERTIFICATION/STANDARD |  | ADDITIONAL FEATURES | TRADE NAME:POINT I/O,COIL NO | [55 empty] | Production Completed
STP_009 - Lot2 | Data Enrichment | VNE | OK,NM CHANGED | 2023-06-24 | 2023-06-29 | Processed based on Websource, Conflict w.r.t Input | 1253846 | 1253846 | MODULE;AB,1734-VHSC24,HIGH SPEED COUNTER | MODULE;MNFR:ALLEN BRADLEY,PTNO:1734-VHSC24,ADDITIONAL FEATURES EN:HIGH SPEED COUNTER | 01)COLTERLEC,01)1734-VHSC24,MODULE,01)HIGH SPEED COUNTER | 1734-VHSC24 | 3000226 | ALLEN BRADLEY | ALLEN BRADLEY | 1734-VHSC24 |  | COLTERLEC | 1734-VHSC24 |  |  | https://www.rockwellautomation.com/en-ca/products/details.1734-VHSC24.html | https://prdsccdnstorage.blob.core.windows.net/techdatasheets/1734VHSC24-13247-datasheet.pdf?sv=2019-02-02&ss=b&srt=sco&sp=rwdlac&se=2050-02-24T14:36:22Z&st=2020-02-24T06:36:22Z&spr=https&sig=ZYSSzNvPIpdF2duj%2B0Q%2Fxscgj9MvyEATcIdm%2Bn6Urmc%3D | [9 empty] | ENRICHED | 39121552 Electrical control modules | MODULE | ELECTRONIC | TYPE | 1 CHANNEL HIGH SPEED COUNTER SPECIALITY | INPUT RATING |  | OUTPUT RATING |  | CONNECTION TYPE |  | SIZE |  | MOUNTING TYPE | DIN | HAZARD CLASS |  | CERTIFICATION/STANDARD |  | ADDITIONAL FEATURES | [56 empty] | Production Completed
STP_009 - Lot2 | Data Enrichment | VNE | OK,NM CHANGED | 2023-06-24 | 2023-06-29 | Processed based on Websource, Conflict w.r.t Input | 1219799 | 1219799 | MODULE;AB,1762IF2OF2,MLX1100/1200/1400 E | MODULE;MNFR:ALLEN BRADLEY,PTNO:1762IF2OF2,ADDITIONAL FEATURES EN:MLX1100/1200/1400 EXPANSION MODULE 2AI 2AO 4-20MA/0-10VDC | 01)NHP ELECTRICAL ENGINEERIN,01)1762IF2OF2,MODULE,01)MLX1100/1200/1400 EXPANSION | 1762IF2OF2 | 3000226 | ALLEN BRADLEY | ALLEN BRADLEY | 1762IF2OF2 |  | NHP ELECTRICAL ENGINEERING | 1762IF2OF2 |  |  | https://www.rockwellautomation.com/en-ca/products/details.1762-IF2OF2.html | https://prdsccdnstorage.blob.core.windows.net/techdatasheets/1762IF2OF2-13474-datasheet.pdf?sv=2019-02-02&ss=b&srt=sco&sp=rwdlac&se=2050-02-24T14:36:22Z&st=2020-02-24T06:36:22Z&spr=https&sig=ZYSSzNvPIpdF2duj%2B0Q%2Fxscgj9MvyEATcIdm%2Bn6Urmc%3D | [9 empty] | ENRICHED | 39121552 Electrical control modules | MODULE | ELECTRONIC | TYPE | 4 CHANNEL ANALOG INPUT OUTPUT | INPUT RATING | 0 TO 10 VDC,4 TO 20 MA | OUTPUT RATING | 0 TO 10 VDC,4 TO 20 MA | CONNECTION TYPE | SCREW | SIZE | 40 WDX87 DPX90 HT MM | MOUNTING TYPE |  | HAZARD CLASS |  | CERTIFICATION/STANDARD |  | ADDITIONAL FEATURES | MLX1100/1200/1400 EXPANSION 2 ANALOG INPUT,2 ANALOG OUTPUT | [55 empty] | Production Completed
STP_009 - Lot2 | Data Enrichment | VNE | OK,NM CHANGED | 2023-06-24 | 2023-06-29 | Processed based on Websource, Conflict w.r.t Input | 1269531 | 1269531 | MODULE;AB,1769IQ16,MODL,16DI | MODULE;MNFR:ALLEN BRADLEY,PTNO:1769IQ16,ADDITIONAL FEATURES EN:MODULE,16DI | 01)COBAR POWERHOUSE,01)1769IQ16,MODULE,01)MODULE,16DI | 1769IQ16 | 3000226 | ALLEN BRADLEY | ALLEN BRADLEY | 1769IQ16 |  | COBAR POWERHOUSE | 1769IQ16 |  |  | https://www.rockwellautomation.com/en-ca/products/details.1769-IQ16.html | https://prdsccdnstorage.blob.core.windows.net/techdatasheets/1769IQ16-13557-datasheet.pdf?sv=2019-02-02&ss=b&srt=sco&sp=rwdlac&se=2050-02-24T14:36:22Z&st=2020-02-24T06:36:22Z&spr=https&sig=ZYSSzNvPIpdF2duj%2B0Q%2Fxscgj9MvyEATcIdm%2Bn6Urmc%3D | [9 empty] | ENRICHED | 39121552 Electrical control modules | MODULE | ELECTRONIC | TYPE | 16 POINT SINKING/SOURCING DIGITAL INPUT | INPUT RATING | 10 TO 30 VDC | OUTPUT RATING |  | CONNECTION TYPE |  | SIZE |  | MOUNTING TYPE |  | HAZARD CLASS |  | CERTIFICATION/STANDARD |  | ADDITIONAL FEATURES | [56 empty] | Production Completed
STP_009 - Lot2 | Data Enrichment | VNE | OK,NM CHANGED | 2023-06-24 | 2023-06-29 | Processed based on Websource, Conflict w.r.t Input | 1270043 | 1270043 | MODULE;AB,1769OW16,MODL,OUTPT | MODULE;MNFR:ALLEN BRADLEY,PTNO:1769OW16,ADDITIONAL FEATURES EN:MODULE,OUTPUT | 01)COBAR POWERHOUSE,01)1769OW16,MODULE,01)MODULE,OUTPUT | 1769OW16 | 3000226 | ALLEN BRADLEY | ALLEN BRADLEY | 1769OW16 |  | COBAR POWERHOUSE | 1769OW16 |  |  | https://www.rockwellautomation.com/en-ca/products/details.1769-OW16.html | https://prdsccdnstorage.blob.core.windows.net/techdatasheets/1769OW16-13582-datasheet.pdf?sv=2019-02-02&ss=b&srt=sco&sp=rwdlac&se=2050-02-24T14:36:22Z&st=2020-02-24T06:36:22Z&spr=https&sig=ZYSSzNvPIpdF2duj%2B0Q%2Fxscgj9MvyEATcIdm%2Bn6Urmc%3D | [9 empty] | ENRICHED | 39121552 Electrical control modules | MODULE | ELECTRONIC | TYPE | 16 POINT DC RELAY OUTPUT | INPUT RATING |  | OUTPUT RATING | 2.5 A | CONNECTION TYPE |  | SIZE |  | MOUNTING TYPE |  | HAZARD CLASS |  | CERTIFICATION/STANDARD |  | ADDITIONAL FEATURES | [56 empty] | Production Completed
STP_009 - Lot2 | Data Enrichment | VNE | OK,NM CHANGED | 2023-06-24 | 2023-06-29 | Processed based on Websource, Conflict w.r.t Input | 1273301 | 1273301 | MODULE;AB,1794-IF8IH,FLEX I/O,8 SLOTTED | MODULE;MNFR:ALLEN BRADLEY,PTNO:1794-IF8IH,ADDITIONAL FEATURES EN:FLEX I/O,8 SLOTTED,ANALOG INPUT,190MA,24 VDC,HART ENABLED |  | 1794-IF8IH | 3000226 | ALLEN BRADLEY | ALLEN BRADLEY | 1794-IF8IH | [5 empty] | https://www.rockwellautomation.com/en-us/products/details.1794-IF8IH.html | https://prdsccdnstorage.blob.core.windows.net/techdatasheets/1794IF8IH-82881-datasheet.pdf?sv=2019-02-02&ss=b&srt=sco&sp=rwdlac&se=2050-02-24T14:36:22Z&st=2020-02-24T06:36:22Z&spr=https&sig=ZYSSzNvPIpdF2duj%2B0Q%2Fxscgj9MvyEATcIdm%2Bn6Urmc%3D | [9 empty] | ENRICHED | 39121552 Electrical control modules | MODULE | ELECTRONIC | TYPE | 8 ANALOG INPUT CURRENT SINGLE ENDED HART,SLOTTED | INPUT RATING | 0 TO 20 MA,4 TO 20 MA | OUTPUT RATING |  | CONNECTION TYPE |  | SIZE |  | MOUNTING TYPE | DIN | HAZARD CLASS |  | CERTIFICATION/STANDARD | CCC,ATEX | ADDITIONAL FEATURES | TRADE NAME:FLEX I/O,POWER SUPPLY:24 VDC | [55 empty] | Production Completed
STP_009 - Lot2 | Data Enrichment | VNE | OK,NM CHANGED | 2023-06-24 | 2023-06-29 | Processed based on Websource, Conflict w.r.t Input | 1252900 | 1252900 | MODULE;DIEC,4C-2402660100 | MODULE;MNFR:DIECI,PTNO:4C-2402660100,ADDITIONAL FEATURES EN:LINK BOX | MODULE,01)LINK BOX | 4C-2402660100 | 3000511 | DIECI | DIECI | 4C-2402660100 | [5 empty] | https://goldytech-com-ua.translate.goog/ua/p1296150926-2402660100-modul-elektrichnij.html?_x_tr_sl=uk&_x_tr_tl=en&_x_tr_hl=en&_x_tr_pto=sc | [10 empty] | CLEANSED | 39121552 Electrical control modules | MODULE | ELECTRONIC | TYPE | LINK BOX | INPUT RATING |  | OUTPUT RATING |  | CONNECTION TYPE |  | SIZE |  | MOUNTING TYPE |  | HAZARD CLASS |  | CERTIFICATION/STANDARD |  | ADDITIONAL FEATURES | [56 empty] | Production Completed
STP_009 - Lot2 | Data Enrichment | VNE | OK,NM CHANGED | 2023-06-24 | 2023-06-29 | Processed based on Websource, Conflict w.r.t Input | 1252899 | 1252899 | MODULE;DIEC,4C-2402660300 | MODULE;MNFR:DIECI,PTNO:4C-2402660300,ADDITIONAL FEATURES EN:LINK BOX | MODULE,01)LINK BOX | 4C-2402660300 | 3000511 | DIECI | DIECI | 4C-2402660300 | [5 empty] | https://goldytech.com.ua/ua/p1296150927-2402660300-modul-elektrichnij.html | [10 empty] | CLEANSED | 39121552 Electrical control modules | MODULE | ELECTRONIC | TYPE | LINK BOX | INPUT RATING |  | OUTPUT RATING |  | CONNECTION TYPE |  | SIZE |  | MOUNTING TYPE |  | HAZARD CLASS |  | CERTIFICATION/STANDARD |  | ADDITIONAL FEATURES | [56 empty] | Production Completed
STP_009 - Lot2 | Data Enrichment | VNE | OK | 2023-06-24 | 2023-06-29 |  | 1273950 | 1273950 | MODULE;NHP,1756IF8,CONTROLLOGIX 8AI CURR | MODULE;MNFR:NHP,PTNO:1756IF8,ADDITIONAL FEATURES EN:CONTROLLOGIX 8AI CURRENT/VOLTAGE | 01)NHP ELECTRICAL ENGINEERIN,01)1756IF8,MODULE,01)CONTROLLOGIX 8AI CURRENT/VO | 1756IF8 | 3000664 | NHP | NHP | 1756IF8 | [5 empty] | https://prdsccdnstorage.blob.core.windows.net/techdatasheets/1756IF8-13381-datasheet.pdf?sv=2019-02-02&ss=b&srt=sco&sp=rwdlac&se=2050-02-24T14:36:22Z&st=2020-02-24T06:36:22Z&spr=https&sig=ZYSSzNvPIpdF2duj%2B0Q%2Fxscgj9MvyEATcIdm%2Bn6Urmc%3D | [10 empty] | ENRICHED | 39121552 Electrical control modules | MODULE | ELECTRONIC | TYPE | 8 ANALOG INPUT CURRENT/VOLTAGE | INPUT RATING | 0 TO 5 VDC,0 TO 10 VDC,0 TO 20 MA | OUTPUT RATING |  | CONNECTION TYPE |  | SIZE |  | MOUNTING TYPE |  | HAZARD CLASS |  | CERTIFICATION/STANDARD | ATEX,CE,CSA,C-TICK,FM,KC (KCC),UL | ADDITIONAL FEATURES | BRAND:CONTROLLOGIX | [55 empty] | Production Completed
STP_009 - Lot2 | Data Enrichment | VNE | OK | 2023-06-24 | 2023-06-29 |  | 1273951 | 1273951 | MODULE;NHP,1756IRT8I,CONTROLLOGIX 8AI RT | MODULE;MNFR:NHP,PTNO:1756IRT8I,ADDITIONAL FEATURES EN:CONTROLLOGIX 8AI RTD/THERMOCOUPLE ISOLATED | 01)NHP ELECTRICAL ENGINEERIN,01)1756IRT8I,MODULE,01)CONTROLLOGIX 8AI RTD/THERMO | 1756IRT8I | 3000664 | NHP | NHP | 1756IRT8I | [5 empty] | https://prdsccdnstorage.blob.core.windows.net/techdatasheets/1756IRT8I-160518-datasheet.pdf?sv=2019-02-02&ss=b&srt=sco&sp=rwdlac&se=2050-02-24T14:36:22Z&st=2020-02-24T06:36:22Z&spr=https&sig=ZYSSzNvPIpdF2duj%2B0Q%2Fxscgj9MvyEATcIdm%2Bn6Urmc%3D | [10 empty] | ENRICHED | 39121552 Electrical control modules | MODULE | ELECTRONIC | TYPE | 8 ANALOG INPUT RTD/THERMOCOUPLE ISOLATED | INPUT RATING | -100 TO 100 MV DC | OUTPUT RATING |  | CONNECTION TYPE |  | SIZE |  | MOUNTING TYPE |  | HAZARD CLASS |  | CERTIFICATION/STANDARD |  | ADDITIONAL FEATURES | BRAND:CONTROLLOGIX | [55 empty] | Production Completed
STP_009 - Lot2 | Data Enrichment | VNE | OK | 2023-06-24 | 2023-06-29 |  | 1273952 | 1273952 | MODULE;NHP,1756OB32,CONTROLLOGIX 32DO 10 | MODULE;MNFR:NHP,PTNO:1756OB32,ADDITIONAL FEATURES EN:CONTROLLOGIX 32DO 10-31V DC | 01)NHP ELECTRICAL ENGINEERIN,01)1756OB32,MODULE,01)CONTROLLOGIX 32DO 10-31V DC | 1756OB32 | 3000664 | NHP | NHP | 1756OB32 | [5 empty] | https://prdsccdnstorage.blob.core.windows.net/techdatasheets/1756OB32-13410-datasheet.pdf?sv=2019-02-02&ss=b&srt=sco&sp=rwdlac&se=2050-02-24T14:36:22Z&st=2020-02-24T06:36:22Z&spr=https&sig=ZYSSzNvPIpdF2duj%2B0Q%2Fxscgj9MvyEATcIdm%2Bn6Urmc%3D | [10 empty] | ENRICHED | 39121552 Electrical control modules | MODULE | ELECTRONIC | TYPE | 32 DIGITAL OUTPUT | INPUT RATING |  | OUTPUT RATING | 10 TO 31.2 VDC,10 A | CONNECTION TYPE |  | SIZE |  | MOUNTING TYPE |  | HAZARD CLASS |  | CERTIFICATION/STANDARD | ATEX,CE,CSA,C-TICK,FM,KC (KCC),UL | ADDITIONAL FEATURES | BRAND:CONTROLLOGIX | [55 empty] | Production Completed
STP_009 - Lot2 | Data Enrichment | VNE | OK | 2023-06-24 | 2023-06-29 |  | 1273953 | 1273953 | MODULE;NHP,1756OF8I,CONTROLLOGIX 8AO CUR | MODULE;MNFR:NHP,PTNO:1756OF8I,ADDITIONAL FEATURES EN:CONTROLLOGIX 8AO CURRENT/VOLTAGE ISOLATED | 01)NHP ELECTRICAL ENGINEERIN,01)1756OF8I,MODULE,01)CONTROLLOGIX 8AO CURRENT/VO | 1756OF8I | 3000664 | NHP | NHP | 1756OF8I | [5 empty] | https://prdsccdnstorage.blob.core.windows.net/techdatasheets/1756OF8I-115961-datasheet.pdf?sv=2019-02-02&ss=b&srt=sco&sp=rwdlac&se=2050-02-24T14:36:22Z&st=2020-02-24T06:36:22Z&spr=https&sig=ZYSSzNvPIpdF2duj%2B0Q%2Fxscgj9MvyEATcIdm%2Bn6Urmc%3D | [10 empty] | ENRICHED | 39121552 Electrical control modules | MODULE | ELECTRONIC | TYPE | 8 ANALOG OUTPUT CURRENT/VOLTAGE ISOLATED | INPUT RATING |  | OUTPUT RATING | 0 TO 5 VDC,0 TO 10 VDC,0 TO 20 MA | CONNECTION TYPE |  | SIZE |  | MOUNTING TYPE |  | HAZARD CLASS |  | CERTIFICATION/STANDARD | ATEX,CE,C-TICK,KC (KCC),CULUS | ADDITIONAL FEATURES | BRAND:CONTROLLOGIX | [55 empty] | Production Completed
STP_009 - Lot2 | Data Enrichment | VNE | OK | 2023-06-24 | 2023-06-29 |  | 1273958 | 1273958 | MODULE;NHP,1769OB32,COMPACTLOGIX 32DO,20 | MODULE;MNFR:NHP,PTNO:1769OB32,ADDITIONAL FEATURES EN:COMPACTLOGIX 32DO,20.4-26.4V DC | 01)NHP ELECTRICAL ENGINEERIN,01)1769OB32,MODULE,01)COMPACTLOGIX 32DO,20.4-26.4 | 1769OB32 | 3000664 | NHP | NHP | 1769OB32 | [5 empty] | https://prdsccdnstorage.blob.core.windows.net/techdatasheets/1769OB32-13572-datasheet.pdf?sv=2019-02-02&ss=b&srt=sco&sp=rwdlac&se=2050-02-24T14:36:22Z&st=2020-02-24T06:36:22Z&spr=https&sig=ZYSSzNvPIpdF2duj%2B0Q%2Fxscgj9MvyEATcIdm%2Bn6Urmc%3D | [10 empty] | ENRICHED | 39121552 Electrical control modules | MODULE | ELECTRONIC | TYPE | 32 DIGITAL OUTPUT | INPUT RATING |  | OUTPUT RATING | 20.4 TO 26.4 VDC,4 A | CONNECTION TYPE |  | SIZE |  | MOUNTING TYPE |  | HAZARD CLASS |  | CERTIFICATION/STANDARD |  | ADDITIONAL FEATURES | BRAND:COMPACTLOGIX | [55 empty] | Production Completed
STP_009 - Lot2 | Data Enrichment | VNE | OK | 2023-06-24 | 2023-06-29 |  | 1273957 | 1273957 | MODULE;NHP,1769OF4CI,COMPACTLOGIX 4AO CU | MODULE;MNFR:NHP,PTNO:1769OF4CI,ADDITIONAL FEATURES EN:COMPACTLOGIX 4AO CURRENT ISOLATED | 01)NHP ELECTRICAL ENGINEERIN,01)1769OF4CI,MODULE,01)COMPACTLOGIX 4AO CURRENT IS | 1769OF4CI | 3000664 | NHP | NHP | 1769OF4CI | [5 empty] | https://prdsccdnstorage.blob.core.windows.net/techdatasheets/1769OF4CI-13577-datasheet.pdf?sv=2019-02-02&ss=b&srt=sco&sp=rwdlac&se=2050-02-24T14:36:22Z&st=2020-02-24T06:36:22Z&spr=https&sig=ZYSSzNvPIpdF2duj%2B0Q%2Fxscgj9MvyEATcIdm%2Bn6Urmc%3D | [10 empty] | ENRICHED | 39121552 Electrical control modules | MODULE | ELECTRONIC | TYPE | 4 ANALOG OUTPUT CURRENT MODULE | INPUT RATING |  | OUTPUT RATING | 0 TO 20/4 TO 20 MA | CONNECTION TYPE |  | SIZE |  | MOUNTING TYPE |  | HAZARD CLASS |  | CERTIFICATION/STANDARD |  | ADDITIONAL FEATURES | BRAND:COMPACTLOGIX | [55 empty] | Production Completed
STP_009 - Lot2 | Data Enrichment | VNE | OK | 2023-06-24 | 2023-06-29 |  | 1273959 | 1273959 | MODULE;NHP,1769OW8,COMPACTLOGIX 8DO 5-26 | MODULE;MNFR:NHP,PTNO:1769OW8,ADDITIONAL FEATURES EN:COMPACTLOGIX 8DO 5-265V AC/5-125V DC RELAY | 01)NHP ELECTRICAL ENGINEERIN,01)1769OW8,MODULE,01)COMPACTLOGIX 8DO 5-265V AC/ | 1769OW8 | 3000664 | NHP | NHP | 1769OW8 | [5 empty] | https://prdsccdnstorage.blob.core.windows.net/techdatasheets/1769OW8-13583-datasheet.pdf?sv=2019-02-02&ss=b&srt=sco&sp=rwdlac&se=2050-02-24T14:36:22Z&st=2020-02-24T06:36:22Z&spr=https&sig=ZYSSzNvPIpdF2duj%2B0Q%2Fxscgj9MvyEATcIdm%2Bn6Urmc%3D | [10 empty] | ENRICHED | 39121552 Electrical control modules | MODULE | ELECTRONIC | TYPE | 8 DIGITAL OUTPUT DC RELAY OUTPUT | INPUT RATING |  | OUTPUT RATING | 5 TO 265 VDC | CONNECTION TYPE |  | SIZE |  | MOUNTING TYPE |  | HAZARD CLASS |  | CERTIFICATION/STANDARD |  | ADDITIONAL FEATURES | BRAND:COMPACTLOGIX | [55 empty] | Production Completed
STP_009 - Lot2 | Data Enrichment | VNE | OK | 2023-06-24 | 2023-06-29 |  | 1220242 | 1220242 | MODULE;NHP,1794IB16,FLEX I/O 16DI 24V DC | MODULE;MNFR:NHP,PTNO:1794IB16,ADDITIONAL FEATURES EN:FLEX I/O 16DI 24V DC SINK | 01)CNW,01)NHP1794IB16,MODULE,01)FLEX I/O 16DI 24V DC SINK | 1794IB16 | 3000664 | NHP | NHP | 1794IB16 |  | CNW ELECTRICAL | 1794IB16 |  |  | https://prdsccdnstorage.blob.core.windows.net/techdatasheets/1794IB16-13713-datasheet.pdf?sv=2019-02-02&ss=b&srt=sco&sp=rwdlac&se=2050-02-24T14:36:22Z&st=2020-02-24T06:36:22Z&spr=https&sig=ZYSSzNvPIpdF2duj%2B0Q%2Fxscgj9MvyEATcIdm%2Bn6Urmc%3D | [10 empty] | ENRICHED | 39121552 Electrical control modules | MODULE | ELECTRONIC | TYPE | 16 DIGITAL INPUT DC SINK | INPUT RATING | 10 TO 31.2 VDC | OUTPUT RATING |  | CONNECTION TYPE |  | SIZE |  | MOUNTING TYPE |  | HAZARD CLASS |  | CERTIFICATION/STANDARD |  | ADDITIONAL FEATURES | TRADE NAME:FLEX I/O,POWER SUPPLY:24 VDC | [55 empty] | Production Completed
STP_009 - Lot2 | Data Enrichment | VNE | OK | 2023-06-24 | 2023-06-29 |  | 1273960 | 1273960 | MODULE;NHP,1794IB32,FLEX I/O 32DI 24V DC | MODULE;MNFR:NHP,PTNO:1794IB32,ADDITIONAL FEATURES EN:FLEX I/O 32DI 24V DC SINK | 01)NHP ELECTRICAL ENGINEERIN,01)1794IB32,MODULE,01)FLEX I/O 32DI 24V DC SINK | 1794IB32 | 3000664 | NHP | NHP | 1794IB32 | [5 empty] | https://prdsccdnstorage.blob.core.windows.net/techdatasheets/1794IB32-13716-datasheet.pdf?sv=2019-02-02&ss=b&srt=sco&sp=rwdlac&se=2050-02-24T14:36:22Z&st=2020-02-24T06:36:22Z&spr=https&sig=ZYSSzNvPIpdF2duj%2B0Q%2Fxscgj9MvyEATcIdm%2Bn6Urmc%3D | [10 empty] | ENRICHED | 39121552 Electrical control modules | MODULE | ELECTRONIC | TYPE | 32 DIGITAL INPUT DC SINK | INPUT RATING | 19.2 TO 31.2 VDC | OUTPUT RATING |  | CONNECTION TYPE |  | SIZE |  | MOUNTING TYPE |  | HAZARD CLASS |  | CERTIFICATION/STANDARD |  | ADDITIONAL FEATURES | TRADE NAME:FLEX I/O,POWER SUPPLY:24 VDC | [55 empty] | Production Completed
STP_009 - Lot2 | Data Enrichment | VNE | OK | 2023-06-24 | 2023-06-29 |  | 1273967 | 1273967 | MODULE;NHP,1794IB8,FLEX I/O 8DI 24V DC S | MODULE;MNFR:NHP,PTNO:1794IB8,ADDITIONAL FEATURES EN:FLEX I/O 8DI 24V DC SINK | 01)NHP ELECTRICAL ENGINEERIN,01)1794IB8,MODULE,01)FLEX I/O 8DI 24V DC SINK | 1794IB8 | 3000664 | NHP | NHP | 1794IB8 | [5 empty] | https://prdsccdnstorage.blob.core.windows.net/techdatasheets/1794IB8-13717-datasheet.pdf?sv=2019-02-02&ss=b&srt=sco&sp=rwdlac&se=2050-02-24T14:36:22Z&st=2020-02-24T06:36:22Z&spr=https&sig=ZYSSzNvPIpdF2duj%2B0Q%2Fxscgj9MvyEATcIdm%2Bn6Urmc%3D | [10 empty] | ENRICHED | 39121552 Electrical control modules | MODULE | ELECTRONIC | TYPE | 8 DIGITAL INPUT DC SINK | INPUT RATING | 10 TO 31.2 VDC | OUTPUT RATING |  | CONNECTION TYPE |  | SIZE |  | MOUNTING TYPE |  | HAZARD CLASS |  | CERTIFICATION/STANDARD |  | ADDITIONAL FEATURES | TRADE NAME:FLEX I/O,POWER SUPPLY:24 VDC | [55 empty] | Production Completed
STP_009 - Lot2 | Data Enrichment | VNE | OK | 2023-06-24 | 2023-06-29 |  | 1273961 | 1273961 | MODULE;NHP,1794IF4I,FLEX I/O 4AI CURRENT | MODULE;MNFR:NHP,PTNO:1794IF4I,ADDITIONAL FEATURES EN:FLEX I/O 4AI CURRENT/VOLTAGE ISOLATED | 01)NHP ELECTRICAL ENGINEERIN,01)1794IF4I,MODULE,01)FLEX I/O 4AI CURRENT/VOLTAG | 1794IF4I | 3000664 | NHP | NHP | 1794IF4I | [5 empty] | https://prdsccdnstorage.blob.core.windows.net/techdatasheets/1794IF4I-13726-datasheet.pdf?sv=2019-02-02&ss=b&srt=sco&sp=rwdlac&se=2050-02-24T14:36:22Z&st=2020-02-24T06:36:22Z&spr=https&sig=ZYSSzNvPIpdF2duj%2B0Q%2Fxscgj9MvyEATcIdm%2Bn6Urmc%3D | [10 empty] | ENRICHED | 39121552 Electrical control modules | MODULE | ELECTRONIC | TYPE | ANALOG INPUT,4 POINT CURRENT/VOLTAGE ISOLATED | INPUT RATING | -10 TO 10 VDC,-5 TO 5 VDC,0 TO 5 VDC,0 TO 10 VDC,0 TO 20 MA,4 TO 20 MA,-20 TO 20 MA | OUTPUT RATING |  | CONNECTION TYPE |  | SIZE |  | MOUNTING TYPE |  | HAZARD CLASS |  | CERTIFICATION/STANDARD |  | ADDITIONAL FEATURES | TRADE NAME:FLEX I/O | [55 empty] | Production Completed
STP_009 - Lot2 | Data Enrichment | VNE | OK | 2023-06-24 | 2023-06-29 |  | 1273962 | 1273962 | MODULE;NHP,1794IF8IH,FLEX I/O 8AI CURREN | MODULE;MNFR:NHP,PTNO:1794IF8IH,ADDITIONAL FEATURES EN:FLEX I/O 8AI CURRENT SINGLE ENDED HART | 01)NHP ELECTRICAL ENGINEERIN,01)1794IF8IH,MODULE,01)FLEX I/O 8AI CURRENT SINGLE | 1794IF8IH | 3000664 | NHP | NHP | 1794IF8IH | [5 empty] | https://prdsccdnstorage.blob.core.windows.net/techdatasheets/1794IF8IH-82881-datasheet.pdf?sv=2019-02-02&ss=b&srt=sco&sp=rwdlac&se=2050-02-24T14:36:22Z&st=2020-02-24T06:36:22Z&spr=https&sig=ZYSSzNvPIpdF2duj%2B0Q%2Fxscgj9MvyEATcIdm%2Bn6Urmc%3D | [10 empty] | ENRICHED | 39121552 Electrical control modules | MODULE | ELECTRONIC | TYPE | 8 ANALOG INPUT CURRENT SINGLE ENDED HART | INPUT RATING | 0 TO 20 MA,4 TO 20 MA | OUTPUT RATING |  | CONNECTION TYPE |  | SIZE |  | MOUNTING TYPE |  | HAZARD CLASS |  | CERTIFICATION/STANDARD |  | ADDITIONAL FEATURES | TRADE NAME:FLEX I/O | [55 empty] | Production Completed
STP_009 - Lot2 | Data Enrichment | VNE | OK | 2023-06-24 | 2023-06-29 |  | 1273963 | 1273963 | MODULE;NHP,1794IRT8,FLEX I/O 8AI THERMOC | MODULE;MNFR:NHP,PTNO:1794IRT8,ADDITIONAL FEATURES EN:FLEX I/O 8AI THERMOCOUPLE/RTD/MV | 01)NHP ELECTRICAL ENGINEERIN,01)1794IRT8,MODULE,01)FLEX I/O 8AI THERMOCOUPLE/R | 1794IRT8 | 3000664 | NHP | NHP | 1794IRT8 | [5 empty] | https://prdsccdnstorage.blob.core.windows.net/techdatasheets/1794IRT8-13731-datasheet.pdf?sv=2019-02-02&ss=b&srt=sco&sp=rwdlac&se=2050-02-24T14:36:22Z&st=2020-02-24T06:36:22Z&spr=https&sig=ZYSSzNvPIpdF2duj%2B0Q%2Fxscgj9MvyEATcIdm%2Bn6Urmc%3D | [10 empty] | ENRICHED | 39121552 Electrical control modules | MODULE | ELECTRONIC | TYPE | 8 ANALOG INPUT THERMOCOUPLE,RTD,MV | INPUT RATING | -4 TO 100 MV | OUTPUT RATING |  | CONNECTION TYPE |  | SIZE |  | MOUNTING TYPE |  | HAZARD CLASS |  | CERTIFICATION/STANDARD |  | ADDITIONAL FEATURES | TRADE NAME:FLEX I/O | [55 empty] | Production Completed
STP_009 - Lot2 | Data Enrichment | VNE | OK | 2023-06-24 | 2023-06-29 |  | 1273968 | 1273968 | MODULE;NHP,1794OA16,FLEX I/O 16DO 85-132 | MODULE;MNFR:NHP,PTNO:1794OA16,ADDITIONAL FEATURES EN:FLEX I/O 16DO 85-132V AC | 01)NHP ELECTRICAL ENGINEERIN,01)1794OA16,MODULE,01)FLEX I/O 16DO 85-132V AC | 1794OA16 | 3000664 | NHP | NHP | 1794OA16 | [5 empty] | https://prdsccdnstorage.blob.core.windows.net/techdatasheets/1794OA16-13734-datasheet.pdf?sv=2019-02-02&ss=b&srt=sco&sp=rwdlac&se=2050-02-24T14:36:22Z&st=2020-02-24T06:36:22Z&spr=https&sig=ZYSSzNvPIpdF2duj%2B0Q%2Fxscgj9MvyEATcIdm%2Bn6Urmc%3D | [10 empty] | ENRICHED | 39121552 Electrical control modules | MODULE | ELECTRONIC | TYPE | 16 DIGITAL OUTPUT | INPUT RATING |  | OUTPUT RATING | 85 TO 132 VAC,4 A | CONNECTION TYPE |  | SIZE |  | MOUNTING TYPE |  | HAZARD CLASS |  | CERTIFICATION/STANDARD |  | ADDITIONAL FEATURES | TRADE NAME:FLEX I/O | [55 empty] | Production Completed
STP_009 - Lot2 | Data Enrichment | VNE | OK | 2023-06-24 | 2023-06-29 |  | 1273965 | 1273965 | MODULE;NHP,1794OB16,FLEX I/O 16DO, 24VDC | MODULE;MNFR:NHP,PTNO:1794OB16,ADDITIONAL FEATURES EN:FLEX I/O 16DO, 24VDC | 01)NHP ELECTRICAL ENGINEERIN,01)1794OB16,MODULE,01)FLEX I/O 16DO, 24VDC | 1794OB16 | 3000664 | NHP | NHP | 1794OB16 | [5 empty] | https://prdsccdnstorage.blob.core.windows.net/techdatasheets/1794OB16-13736-datasheet.pdf?sv=2019-02-02&ss=b&srt=sco&sp=rwdlac&se=2050-02-24T14:36:22Z&st=2020-02-24T06:36:22Z&spr=https&sig=ZYSSzNvPIpdF2duj%2B0Q%2Fxscgj9MvyEATcIdm%2Bn6Urmc%3D | [10 empty] | ENRICHED | 39121552 Electrical control modules | MODULE | ELECTRONIC | TYPE | 16 DIGITAL OUTPUT | INPUT RATING |  | OUTPUT RATING | 10 TO 31.2 VDC,8 A | CONNECTION TYPE |  | SIZE |  | MOUNTING TYPE |  | HAZARD CLASS |  | CERTIFICATION/STANDARD |  | ADDITIONAL FEATURES | TRADE NAME:FLEX I/O,POWER SUPPLY:24 VDC | [55 empty] | Production Completed
STP_009 - Lot2 | Data Enrichment | VNE | OK | 2023-06-24 | 2023-06-29 |  | 1273969 | 1273969 | MODULE;NHP,1794OE4,FLEX I/O 4AO CURRENT/ | MODULE;MNFR:NHP,PTNO:1794OE4,ADDITIONAL FEATURES EN:FLEX I/O 4AO CURRENT/VOLTAGE | 01)NHP ELECTRICAL ENGINEERIN,01)1794OE4,MODULE,01)FLEX I/O 4AO CURRENT/VOLTAG | 1794OE4 | 3000664 | NHP | NHP | 1794OE4 | [5 empty] | https://prdsccdnstorage.blob.core.windows.net/techdatasheets/1794OE4-13744-datasheet.pdf?sv=2019-02-02&ss=b&srt=sco&sp=rwdlac&se=2050-02-24T14:36:22Z&st=2020-02-24T06:36:22Z&spr=https&sig=ZYSSzNvPIpdF2duj%2B0Q%2Fxscgj9MvyEATcIdm%2Bn6Urmc%3D | [10 empty] | ENRICHED | 39121552 Electrical control modules | MODULE | ELECTRONIC | TYPE | 4 ANALOG OUTPUT CURRENT/VOLTAGE | INPUT RATING |  | OUTPUT RATING | 0 TO 20 MA,4 TO 20 MA,-10 TO 10 VDC,0 TO 10 VDC | CONNECTION TYPE |  | SIZE |  | MOUNTING TYPE |  | HAZARD CLASS |  | CERTIFICATION/STANDARD |  | ADDITIONAL FEATURES | TRADE NAME:FLEX I/O | [55 empty] | Production Completed
STP_009 - Lot2 | Data Enrichment | VNE | OK | 2023-06-24 | 2023-06-29 |  | 1273964 | 1273964 | MODULE;NHP,1794OF4I,FLEX I/O 4AO 4AI CUR | MODULE;MNFR:NHP,PTNO:1794OF4I,ADDITIONAL FEATURES EN:FLEX I/O 4AO 4AI CURRENT/VOLTAGE ISOLATED | 01)NHP ELECTRICAL ENGINEERIN,01)1794OF4I,MODULE,01)FLEX I/O 4AO 4AI CURRENT/VO | 1794OF4I | 3000664 | NHP | NHP | 1794OF4I | [5 empty] | https://prdsccdnstorage.blob.core.windows.net/techdatasheets/1794OF4I-13746-datasheet.pdf?sv=2019-02-02&ss=b&srt=sco&sp=rwdlac&se=2050-02-24T14:36:22Z&st=2020-02-24T06:36:22Z&spr=https&sig=ZYSSzNvPIpdF2duj%2B0Q%2Fxscgj9MvyEATcIdm%2Bn6Urmc%3D | [10 empty] | ENRICHED | 39121552 Electrical control modules | MODULE | ELECTRONIC | TYPE | 4 ANALOG OUTPUT CURRENT/VOLTAGE ISOLATED | INPUT RATING |  | OUTPUT RATING | -10 TO 10 VDC,-5 TO 5 VDC,0 TO 10 VDC,0 TO 5 VDC,0 TO 20 MA,4 TO 20 MA | CONNECTION TYPE |  | SIZE |  | MOUNTING TYPE |  | HAZARD CLASS |  | CERTIFICATION/STANDARD |  | ADDITIONAL FEATURES | TRADE NAME:FLEX I/O | [55 empty] | Production Completed
STP_009 - Lot2 | Data Enrichment | VNE | OK | 2023-06-24 | 2023-06-29 |  | 1220243 | 1220243 | MODULE;NHP,1794OW8,RELAY OUTPUT,24VDC | MODULE;MNFR:NHP,PTNO:1794OW8,ADDITIONAL FEATURES EN:RELAY OUTPUT,24VDC | 01)CNW,01)NHP1794OW8,MODULE,01)RELAY OUTPUT,24VDC | 1794OW8 | 3000664 | NHP | NHP | 1794OW8 |  | CNW ELECTRICAL | 1794OW8 |  |  | https://prdsccdnstorage.blob.core.windows.net/techdatasheets/1794OW8-13749-datasheet.pdf?sv=2019-02-02&ss=b&srt=sco&sp=rwdlac&se=2050-02-24T14:36:22Z&st=2020-02-24T06:36:22Z&spr=https&sig=ZYSSzNvPIpdF2duj%2B0Q%2Fxscgj9MvyEATcIdm%2Bn6Urmc%3D | [10 empty] | ENRICHED | 39121552 Electrical control modules | MODULE | ELECTRONIC | TYPE | 8DIGITAL OUTPUT RELAY ISOLATED | INPUT RATING |  | OUTPUT RATING | 5 TO 230 VAC,5 TO 125 VDC | CONNECTION TYPE |  | SIZE |  | MOUNTING TYPE |  | HAZARD CLASS |  | CERTIFICATION/STANDARD |  | ADDITIONAL FEATURES | TRADE NAME:FLEX I/O,POWER SUPPLY:24VDC | [55 empty] | Production Completed
STP_009 - Lot2 | Data Enrichment | VNE | OK | 2023-06-24 | 2023-06-29 |  | 1252932 | 1252932 | NOZZLE,SPRY;DIEC,1F.8097505 | NOZZLE,SPRAY;MNFR:DIECI,PTNO:1F.8097505,ADDITIONAL FEATURES EN:COMB | NOZZLE,SPRAY,01)COMB | 1F.8097505 | 3000511 | DIECI | DIECI | 1F.8097505 | [5 empty] | https://www-lbr-ru.translate.goog/zapchasti/raspylitel-forsunki-1f-8097505?_x_tr_sl=ru&_x_tr_tl=en&_x_tr_hl=en&_x_tr_pto=sc | [10 empty] | CLEANSED | 23153143 Spray nozzle | NOZZLE | SPRAY | TYPE | COMBINATION | ORIFICE SIZE |  | NOMINAL SIZE |  | END CONNECTION |  | MATERIAL |  | FLOW RATING |  | PRESSURE RATING |  | HAZARD CLASS |  | CERTIFICATION/STANDARD |  | ADDITIONAL FEATURES EN | [54 empty] | Production Completed
STP_009 - Lot2 | Data Enrichment | VNE | OK,NM CHANGED | 2023-06-24 | 2023-06-29 | Processed based on Websource, Conflict w.r.t Input | 1333472 | 1333472 | PARTITION;DIEC,BEQ0114 | PARTITION;MNFR:DIECI,PTNO:BEQ0114,ADDITIONAL FEATURES EN:BULKHEAD | PARTITION,01)BULKHEAD | BEQ0114 | 3000511 | DIECI | DIECI | BEQ0114 | [5 empty] | https://goldytech.com.ua/ua/p1067845311-beq0114-zapchastini-skloochisnika.html | [10 empty] | CLEANSED | 25171500 Windshield wipers | WIPER | NO MODIFIER | TYPE |  | SIZE |  | MATERIAL |  | MOUNTING TYPE |  | COLOUR |  | HAZARD CLASS |  | CERTIFICATION/STANDARD |  | ADDITIONAL FEATURES | BULKHEAD | [57 empty] | Production Completed
STP_009 - Lot2 | Data Enrichment | VNE | OK | 2023-06-24 | 2023-06-29 |  | 1333516 | 1333516 | PARTITION;DIEC,CAR0004073 | PARTITION;MNFR:DIECI,PTNO:CAR0004073,ADDITIONAL FEATURES EN:BULKHEAD SUPPORT | PARTITION,01)BULKHEAD SUPPORT | CAR0004073 | 3000511 | DIECI | DIECI | CAR0004073 | [5 empty] | URL NOT FOUND | [10 empty] | CLEANSED | 56101510 Partitions | PARTITION | NO MODIFIER | TYPE |  | DIMENSIONS |  | COLOUR |  | MOUNTING METHOD |  | MATERIAL |  | HAZARD CLASS |  | CERTIFICATION/STANDARD |  | ADDITIONAL FEATURES EN | BULKHEAD SUPPORT | [57 empty] | Production Completed
STP_009 - Lot2 | Data Enrichment | VNE | OK | 2023-06-24 | 2023-06-29 |  | 1217470 | 1217470 | SWITCH,IGN;DIEC,4C109058 | SWITCH,IGNITION;MNFR:DIECI,PTNO:ZEUS 33.1/SAMSON 70.10,ADDITIONAL FEATURES EN:LOCK, BARREL AND KEY,PTNO 01:4C109058 | SWITCH,IGNITION,01)LOCK, BARREL & KEY | 4C109058 | 3000511 | DIECI | DIECI | 4C109058 | [5 empty] | https://buyanypart.co.uk/parts/ignition-switch-4c109058-bta1 | [7 empty] | ZEUS 33.1/SAMSON 70.10 |  |  | CLEANSED | 39122200 Electrical switches and accessories | SWITCH | IGNITION | TYPE | LOCK BARREL | VOLTAGE RATING |  | CURRENT RATING |  | NUMBER OF POSITIONS |  | CONTACT CONFIGURATION |  | ENCLOSURE |  | TEMPERATURE RATING |  | MOUNTING TYPE |  | ACTION |  | OPERATION TYPE | KEY | MATERIAL |  | TERMINAL TYPE |  | SIZE |  | HAZARD CLASS |  | CERTIFICATION/STANDARD |  | ADDITIONAL FEATURES EN | [42 empty] | Production Completed
STP_009 - Lot2 | Data Enrichment | VNE | OK | 2023-06-24 | 2023-06-29 |  | 1275698 | 1275698 | SWITCH,LMT;SCHN,ZCKM1H29 | SWITCH,LIMIT;MNFR:SCHNEIDER INC,PTNO:ZCKM1H29 | 01)RS COMPONENTS PTY LTD,01)ZCKM1H29,SWITCH,LIMIT | ZCKM1H29 | 3000344 | SCHNEIDER INC | SCHNEIDER INC | ZCKM1H29 |  | RS COMPONENTS PTY LTD | ZCKM1H29 |  |  | https://www.se.com/in/en/product/ZCKM1H29/limit-switch-body-zckm-1nc+1no-snap-action-m20/ | https://in.element14.com/schneider-electric-telemecanique/zckm1h29/switch-body-metal-limit-switch/dp/2663471 | [9 empty] | ENRICHED | 39122213 Limit switch | SWITCH | LIMIT | TYPE |  | VOLTAGE RATING | 250 VAC/DC | CURRENT RATING | 3 A | CONTACT CONFIGURATION | 1NO 1NC | ENCLOSURE | IP66 | MOUNTING TYPE |  | TEMPERATURE RATING | -25 TO 70 DEG C | CONSTRUCTION |  | CABLE LENGTH |  | CONNECTION TYPE | SCREW CLAMP | POWER RATING |  | ACTION |  | MATERIAL | ZAMAK | OPERATING FORCE |  | RELEASE FORCE |  | SIZE | 64 WDX30 DPX64 HT MM | HAZARD CLASS |  | CERTIFICATION/STANDARD |  | ADDITIONAL FEATURES EN | [36 empty] | Production Completed
STP_009 - Lot2 | Data Enrichment | VNE | OK | 2023-06-24 | 2023-06-29 |  | 1333229 | 1333229 | SWITCH,PRES;DIEC,BEP0104 | SWITCH,PRESSURE;MNFR:DIECI,PTNO:ZEUS 33.1/SAMSON 70.10,ADDITIONAL FEATURES EN:DROP BOX OIL PRESSURE SWITCH,TELEHANDLER,PTNO 01:BEP01 04 | SWITCH,PRESSURE,01)DROP BOX OIL PRESSURE SWITCH,TELEHANDLER | BEP0104 | 3000511 | DIECI | DIECI | BEP0104 | [5 empty] | URL NOT FOUND | [5 empty] | TELEHANDLER |  | ZEUS 33.1/SAMSON 70.10 |  |  | CLEANSED | 39122210 Pressure switch | SWITCH | PRESSURE | TYPE | DROP BOX OIL | MEASURING RANGE |  | PROCESS CONNECTION |  | CONTACT CONFIGURATION |  | ENCLOSURE |  | TEMPERATURE RATING |  | MOUNTING TYPE |  | VOLTAGE RATING |  | CURRENT RATING |  | ACTION |  | MATERIAL |  | SIZE |  | HAZARD CLASS |  | CERTIFICATION/STANDARD |  | ADDITIONAL FEATURES | [44 empty] | Production Completed
STP_009 - Lot2 | Data Enrichment | VNE | OK | 2023-06-24 | 2023-06-29 |  | 1257764 | 1257764 | SWITCH,PROXY;DIEC,2ETEXS7C40PC440 | SWITCH,PROXIMITY;MNFR:DIECI,PTNO:ZEUS 33.1/SAMSON 70.10,ADDITIONAL FEATURES EN:BOOM,PROXIMITY SWITCH,TELEHANDLER | SWITCH,PROXIMITY,01)BOOM,PROXIMITY SWITCH,TELEHANDLER | 2ETEXS7C40PC440 | 3000511 | DIECI | DIECI | 2ETEXS7C40PC440 | [5 empty] | URL NOT FOUND | [5 empty] | TELEHANDLER |  | ZEUS 33.1/SAMSON 70.10 |  |  | CLEANSED | 39122230 Proximity switch | SWITCH | PROXIMITY | TYPE | BOOM | SENSING RANGE |  | CABLE LENGTH |  | OUTPUT CONFIGURATION |  | ENCLOSURE |  | CONTACT CONFIGURATION |  | TEMPERATURE RATING |  | VOLTAGE RATING |  | CURRENT RATING |  | CONNECTION TYPE |  | MOUNTING TYPE |  | ACTION |  | MATERIAL |  | SIZE |  | HAZARD CLASS |  | CERTIFICATION/STANDARD |  | ADDITIONAL FEATURES EN | [40 empty] | Production Completed
STP_009 - Lot2 | Data Enrichment | VNE | OK,NM CHANGED | 2023-06-24 | 2023-06-29 | Processed based on Websource, Conflict w.r.t Input | 1266925 | 1266925 | SWITCH,PROXY;SCHN,9007AW36M11,LIMIT CLAS | SWITCH,PROXIMITY;MNFR:SCHNEIDER INC,PTNO:9007AW36M11,ADDITIONAL FEATURES EN:LIMIT CLASS 9007,SERIES A,1503 | 01)CNW (MOUNT ISA) ELECT WHO,01)SCH9007AW36M11,SWITCH,PROXIMITY,01)LIMIT CLASS 9007,SERIES A,1 | 9007AW36M11 | 3000344 | SCHNEIDER INC | SCHNEIDER INC | 9007AW36M11 |  | CNW ELECTRICAL | 9007AW36M11 |  |  | https://www.mouser.com/ProductDetail/Square-D/9007AW36M11?qs=VTAFTc7iViuen8tIKuAtbA%3D%3D | https://www.blackwoods.com.au/electrical/automation-control/limit-pressure-switches/schneider-electric-telemecanique-sensors-9007aw36m11-limit-switch-9007-15amp-aw-options-600v-ac/p/00711845 | [9 empty] | ENRICHED | 39122213 Limit switch | SWITCH | LIMIT | TYPE | NON-ILLUMINATED | VOLTAGE RATING | 120 TO 600 VAC,125 TO 600 VDC | CURRENT RATING | 15 A | CONTACT CONFIGURATION |  | ENCLOSURE |  | MOUNTING TYPE | PLUG-IN | TEMPERATURE RATING | -17.5 TO 85 DEG C | CONSTRUCTION |  | CABLE LENGTH |  | CONNECTION TYPE |  | POWER RATING |  | ACTION | SPDT | MATERIAL | CAST ZINC | OPERATING FORCE |  | RELEASE FORCE |  | SIZE | 1147.09 LGX177.8 WDX451.61 HT MM | HAZARD CLASS |  | CERTIFICATION/STANDARD |  | ADDITIONAL FEATURES | OPERATOR TYPE:SPRING RETURN ROLLER,CLASS 9007,SERIES A,1503 | [35 empty] | Production Completed
STP_009 - Lot2 | Data Enrichment | VNE | OK,NM CHANGED | 2023-06-24 | 2023-06-29 | Processed based on Websource, Conflict w.r.t Input | 1270087 | 1270087 | SWITCH,PUSBTTN;SCHN,SCHZB4BLA7341,SWITCH | SWITCH,PUSHBUTTON;MNFR:SCHNEIDER INC,PTNO:SCHZB4BLA7341,ADDITIONAL FEATURES EN:SWITCH ACTUATOR;START | SWITCH,PUSHBUTTON,01)SWITCH ACTUATOR,START | SCHZB4BLA7341 | 3000344 | SCHNEIDER INC | SCHNEIDER INC | ZB4BLA7341 | [5 empty] | https://www.se.com/in/en/product/ZB4BL7341/doubleheaded-push-button-head-metal-%C3%B822-1-green-flush-marked-i-+-1-red-projecting-marked-o/ | https://in.element14.com/schneider-electric/zb4bl7341/pushbutton-metal-double-headed/dp/2058669 | [9 empty] | ENRICHED | 39122221 Switch part or accessory | OPERATOR | SWITCH | TYPE | DOUBLE HEADED PUSHBUTTON,SPRING RETURN | COLOUR | GREEN,RED | SIZE |  | MATERIAL | CHROMIUM PLATED METAL | NUMBER OF POSITIONS |  | DEGREE OF PROTECTION | IP69,IP66,IP69K | HAZARD CLASS |  | CERTIFICATION/STANDARD | EN/IEC 60947-5-4,EN/IEC 60947-1,EN/IEC 60947-5-1,JIS C8201-5-1,UL 508,CSA C22.2 NO 14,EN/IEC 60947-5-5,JIS C8201-1,GL,CSA,DNV,UL LISTED,LROS (LLOYDS REGISTER OF SHIPPING),BV | ADDITIONAL FEATURES | [56 empty] | Production Completed
STP_009 - Lot2 | Data Enrichment | VNE | OK | 2023-06-24 | 2023-06-29 |  | 1257766 | 1257766 | SWITCH,ROCKR;DIEC,4C106AA008 | SWITCH,ROCKER;MNFR:DIECI,PTNO:ZEUS 33.1/SAMSON 70.10,ADDITIONAL FEATURES EN:ROTATING LIGHT,PTNO 01:4C106AA008 | SWITCH,ROCKER,01)ROTATING LIGHT | 4C106AA008 | 3000511 | DIECI | DIECI | 4C106AA008 | [5 empty] | https://goldytech-com-ua.translate.goog/ua/p1149263767-4c106aa008-peremikach-diyechi.html?_x_tr_sl=uk&_x_tr_tl=en&_x_tr_hl=en&_x_tr_pto=sc | [7 empty] | ZEUS 33.1/SAMSON 70.10 |  |  | CLEANSED | 39122226 Rocker switch | SWITCH | ROCKER | TYPE |  | VOLTAGE RATING |  | CURRENT RATING |  | NUMBER OF POSITIONS |  | CONTACT CONFIGURATION |  | ENCLOSURE |  | TEMPERATURE RATING |  | MOUNTING TYPE |  | MATERIAL |  | TERMINAL TYPE |  | COLOUR |  | POWER RATING |  | FREQUENCY RATING |  | SIZE |  | HAZARD CLASS |  | CERTIFICATION/STANDARD |  | ADDITIONAL FEATURES EN | FOR ROTATING LIGHT | [39 empty] | Production Completed
STP_009 - Lot2 | Data Enrichment | VNE | OK | 2023-06-24 | 2023-06-29 |  | 1257767 | 1257767 | SWITCH,ROCKR;DIEC,4C106AA009 | SWITCH,ROCKER;MNFR:DIECI,PTNO:ZEUS 33.1/SAMSON 70.10,ADDITIONAL FEATURES EN:FAN,PTNO 01:4C106AA009 | SWITCH,ROCKER,01)FAN | 4C106AA009 | 3000511 | DIECI | DIECI | 4C106AA009 | [5 empty] | URL NOT FOUND | [7 empty] | ZEUS 33.1/SAMSON 70.10 |  |  | CLEANSED | 39122226 Rocker switch | SWITCH | ROCKER | TYPE |  | VOLTAGE RATING |  | CURRENT RATING |  | NUMBER OF POSITIONS |  | CONTACT CONFIGURATION |  | ENCLOSURE |  | TEMPERATURE RATING |  | MOUNTING TYPE |  | MATERIAL |  | TERMINAL TYPE |  | COLOUR |  | POWER RATING |  | FREQUENCY RATING |  | SIZE |  | HAZARD CLASS |  | CERTIFICATION/STANDARD |  | ADDITIONAL FEATURES EN | FOR FAN | [39 empty] | Production Completed
STP_009 - Lot2 | Data Enrichment | VNE | OK | 2023-06-24 | 2023-06-29 |  | 1217413 | 1217413 | SWITCH,ROCKR;DIEC,4C106AA024 | SWITCH,ROCKER;MNFR:DIECI,PTNO:ZEUS 33.1/SAMSON 70.10,ADDITIONAL FEATURES EN:WIPER/PARK,PTNO 01:4C106AA024 | SWITCH,ROCKER,01)WIPER/PARK | 4C106AA024 | 3000511 | DIECI | DIECI | 4C106AA024 | [5 empty] | https://goldytech.com.ua/ua/p763879382-4c106aa024-knopka-diyechi.html | [7 empty] | ZEUS 33.1/SAMSON 70.10 |  |  | CLEANSED | 39122226 Rocker switch | SWITCH | ROCKER | TYPE |  | VOLTAGE RATING |  | CURRENT RATING |  | NUMBER OF POSITIONS |  | CONTACT CONFIGURATION |  | ENCLOSURE |  | TEMPERATURE RATING |  | MOUNTING TYPE |  | MATERIAL |  | TERMINAL TYPE |  | COLOUR |  | POWER RATING |  | FREQUENCY RATING |  | SIZE |  | HAZARD CLASS |  | CERTIFICATION/STANDARD |  | ADDITIONAL FEATURES EN | FOR WIPER/PARK | [39 empty] | Production Completed
STP_009 - Lot2 | Data Enrichment | VNE | OK | 2023-06-24 | 2023-06-29 |  | 1257768 | 1257768 | SWITCH,ROCKR;DIEC,4C106AA028 | SWITCH,ROCKER;MNFR:DIECI,PTNO:ZEUS 33.1/SAMSON 70.10,ADDITIONAL FEATURES EN:CAB LEVELING/STABILISING,PTNO 01:4C106AA028 | SWITCH,ROCKER,01)CAB LEVELING/STABILISING | 4C106AA028 | 3000511 | DIECI | DIECI | 4C106AA028 | [5 empty] | https://goldytech.com.ua/ua/p763879744-4c106aa028-peremikach-diyechi.html | [7 empty] | ZEUS 33.1/SAMSON 70.10 |  |  | CLEANSED | 39122226 Rocker switch | SWITCH | ROCKER | TYPE |  | VOLTAGE RATING |  | CURRENT RATING |  | NUMBER OF POSITIONS |  | CONTACT CONFIGURATION |  | ENCLOSURE |  | TEMPERATURE RATING |  | MOUNTING TYPE |  | MATERIAL |  | TERMINAL TYPE |  | COLOUR |  | POWER RATING |  | FREQUENCY RATING |  | SIZE |  | HAZARD CLASS |  | CERTIFICATION/STANDARD |  | ADDITIONAL FEATURES EN | FOR CAB LEVELING/STABILISING | [39 empty] | Production Completed
STP_009 - Lot2 | Data Enrichment | VNE | OK | 2023-06-24 | 2023-06-29 |  | 1266683 | 1266683 | SWITCH,SAFTY INTLK;SCHN,FX462-643,HWX | SWITCH,SAFETY INTERLOCK;MNFR:SCHNEIDER INC,PTNO:FX462-643,ADDITIONAL FEATURES EN:HWX AUX SWITCH 12 POLE 2A | 01)SCHNEIDER ELECTRIC (AUS),01)FX462-643,SWITCH,SAFETY INTERLOCK,01)HWX AUX SWITCH 12 POLE 2A | FX462-643 | 3000344 | SCHNEIDER INC | SCHNEIDER INC | FX462-643 | [5 empty] | url not found | [10 empty] | CLEANSED | 39122205 Safety switch | SWITCH | SAFETY INTERLOCK | TYPE | AUXILLARY | ELECTRICAL RATING | 2 A | NUMBER OF POLES | 12 | NUMBER OF KEY ENTRY POSITIONS |  | MOUNTING TYPE |  | CONTACT ARRANGEMENT |  | ACTION |  | OPERATING FORCE |  | ENCLOSURE |  | TERMINAL TYPE |  | TEMPERATURE RATING |  | MATERIAL |  | SIZE |  | HAZARD CLASS |  | CERTIFICATION/STANDARD |  | ADDITIONAL FEATURES EN | HWX | [41 empty] | Production Completed
STP_009 - Lot2 | Data Enrichment | VNE | OK | 2023-06-24 | 2023-06-29 |  | 1273233 | 1273233 | SWITCH,TME;SCHN,319HPWE,DLY,10A,250V,WHT | SWITCH,TIME;MNFR:SCHNEIDER INC,PTNO:319HPWE,ADDITIONAL FEATURES EN:DELAY,10A,250V,WHITE,HOSE PROOF | 01)CLI319HPWE,01)CNW (MOUNT ISA) ELECT WHO,SWITCH,TIME,01)DELAY,10A,250V,WHITE,HOSE P | 319HPWE | 3000344 | SCHNEIDER INC | SCHNEIDER INC | 319HPWE |  | CNW ELECTRICAL | 319HP-WE |  |  | https://www.se.com/nz/en/product/319HP-WE/time-delay-switch-250v-10a-weatherproof-hoseproof/ | [10 empty] | ENRICHED | 39122208 Time switch | SWITCH | TIME | TYPE | DELAY | VOLTAGE RATING | 250 VAC | CURRENT RATING | 10 A | NUMBER OF CHANNELS |  | MIN TIME INTERVAL |  | ACCURACY |  | CONTACT CONFIGURATION |  | ENCLOSURE | IP56 | MOUNTING TYPE |  | TEMPERATURE RATING |  | POWER RATING |  | FREQUENCY RATING | 50 HZ | ACTION |  | MATERIAL |  | SIZE |  | HAZARD CLASS |  | CERTIFICATION/STANDARD |  | ADDITIONAL FEATURES EN | COLOR:WHITE,HOSE PROOF | [37 empty] | Production Completed
STP_009 - Lot2 | Data Enrichment | VNE | OK,NM CHANGED | 2023-06-24 | 2023-06-29 | Processed based on Websource, Conflict w.r.t Input | 1267322 | 1267322 | SWITCH;AB, A-B440NZ21SS2B,SENSAGUARD | SWITCH;MNFR:ALLEN BRADLEY,PTNO: A-B440NZ21SS2B,ADDITIONAL FEATURES EN:SENSAGUARD | 01)CNW (MOUNT ISA) ELECT WHO,01) A-B440NZ21SS2B,SWITCH,01)SENSAGUARD | A-B440NZ21SS2B | 3000226 | ALLEN BRADLEY | ALLEN BRADLEY | 440NZ21SS2B |  | CNW ELECTRICAL | 440NZ21SS2B |  |  | https://configurator.rockwellautomation.com/api/Product/440N-Z21SS2B/cutsheet | https://prdsccdnstorage.blob.core.windows.net/techdatasheets/440NZ21SS2B-1665-datasheet.pdf?sv=2019-02-02&ss=b&srt=sco&sp=rwdlac&se=2050-02-24T14:36:22Z&st=2020-02-24T06:36:22Z&spr=https&sig=ZYSSzNvPIpdF2duj%2B0Q%2Fxscgj9MvyEATcIdm%2Bn6Urmc%3D | [9 empty] | ENRICHED | 39122205 Safety switch | SWITCH | SAFETY INTERLOCK | TYPE | NON-CONTACT | ELECTRICAL RATING | 24 VDC | NUMBER OF POLES |  | NUMBER OF KEY ENTRY POSITIONS |  | MOUNTING TYPE |  | CONTACT ARRANGEMENT |  | ACTION |  | OPERATING FORCE |  | ENCLOSURE | IP69K | TERMINAL TYPE | BUILT-IN CABLE WITH FLYING LEADS | TEMPERATURE RATING | -10 TO 55 DEG C | MATERIAL | PBT/PBTP/VALOX | SIZE |  | HAZARD CLASS |  | CERTIFICATION/STANDARD |  | ADDITIONAL FEATURES | TRADE NAME:SENSAGUARD,SENSING DISTANCE:18 MM | [41 empty] | Production Completed
STP_009 - Lot2 | Data Enrichment | VNE | OK,NM CHANGED | 2023-06-24 | 2023-06-29 | Processed based on Websource, Conflict w.r.t Input | 1267941 | 1267941 | SWITCH;AB,1783LMS8,STRATIX 2500 | SWITCH;MNFR:ALLEN BRADLEY,PTNO:1783LMS8,ADDITIONAL FEATURES EN:STRATIX 2500 | 01)CNW (MOUNT ISA) ELECT WHO,01)A-B1783LMS8,SWITCH,01)STRATIX 2500 | 1783LMS8 | 3000226 | ALLEN BRADLEY | ALLEN BRADLEY | 1783LMS8 |  | CNW ELECTRICAL | 1783LMS8 |  |  | https://www.rockwellautomation.com/en-pl/products/details.1783-LMS8.html | https://www.mc-mc.com/Product/allen-bradley-1783-lms8?option=ALBR1783LMS8 | [9 empty] | ENRICHED | 43222612 Network switches | SWITCH | NETWORK | TYPE | LIGHTLY MANAGED INDUSTRIAL | VOLTAGE RATING | 12 TO 24 VDC | CURRENT RATING | 0.2 TO 0.4 A | NUMBER OF PORTS | 8 | DATA TRANSFER RATE | 100 MBPS | TEMPERATURE RATING | -20 TO 60 DEG C | MOUNTING TYPE |  | ENCLOSURE | IP30 | CONNECTION TYPE | RJ45 CONNECTOR | POWER RATING | 5.3 W | FREQUENCY RATING |  | MATERIAL |  | SIZE | 45.7 WDX115 DPX144.8 HT MM | HAZARD CLASS |  | CERTIFICATION/STANDARD | CCC | ADDITIONAL FEATURES | SERIES:STRATIX 2500 | [41 empty] | Production Completed
STP_009 - Lot2 | Data Enrichment | VNE | OK,NM CHANGED | 2023-06-24 | 2023-06-29 | Processed based on Websource, Conflict w.r.t Input | 1273321 | 1273321 | SWITCH;AB,440J-N21TNPM-NP,ENABLING,3 POS | SWITCH;MNFR:ALLEN BRADLEY,PTNO:440J-N21TNPM-NP,ADDITIONAL FEATURES EN:ENABLING,3 POS |  | 440J-N21TNPM-NP | 3000226 | ALLEN BRADLEY | ALLEN BRADLEY | 440J-N21TNPM-NP | [5 empty] | https://www.rockwellautomation.com/en-se/products/details.440J-N21TNPM-NP.html | https://mt.rsdelivers.com/product/allen-bradley-guardmaster/440j-n21tnpm-np/440j-series-safety-enabling-switch-3-position-2nc/7034924 | [9 empty] | ENRICHED | 39122205 Safety switch | SWITCH | SAFETY | TYPE | ENABLING | VOLTAGE RATING |  | CURRENT RATING |  | LOAD BREAKING CAPACITY |  | SHORT CIRCUIT CURRENT |  | CONTACT CONFIGURATION | 1NO 2NC | FUSE DETAILS |  | CONNECTION TYPE | M20 CONDUIT | ENCLOSURE | IP65 | MOUNTING TYPE |  | TEMPERATURE RATING |  | POWER RATING |  | FREQUENCY RATING |  | ACTION |  | MATERIAL | PLASTIC | SIZE | 260 LGX46 WDX58 DP MM | HAZARD CLASS |  | CERTIFICATION/STANDARD |  | ADDITIONAL FEATURES | NUMBER OF POSITION:3 | [35 empty] | Production Completed
STP_009 - Lot2 | Data Enrichment | VNE | OK,NM CHANGED | 2023-06-24 | 2023-06-29 | Processed based on Websource, Conflict w.r.t Input | 1266926 | 1266926 | SWITCH;AB,800F1YM3,E-STOP STATION 40MM | SWITCH;MNFR:ALLEN BRADLEY,PTNO:800F1YM3,ADDITIONAL FEATURES EN:E-STOP STATION 40MM 2NC TWIST TO REL | 01)NHP ELECTRICAL ENGINEERIN,01)800F1YM3,SWITCH,01)E-STOP STATION 40MM 2NC TW | 800F1YM3 | 3000226 | ALLEN BRADLEY | ALLEN BRADLEY | 800F1YM3 |  | NHP ELECTRICAL ENGINEERING | 800F1YM3 | [13 empty] | ENRICHED | 39121500 Electrical controls and accessories | STATION | CONTROL | TYPE | E-STOP,TWIST TO RELEASE | VOLTAGE RATING | 17 V | CURRENT RATING | 5 MA | NUMBER OF OPERATORS |  | CONTACT CONFIGURATION | 2NC | LEGEND |  | DEGREE OF PROTECTION |  | MOUNTING TYPE |  | MATERIAL | POLYCARBONATE,PBT BLEND | SIZE | 40 MM DIA | ENCLOSURE |  | HAZARD CLASS |  | CERTIFICATION/STANDARD | NEMA ICS-5,UL 508,EN 60947-1,EN 60947-5-1,EN 60947-5-5,IEC 60947-1,ISO 13850,UR,UL,CSA,CCC,CE,ROHS | ADDITIONAL FEATURES | [46 empty] | Production Completed
STP_009 - Lot2 | Data Enrichment | VNE | OK | 2023-06-24 | 2023-06-29 |  | 1246232 | 1246232 | SWITCH;ABB,1YMX054714M0002 | SWITCH;MNFR:ABB,PTNO:1YMX054714M0002 | SWITCH | 1YMX054714M0002 | 3000014 | ABB | ABB | 1YMX054714M0002 | [5 empty] | https://new.abb.com/products/1YMX054714M0002/1ymx054714m0002 | https://lsys.by/upload/doc/abb/abb_nal_mv_indoor_switch_disconnector_and_switch_fuse_combination_2021_en.pdf | [9 empty] | ENRICHED | 39122200 Electrical switches and accessories | SWITCH | NO MODIFIER | TYPE | AUXILLARY | VOLTAGE RATING |  | CURRENT RATING |  | CONTACT CONFIGURATION | 4NO 4NC | NUMBER OF POSITIONS |  | ENCLOSURE |  | MOUNTING TYPE |  | TEMPERATURE RATING |  | ACTION |  | OPERATOR TYPE |  | POWER RATING |  | MATERIAL |  | SIZE | 170 WDX100 HT MM | HAZARD CLASS |  | CERTIFICATION/STANDARD |  | ADDITIONAL FEATURES EN | [42 empty] | Production Completed
STP_009 - Lot2 | Data Enrichment | VNE | OK | 2023-06-24 | 2023-06-29 |  | 1246233 | 1246233 | SWITCH;ABB,1YMX054717M0001 | SWITCH;MNFR:ABB,PTNO:1YMX054717M0001 | SWITCH | 1YMX054717M0001 | 3000014 | ABB | ABB | 1YMX054717M0001 | [5 empty] | https://new.abb.com/products/1YMX054717M0001/1ymx054717m0001 | https://lsys.by/upload/doc/abb/abb_nal_mv_indoor_switch_disconnector_and_switch_fuse_combination_2021_en.pdf | [9 empty] | ENRICHED | 39122200 Electrical switches and accessories | SWITCH | NO MODIFIER | TYPE | AUXILLARY | VOLTAGE RATING |  | CURRENT RATING |  | CONTACT CONFIGURATION | 4NO 4NC | NUMBER OF POSITIONS |  | ENCLOSURE |  | MOUNTING TYPE |  | TEMPERATURE RATING |  | ACTION |  | OPERATOR TYPE |  | POWER RATING |  | MATERIAL |  | SIZE | 170 WDX100 HT MM | HAZARD CLASS |  | CERTIFICATION/STANDARD |  | ADDITIONAL FEATURES EN | [42 empty] | Production Completed
STP_009 - Lot2 | Data Enrichment | VNE | OK,NM CHANGED | 2023-06-24 | 2023-06-29 | Processed based on Websource, Conflict w.r.t Input | 1324419 | 1324419 | SWITCH;ABB,TECSIS S2400B084430 | SWITCH;MNFR:ABB,PTNO:TECSIS S2400B084430 | SWITCH | TECSIS S2400B084430 | 3000014 | ABB | TECSIS | S2400B084430 |  | ABB |  |  |  | https://tianluowei01-jdzj-com.translate.goog/supplyinfo-3-20603809.html?_x_tr_sl=zh-CN&_x_tr_tl=en&_x_tr_hl=en&_x_tr_pto=sc | https://www-chinagkong-com.translate.goog/supplys/2_4_13287323.html?_x_tr_sch=http&_x_tr_sl=zh-CN&_x_tr_tl=en&_x_tr_hl=en&_x_tr_pto=sc | [9 empty] | ENRICHED | 39122210 Pressure switch | SWITCH | PRESSURE | TYPE |  | MEASURING RANGE | 0 TO 250 BAR | PROCESS CONNECTION |  | CONTACT CONFIGURATION |  | ENCLOSURE |  | TEMPERATURE RATING |  | MOUNTING TYPE |  | VOLTAGE RATING | 12 TO 30 VDC | CURRENT RATING |  | ACTION |  | MATERIAL |  | SIZE |  | HAZARD CLASS |  | CERTIFICATION/STANDARD |  | ADDITIONAL FEATURES | [44 empty] | Production Completed
STP_009 - Lot2 | Data Enrichment | VNE | OK | 2023-06-24 | 2023-06-29 |  | 1257759 | 1257759 | SWITCH;DIEC,1PP9X8CD0E95 | SWITCH;MNFR:DIECI,PTNO:ZEUS 33.1/SAMSON 70.10,ADDITIONAL FEATURES EN:BASKET,FORKS,JIB,SWITCH,TELEHANDLER | SWITCH,01)BASKET,FORKS,JIB,SWITCH,TELEHANDLER | 1PP9X8CD0E95 | 3000511 | DIECI | DIECI | 1PP9X8CD0E95 | [5 empty] | URL NOT FOUND | [5 empty] | TELEHANDLER |  | ZEUS 33.1/SAMSON 70.10 |  |  | CLEANSED | 39122200 Electrical switches and accessories | SWITCH | NO MODIFIER | TYPE |  | VOLTAGE RATING |  | CURRENT RATING |  | CONTACT CONFIGURATION |  | NUMBER OF POSITIONS |  | ENCLOSURE |  | MOUNTING TYPE |  | TEMPERATURE RATING |  | ACTION |  | OPERATOR TYPE |  | POWER RATING |  | MATERIAL |  | SIZE |  | HAZARD CLASS |  | CERTIFICATION/STANDARD |  | ADDITIONAL FEATURES EN | FOR BASKET,FORKS,JIB | [41 empty] | Production Completed
STP_009 - Lot2 | Data Enrichment | VNE | OK | 2023-06-24 | 2023-06-29 |  | 1257760 | 1257760 | SWITCH;DIEC,1PP9X8CZ0T95 | SWITCH;MNFR:DIECI,PTNO:ZEUS 33.1/SAMSON 70.10,ADDITIONAL FEATURES EN:OVERLOAD WITH KEY | SWITCH,01)OVERLOAD WITH KEY | 1PP9X8CZ0T95 | 3000511 | DIECI | DIECI | 1PP9X8CZ0T95 | [5 empty] | URL NOT FOUND | [7 empty] | ZEUS 33.1/SAMSON 70.10 |  |  | CLEANSED | 39122200 Electrical switches and accessories | SWITCH | NO MODIFIER | TYPE | OVERLOAD | VOLTAGE RATING |  | CURRENT RATING |  | CONTACT CONFIGURATION |  | NUMBER OF POSITIONS |  | ENCLOSURE |  | MOUNTING TYPE |  | TEMPERATURE RATING |  | ACTION |  | OPERATOR TYPE |  | POWER RATING |  | MATERIAL |  | SIZE |  | HAZARD CLASS |  | CERTIFICATION/STANDARD |  | ADDITIONAL FEATURES EN | C/W KEY | [41 empty] | Production Completed
STP_009 - Lot2 | Data Enrichment | VNE | OK,NM CHANGED | 2023-06-24 | 2023-06-29 | Processed based on Websource, Conflict w.r.t Input | 1333232 | 1333232 | SWITCH;DIEC,2ETEZCD21 | SWITCH;MNFR:DIECI,PTNO:ZEUS 33.1/SAMSON 70.10,ADDITIONAL FEATURES EN:STABILIZER SENSOR,PTNO 01:2ETEZCD21 | SWITCH,01)STABILIZER SENSOR | 2ETEZCD21 | 3000511 | DIECI | DIECI | 2ETEZCD21 | [5 empty] | https://buyanypart.co.uk/parts/limit-switch-2etezcd21-bta1 | [7 empty] | ZEUS 33.1/SAMSON 70.10 |  |  | CLEANSED | 39122213 Limit switch | SWITCH | LIMIT | TYPE |  | VOLTAGE RATING |  | CURRENT RATING |  | CONTACT CONFIGURATION |  | ENCLOSURE |  | MOUNTING TYPE |  | TEMPERATURE RATING |  | CONSTRUCTION |  | CABLE LENGTH |  | CONNECTION TYPE |  | POWER RATING |  | ACTION |  | MATERIAL |  | OPERATING FORCE |  | RELEASE FORCE |  | SIZE |  | HAZARD CLASS |  | CERTIFICATION/STANDARD |  | ADDITIONAL FEATURES | FOR STABILIZER SENSOR | [35 empty] | Production Completed
STP_009 - Lot2 | Data Enrichment | VNE | OK | 2023-06-24 | 2023-06-29 |  | 1253071 | 1253071 | SWITCH;DIEC,BEP0106 | SWITCH;MNFR:DIECI,PTNO:ZEUS 33.1/SAMSON 70.10,ADDITIONAL FEATURES EN:INCHING,PTNO 01:BEP0106 | SWITCH,01)INCHING | BEP0106 | 3000511 | DIECI | DIECI | BEP0106 | [5 empty] | https://machineserve.co.uk/product/dieci-switch-brake-bep0106/ | [7 empty] | ZEUS 33.1/SAMSON 70.10 |  |  | ENRICHED | 39122200 Electrical switches and accessories | SWITCH | NO MODIFIER | TYPE | BRAKE | VOLTAGE RATING |  | CURRENT RATING |  | CONTACT CONFIGURATION |  | NUMBER OF POSITIONS |  | ENCLOSURE |  | MOUNTING TYPE |  | TEMPERATURE RATING |  | ACTION |  | OPERATOR TYPE |  | POWER RATING |  | MATERIAL |  | SIZE |  | HAZARD CLASS |  | CERTIFICATION/STANDARD |  | ADDITIONAL FEATURES EN | INCHING | [41 empty] | Production Completed
STP_009 - Lot2 | Data Enrichment | VNE | OK,NM CHANGED | 2023-06-24 | 2023-06-29 | Processed based on Websource, Conflict w.r.t Input | 1258408 | 1258408 | SWITCH;DIEC,BVB5246 | SWITCH;MNFR:DIECI,PTNO:ZEUS 33.1/SAMSON 70.10,ADDITIONAL FEATURES EN:SEAT SENSOR SWITCH,TELEHANDLER | SWITCH,01)SEAT SENSOR SWITCH,TELEHANDLER | BVB5246 | 3000511 | DIECI | DIECI | BVB5246 | [5 empty] | https://buyanypart.co.uk/parts/micro-switch-bvb5246-bta1 | [5 empty] | TELEHANDLER |  | ZEUS 33.1/SAMSON 70.10 |  |  | CLEANSED | 39122243 Micro switch | SWITCH | MICRO | TYPE | SEAT SENSOR | VOLTAGE RATING |  | CURRENT RATING |  | NUMBER OF POLES |  | CONTACT CONFIGURATION |  | ENCLOSURE |  | TEMPERATURE RATING |  | MOUNTING TYPE |  | ACTION |  | FREQUENCY RATING |  | MATERIAL |  | SIZE |  | HAZARD CLASS |  | CERTIFICATION/STANDARD |  | ADDITIONAL FEATURES | [44 empty] | Production Completed
STP_009 - Lot2 | Data Enrichment | VNE | OK | 2023-06-24 | 2023-06-29 |  | 1324226 | 1324226 | SWITCH;MGNTC,BI-STABLE,MARCON | SWITCH;TYPE:MAGNETIC,ADDITIONAL FEATURES EN:BI-STABLE,MNFR:ABB,PTNO:WK177L214-5M,MNFR:01)MARCON,PTNO:01)WK177L214-5M | 01)MARCON,01)WK177L214-5M,SWITCH,EN_01)MAGNETIC,01)BI-STABLE | WK177L214-5M | 3000014 | ABB | MARCON | WK177L214-5M | TIEFENBACH | ABB | WK177L214-5M |  |  | https://www.otec-industry.com.ua/en/brand/tiefenbach/wk177l214-art-n-6-046736 | https://kanglade2-jdzj-com.translate.goog/supplyinfo-5-3271209.html?_x_tr_sl=zh-CN&_x_tr_tl=en&_x_tr_hl=en&_x_tr_pto=sc | [9 empty] | ENRICHED | 39122245 Magnetic switch | SWITCH | NO MODIFIER | TYPE | MAGNETIC,BI-STABLE | VOLTAGE RATING |  | CURRENT RATING |  | CONTACT CONFIGURATION |  | NUMBER OF POSITIONS |  | ENCLOSURE |  | MOUNTING TYPE |  | TEMPERATURE RATING |  | ACTION |  | OPERATOR TYPE |  | POWER RATING |  | MATERIAL |  | SIZE | 5 M LG | HAZARD CLASS |  | CERTIFICATION/STANDARD |  | ADDITIONAL FEATURES EN | [42 empty] | Production Completed
STP_009 - Lot2 | Data Enrichment | VNE | OK,NM CHANGED | 2023-06-24 | 2023-06-29 | Processed based on Websource, Conflict w.r.t Input | 1274698 | 1274698 | SWITCH;SCHN,2015/2VWE,10A,250V,VRTCL,PLS | SWITCH;MNFR:SCHNEIDER INC,PTNO:2015/2VWE,ADDITIONAL FEATURES EN:10A,250V,VERTICAL,PLASTIC,2000 SERIES,TWIN SOCKET OUTLET,CHOICE OF SINGLE, DOUBLE AND AUTOMATICALLY SWITCHED POWER POINTS,BRAND:CLIPSAL | 01)REXEL AUSTRALIA,01)2015/2VWE,SWITCH,01)10A,250V,01)TWIN SOCKET OUTLET,02)VERTICAL,PLASTIC,03)2000 SERIES,04)BRAND:CLIPSAL,05)CHOICE OF SINGLE, DOUBLE AN | 2015/2VWE | 3000344 | SCHNEIDER INC | SCHNEIDER INC | 2015/2VWE |  | REXEL AUSTRALIA | 2015/2VWE |  |  | https://www.clipsal.com/products/detail?CatNo=2015/2V&itemno=2015/2V-WE&tab-document-1=0 | https://eref.se.com/au/en/clipsal/product-pdf/2015/2V-WE | [9 empty] | ENRICHED | 39121400 Electrical lugs plugs and connectors | SOCKET | ELECTRICAL | TYPE | TWIN SWITCH | CONFIGURATION |  | NUMBER OF POLES |  | VOLTAGE RATING | 250 VAC | CURRENT RATING | 10 A | CONNECTION TYPE |  | MOUNTING TYPE | VERTICAL | SIZE | 116 LGX76 WDX12 DP MM | MATERIAL | PLASTIC | COLOUR |  | HAZARD CLASS |  | CERTIFICATION/STANDARD | AS/NZS 3100,AS/NZS 3112,AS/NZS 3133 | ADDITIONAL FEATURES | BRAND:CLIPSAL,NUMBER OF GANGS:2,SERIES:2000,CHOICE OF SINGLE, DOUBLE AND AUTOMATICALLY SWITCHED POWER POINTS | [47 empty] | Production Completed
STP_009 - Lot2 | Data Enrichment | VNE | OK,NM CHANGED | 2023-06-24 | 2023-06-29 | Processed based on Websource, Conflict w.r.t Input | 1274699 | 1274699 | SWITCH;SCHN,2015DWE,SINGLE SOCKET,WHT,20 | SWITCH;MNFR:SCHNEIDER INC,PTNO:2015DWE,ADDITIONAL FEATURES EN:SINGLE SOCKET,WHITE,2000 SERIES,OUTLET,BRAND:CLIPSAL | 01)REXEL AUSTRALIA,01)2015DWE,SWITCH,01)SINGLE SOCKET,02)WHITE,03)2000 SERIES,04)BRAND:CLIPSAL,04)OUTLET | 2015DWE | 3000344 | SCHNEIDER INC | SCHNEIDER INC | 2015DWE |  | REXEL AUSTRALIA | 2015DWE |  |  | https://eref.se.com/au/en/clipsal/product-pdf/2015D-WE | [10 empty] | ENRICHED | 39121400 Electrical lugs plugs and connectors | SOCKET | ELECTRICAL | TYPE | SINGLE SWITCHED POWERPOINT | CONFIGURATION |  | NUMBER OF POLES | 2 | VOLTAGE RATING | 250 VAC | CURRENT RATING | 10 A | CONNECTION TYPE |  | MOUNTING TYPE | HORIZONTAL | SIZE | 116 LGX76 WDX28 DP MM | MATERIAL | PLASTIC | COLOUR | WHITE | HAZARD CLASS |  | CERTIFICATION/STANDARD | AS/NZS 3100,AS/NZS 3112,AS/NZS 3133 | ADDITIONAL FEATURES | BRAND:CLIPSAL,NUMBER OF GANGS:1,SERIES:2000,OUTLET | [47 empty] | Production Completed
STP_009 - Lot2 | Data Enrichment | VNE | OK | 2023-06-24 | 2023-06-29 |  | 1274696 | 1274696 | SWITCH;SCHN,2035VAWE,10A,WHT,5 GANG LIGH | SWITCH;MNFR:SCHNEIDER INC,PTNO:2035VAWE,ADDITIONAL FEATURES EN:10A,WHITE,5 GANG LIGHT SWITCH,VERTICAL OR HORIZONTAL | 01)REXEL AUSTRALIA,01)2035VAWE,SWITCH,01)10A,02)WHITE,03)5 GANG LIGHT SWITCH,04)VERTICAL OR HORIZONTAL | 2035VAWE | 3000344 | SCHNEIDER INC | SCHNEIDER INC | 2035VAWE |  | REXEL AUSTRALIA | 2035VAWE |  |  | https://eref.se.com/au/en/clipsal/product-pdf/2035VA-WE | [10 empty] | ENRICHED | 39122200 Electrical switches and accessories | SWITCH | NO MODIFIER | TYPE | FLUSH,ROCKER,LIGHT | VOLTAGE RATING | 250 VAC | CURRENT RATING | 10 A | CONTACT CONFIGURATION |  | NUMBER OF POSITIONS |  | ENCLOSURE |  | MOUNTING TYPE | VERTICAL,HORIZONTAL | TEMPERATURE RATING |  | ACTION |  | OPERATOR TYPE |  | POWER RATING |  | MATERIAL | POLYCARBONATE | SIZE |  | HAZARD CLASS |  | CERTIFICATION/STANDARD |  | ADDITIONAL FEATURES EN | COLOR:WHITE,NUMBER OF GANG:5 | [41 empty] | Production Completed
STP_009 - Lot2 | Data Enrichment | VNE | OK | 2023-06-24 | 2023-06-29 |  | 1274697 | 1274697 | SWITCH;SCHN,2036VAWE,10A,250V,6 GANG LIG | SWITCH;MNFR:SCHNEIDER INC,PTNO:2036VAWE,ADDITIONAL FEATURES EN:10A,250V,6 GANG LIGHT SWITCH,VERTICAL OR HORIZONTAL,BRAND:CLIPSAL | 01)REXEL AUSTRALIA,01)2036VAWE,SWITCH,01)10A,250V,02)6 GANG LIGHT SWITCH,03)VERTICAL OR HORIZONTAL,04)BRAND:CLIPSAL | 2036VAWE | 3000344 | SCHNEIDER INC | SCHNEIDER INC | 2036VAWE |  | REXEL AUSTRALIA | 2036VAWE |  |  | https://www.clipsal.com/products/detail?CatNo=2036VA&itemno=2036VA-WE&tab-document-1=0 | https://eref.se.com/au/en/clipsal/product-pdf/2036VA-WE | [9 empty] | ENRICHED | 39122200 Electrical switches and accessories | SWITCH | NO MODIFIER | TYPE | FLUSH,ROCKER,LIGHT | VOLTAGE RATING | 250 VAC | CURRENT RATING | 10 A | CONTACT CONFIGURATION |  | NUMBER OF POSITIONS |  | ENCLOSURE |  | MOUNTING TYPE | VERTICAL | TEMPERATURE RATING |  | ACTION |  | OPERATOR TYPE |  | POWER RATING |  | MATERIAL | POLYCARBONATE | SIZE |  | HAZARD CLASS |  | CERTIFICATION/STANDARD |  | ADDITIONAL FEATURES EN | BRAND:CLIPSAL,NUMBER OF GANG:6 | [41 empty] | Production Completed
STP_009 - Lot2 | Data Enrichment | VNE | OK,NM CHANGED,PART NUMBER UPDATED | 2023-06-24 | 2023-06-29 | Processed based on Websource, Conflict w.r.t Input | 1273792 | 1273792 | SWITCH;SCHN,230-6635,ELECTRIC LIMIT | SWITCH;MNFR:SCHNEIDER INC,PTNO:230-6635,ADDITIONAL FEATURES EN:ELECTRIC LIMIT | 01)RS COMPONENTS AU,01)230-6635,SWITCH,01)ELECTRIC LIMIT | 230-6635 | 3000344 | SCHNEIDER INC | SCHNEIDER INC | 9007C62B2M11 |  | RS COMPONENTS AU | 230-6635 |  |  | https://www.se.com/au/en/product/9007C62B2M11/limit-switch-9007-9007c-2-no-nc-rotary-head-cw+ccw-standard/ | https://ae.rsdelivers.com/product/schneider-electric/9007c62b2m11/schneider-electric-limit-switch/2306635 | [9 empty] | ENRICHED | 39122213 Limit switch | SWITCH | LIMIT | TYPE | ROTARY HEAD | VOLTAGE RATING | 120 VAC | CURRENT RATING | 6 A | CONTACT CONFIGURATION | 2NO 2NC | ENCLOSURE | IP67 | MOUNTING TYPE |  | TEMPERATURE RATING | -29 TO 85 DEG C | CONSTRUCTION |  | CABLE LENGTH |  | CONNECTION TYPE | SCREW-CLAMP | POWER RATING |  | ACTION |  | MATERIAL | ZINC | OPERATING FORCE |  | RELEASE FORCE |  | SIZE | 39.37 WDX63.5 DPX102.11 HT MM | HAZARD CLASS |  | CERTIFICATION/STANDARD | UL,CSA,CE,NEMA 250,IEC 60947,EN 60947-5-1,EN 60947-1,C22-2-14-95 | ADDITIONAL FEATURES | [36 empty] | Production Completed
STP_009 - Lot2 | Data Enrichment | VNE | OK,NM CHANGED,PART NUMBER UPDATED | 2023-06-24 | 2023-06-29 | Processed based on Websource, Conflict w.r.t Input | 1273295 | 1273295 | SWITCH;SCHN,3025USBACVW,W/SOCKET,10A,2QT | SWITCH;MNFR:SCHNEIDER INC,PTNO:3025USBACVW,ADDITIONAL FEATURES EN:W/SOCKET,10A,2QTY,HORIZONTAL,VV WHITE,TWIN 1XEX2USBCHRG |  | 3025USBACVW | 3000344 | SCHNEIDER INC | SCHNEIDER INC | 3025USBACVW | [5 empty] | https://eref.se.com/au/en/clipsal/product-pdf/3025USBAC-VW | [10 empty] | ENRICHED | 39121400 Electrical lugs plugs and connectors | SOCKET | ELECTRICAL | TYPE | SWITCHED | CONFIGURATION |  | NUMBER OF POLES | 2 | VOLTAGE RATING | 250 VAC | CURRENT RATING | 10 A | CONNECTION TYPE | SCREW | MOUNTING TYPE | FLUSH,,HORIZONTAL | SIZE | 78 WDX44 DPX120 HT MM | MATERIAL | POLYCARBONATE | COLOUR | WHITE | HAZARD CLASS |  | CERTIFICATION/STANDARD | AS/NZS 60950-1 | ADDITIONAL FEATURES | NUMBER OF OUTLETS:2,PACKAGE QUANTITY:2 | [47 empty] | Production Completed
STP_009 - Lot2 | Data Enrichment | VNE | OK,NM CHANGED,PART NUMBER UPDATED | 2023-06-24 | 2023-06-29 | Processed based on Websource, Conflict w.r.t Input | 1272436 | 1272436 | SWITCH;SCHN,4PS40CAM,CHNGOVR,D/MT,40A,1P | SWITCH;MNFR:SCHNEIDER INC,PTNO:4PS40CAM,ADDITIONAL FEATURES EN:CHANGEOVER,D/MT,40A,1P,1MOD,A-O-M,BRAND:CLIPSAL |  | 4PS40CAM | 3000344 | SCHNEIDER INC | SCHNEIDER INC | 4PS40CAM | [5 empty] | https://eref.se.com/au/en/clipsal/product-pdf/4PS40CAM | [10 empty] | ENRICHED | 39122233 Disconnect switch | SWITCH | DISCONNECT | TYPE | CHANGE OVER | VOLTAGE RATING | 415 VAC | CURRENT RATING | 40 A | NUMBER OF POLES | 1 | LOAD BREAKING CAPACITY |  | CONTACT CONFIGURATION |  | ENCLOSURE | IP20 | MOUNTING TYPE | DIN-RAIL | TEMPERATURE RATING |  | ACTION |  | POWER RATING |  | FREQUENCY RATING |  | MATERIAL |  | SIZE |  | HAZARD CLASS |  | CERTIFICATION/STANDARD |  | ADDITIONAL FEATURES | BRAND:CLIPSAL,A-O-M | [39 empty] | Production Completed
STP_009 - Lot2 | Data Enrichment | VNE | OK,NM CHANGED | 2023-06-24 | 2023-06-29 | Processed based on Websource, Conflict w.r.t Input | 1215523 | 1215523 | SWITCH;SCHN,56SW320CX-RO,3P,500 VAC,20 A | SWITCH;MNFR:SCHNEIDER INC,PTNO:56SW320CX-RO,ADDITIONAL FEATURES EN:3P,500 VAC,20 A,1 GANG,WITH 2A CONTROL CIRCUIT SWITCH | 01)SHERRIFF ELECTRICAL SUPPL,01)56SW320CX-RO,SWITCH,01)3P,500 VAC,20 A,1 GANG,02)WITH 2A CONTROL CIRCUIT SWI | 56SW320CX-RO | 3000344 | SCHNEIDER INC | SCHNEIDER INC | 56SW320CX-RO |  | SHERRIFF ELECTRICAL SUPPLY | 56SW320CX-RO |  |  | https://docs.rs-online.com/2a67/A700000007366069.pdf | https://www.blackwoods.com.au/electrical/switchboards-enclosures/domestic-flush-mount-switchboards/clipsal-56-series-56sw320cx-ro-surface-switch-with-2a-control-circuit-switch-1-gang-3-pole-500v-ac-20a-orange/p/00462336 | [9 empty] | ENRICHED | 39122217 Rotary switch | SWITCH | ROTARY | TYPE |  | VOLTAGE RATING | 500 VAC | CURRENT RATING | 20 A | NUMBER OF POLES | 3 | NUMBER OF POSITIONS |  | ENCLOSURE | IP66 | ANGLE |  | MOUNTING TYPE | SURFACE | TEMPERATURE RATING | -25 TO 75 DEG C | POWER RATING |  | ACTION |  | CONNECTION TYPE |  | MATERIAL | POLYCARBONATE | SIZE | 101 WDX108 DPX107 HT MM | HAZARD CLASS |  | CERTIFICATION/STANDARD | AS/NZS 3133 | ADDITIONAL FEATURES | COLOR:ORANGE,NUMBE ROF GANG:1,C/W 2 A CONTROL CIRCUIT SWITCH | [39 empty] | Production Completed
STP_009 - Lot2 | Data Enrichment | VNE | OK | 2023-06-24 | 2023-06-29 |  | 1276438 | 1276438 | SWITCH;SCHN,9012GCW23,PRESS | SWITCH;MNFR:SCHNEIDER INC,PTNO:9012GCW23,ADDITIONAL FEATURES EN:PRESSURE | 01)ISADRAULICS,01)1172-38612KPA IP66,SWITCH,01)PRESSURE | 9012GCW23 | 3000344 | SCHNEIDER INC | SCHNEIDER INC | 9012GCW23 |  | ISADRAULICS | 9012GCW23 |  |  | https://www.se.com/us/en/product/9012GCW23/pressure-switch-9012g-adjustable-scale-2-thresholds-170-to-5600-psig/ | [10 empty] | ENRICHED | 39122210 Pressure switch | SWITCH | PRESSURE | TYPE | ELECTROMECHANICAL | MEASURING RANGE | 170 TO 5600 PSI | PROCESS CONNECTION | 1/4 IN-18 FNPT | CONTACT CONFIGURATION | 2NO 2NC | ENCLOSURE | NEMA 4/4X/13 | TEMPERATURE RATING | -10 TO 185 DEG F | MOUNTING TYPE |  | VOLTAGE RATING | 240 VAC | CURRENT RATING | 3 A | ACTION |  | MATERIAL | DIE-CAST ALUMINUM | SIZE | 88.9 WDX66.8 DPX161.8 HT MM | HAZARD CLASS |  | CERTIFICATION/STANDARD | CE,CSA,UL | ADDITIONAL FEATURES | [44 empty] | Production Completed
STP_009 - Lot2 | Data Enrichment | VNE | OK,NM CHANGED | 2023-06-24 | 2023-06-29 | Processed based on Websource, Conflict w.r.t Input | 1272167 | 1272167 | SWITCH;SCHN,SCHVCD0,25A,3P,22.5MM2,KUNZ | SWITCH;MNFR:SCHNEIDER INC,PTNO:SCHVCD0,ADDITIONAL FEATURES EN:25A,3P,22.5MM2,KUNZ LOAD BREAK, EMERG | 01)SHERRIFF ELECTRICAL SUPPL,01)SCHVCD0,SWITCH,01)25A,3P,22.5MM2,02)KUNZ LOAD BREAK, EMERG | SCHVCD0 | 3000344 | SCHNEIDER INC | SCHNEIDER INC | VCD0 |  | SHERRIFF ELECTRICAL SUPPLY | VCD0 |  |  | https://www.se.com/us/en/product/VCD0/tesys-vario-emergency-stop-switch-disconnector-25-a-on-door/ | [10 empty] | ENRICHED | 39122233 Disconnect switch | SWITCH | DISCONNECT | TYPE | EMERGENCY STOP | VOLTAGE RATING | 690 VAC | CURRENT RATING | 14.5 A | NUMBER OF POLES | 3 | LOAD BREAKING CAPACITY | 200 A AT 400 VAC | CONTACT CONFIGURATION | 3NO | ENCLOSURE | IP20,IP65 | MOUNTING TYPE | DOOR | TEMPERATURE RATING | -4 TO 122 DEG F | ACTION |  | POWER RATING | 15 KW | FREQUENCY RATING | 50/60 HZ | MATERIAL |  | SIZE | 60 WDX74 HT MM | HAZARD CLASS |  | CERTIFICATION/STANDARD | CCC,CSA,GL,UL,UKCA | ADDITIONAL FEATURES | THERMAL CURRENT:25 A,MOUNTING HOLE:22.5 MM,KUNZ LOAD BREAK | [39 empty] | Production Completed
STP_009 - Lot2 | Data Enrichment | VNE | OK,NM CHANGED | 2023-06-24 | 2023-06-29 | Processed based on Websource, Conflict w.r.t Input | 1272457 | 1272457 | SWITCH;SCHN,VCD02,EMRGNCY,12A,3P,690VAC | SWITCH;MNFR:SCHNEIDER INC,PTNO:VCD02,ADDITIONAL FEATURES EN:EMERGENCY,12A,3P,690VAC,MOUNTING TYPE:PANEL,TERMINAL TYPE:SCREW,HANDLE COLOUR:RED |  | VCD02 | 3000344 | SCHNEIDER INC | SCHNEIDER INC | VCD02 | [5 empty] | https://www.se.com/us/en/product/VCD02/tesys-vario-emergency-stop-switch-disconnector-12-a-on-door/ | [10 empty] | ENRICHED | 39122233 Disconnect switch | SWITCH | DISCONNECT | TYPE | EMERGENCY STOP | VOLTAGE RATING | 690 VAC | CURRENT RATING | 8.1 A | NUMBER OF POLES | 3 | LOAD BREAKING CAPACITY | 120 A AT 400 VAC | CONTACT CONFIGURATION | 3NO | ENCLOSURE | IP20,IP65 | MOUNTING TYPE | DOOR PANEL | TEMPERATURE RATING | -4 TO 122 DEG F | ACTION |  | POWER RATING | 7.5 KW | FREQUENCY RATING | 50/60 HZ | MATERIAL |  | SIZE | 60 WDX74 HT MM | HAZARD CLASS |  | CERTIFICATION/STANDARD | CCC,CSA,GL,UL,UKCA | ADDITIONAL FEATURES | THERMAL CURRENT:12 A,TERMINAL TYPE:SCREW,HANDLE COLOR:RED | [39 empty] | Production Completed
STP_009 - Lot2 | Data Enrichment | VNE | OK,NM CHANGED | 2023-06-24 | 2023-06-29 | Processed based on Websource, Conflict w.r.t Input | 1267556 | 1267556 | SWITCH;SCHN,XY2CJS15H29,EMERGENCY PULL | SWITCH;MNFR:SCHNEIDER INC,PTNO:XY2CJS15H29,ADDITIONAL FEATURES EN:EMERGENCY PULL | 01)NATIONWIDE MINING CORP PT,01)NMCXY2CJS15H29,SWITCH,01)EMERGENCY PULL | XY2CJS15H29 | 3000344 | SCHNEIDER INC | SCHNEIDER INC | XY2CJS15H29 |  | NATIONWIDE MINING CORP PT | XY2CJS15H29 |  |  | https://www.se.com/us/en/product/XY2CJS15H29/latching-emergency-stop-rope-pull-switch-telemecanique-rope-pull-switches-xy2c-e-xy2cj-straight-1nc+1-no-iso-m20/ | [10 empty] | ENRICHED | 39122200 Electrical switches and accessories | SWITCH | PULL | TYPE | EMERGENCY STOP ROPE | VOLTAGE RATING | 250 VAC/DC | CURRENT RATING | 3 A | NUMBER OF POSITIONS |  | CONTACT CONFIGURATION | 1NO 1NC | MOUNTING TYPE |  | TEMPERATURE RATING | -25 TO 70 DEG C | INSULATION RESISTANCE |  | POWER RATING |  | ACTION |  | MATERIAL | ZAMAK | COLOUR | RED | SIZE |  | HAZARD CLASS |  | CERTIFICATION/STANDARD | UL,CSA,CCC,EAC | ADDITIONAL FEATURES | [42 empty] | Production Completed
STP_009 - Lot2 | Data Enrichment | VNE | OK | 2023-06-24 | 2023-06-29 |  | 1333546 | 1333546 | WIPER;DIEC,BEQ0230 | WIPER;MNFR:DIECI,PTNO:BEQ0230,ADDITIONAL FEATURES EN:WINDOW | WIPER,01)WINDOW | BEQ0230 | 3000511 | DIECI | DIECI | BEQ0230 | [5 empty] | https://goldytech-com-ua.translate.goog/ua/p1067845315-beq0230-motorchik-skloochisnika.html?_x_tr_sl=uk&_x_tr_tl=en&_x_tr_hl=en&_x_tr_pto=sc | [10 empty] | CLEANSED | 25171500 Windshield wipers | WIPER | NO MODIFIER | TYPE | WINDSHIELD,WINDOW | SIZE |  | MATERIAL |  | MOUNTING TYPE |  | COLOUR |  | HAZARD CLASS |  | CERTIFICATION/STANDARD |  | ADDITIONAL FEATURES EN | [58 empty] | Production Completed
STP_009 - Lot2 | Data Enrichment | VNE | OK,NEED CLARITY | 2023-06-24 | 2023-06-29 |  | 1333315 | 1333315 | WIPER;DIEC,BEQ0255 | WIPER;MNFR:DIECI,PTNO:BEQ0255,ADDITIONAL FEATURES EN:WINDOW WASHER BRUSH | WIPER,01)WINDOW WASHER BRUSH | BEQ0255 | 3000511 | DIECI | DIECI | BEQ0255 | [5 empty] | https://axial--parts-com.translate.goog/26-kabina/2609-skloochysnyk/shchitka-skloochysnyka-beq0255-471256?_x_tr_sl=uk&_x_tr_tl=en&_x_tr_hl=en&_x_tr_pto=sc | [10 empty] | CLEANSED | 25171500 Windshield wipers | WIPER | NO MODIFIER | TYPE |  | SIZE |  | MATERIAL |  | MOUNTING TYPE |  | COLOUR |  | HAZARD CLASS |  | CERTIFICATION/STANDARD |  | ADDITIONAL FEATURES EN | WINDOW WASHER BRUSH | [57 empty] | Production Completed