## Sheet1
Project | Activities | Production User | Production Comments | Start Date | End Date | Remarks | Griha ID | MATNR | MEINS | MAKTX_EN | MAKTX_ES | MAKTX_FR | TEXT_EN | Class_Char_Catted | MFRPN | MFRNR | MFRNR DES | MNFR | PTNO | Verified MNFR from web | MNFR 1 | PTNO 1 | MNFR 2 | PTNO 2 | Reference URL | Reference URL1 | Item Number | Equipment Type | Equipment Manufacturer | Equipment Model | Equipment Serial | DWG | DRAWING VERSION | POS/TAG | Unused Text | Enriched/Cleansed | UNSPSC Ver.23.07 | Noun | Modifier | Attribute Name 1 | Attribute Value 1 | Attribute Name 2 | Attribute Value 2 | Attribute Name 3 | Attribute Value 3 | Attribute Name 4 | Attribute Value 4 | Attribute Name 5 | Attribute Value 5 | Attribute Name 6 | Attribute Value 6 | Attribute Name 7 | Attribute Value 7 | Attribute Name 8 | Attribute Value 8 | Attribute Name 9 | Attribute Value 9 | Attribute Name 10 | Attribute Value 10 | Attribute Name 11 | Attribute Value 11 | Attribute Name 12 | Attribute Value 12 | Attribute Name 13 | Attribute Value 13 | Attribute Name 14 | Attribute Value 14 | Attribute Name 15 | Attribute Value 15 | Attribute Name 16 | Attribute Value 16 | Attribute Name 17 | Attribute Value 17 | Attribute Name 18 | Attribute Value 18 | Attribute Name 19 | Attribute Value 19 | Attribute Name 20 | Attribute Value 20 | Attribute Name 21 | Attribute Value 21 | Attribute Name 22 | Attribute Value 22 | Attribute Name 23 | Attribute Value 23 | Attribute Name 24 | Attribute Value 24 | Attribute Name 25 | Attribute Value 25 | Attribute Name 26 | Attribute Value 26 | Attribute Name 27 | Attribute Value 27 | Attribute Name 28 | Attribute Value 28 | Attribute Name 29 | Attribute Value 29 | Attribute Name 30 | Attribute Value 30 | Attribute Name 31 | Attribute Value 31 | Attribute Name 32 | Attribute Value 32 | Attribute Name 33 | Attribute Value 33 | Attribute Name 34 | Attribute Value 34 | Attribute Name 35 | Attribute Value 35 | Attribute Name 36 | Attribute Value 36 | Remaining_Information | Status
STP_009 - Lot4 | Data Enrichment | KIB | OK | 2023-07-21 | 2023-07-24 |  | 1344772 | 1344772 | EA | ANGLE;DRVG,ITEM 17 |  |  | ANGLE;TYPE:DRIVING,ADDITIONAL FEATURES EN:ITEM 17,MNFR:01)DORROLVR,PTNO:01)HT2761-C | EN_01)DRIVING,01)ITEM 17,01)DORROLVR,01)HT2761-C |  |  | DORROLVR | DORROLVR | HT2761-C | [5 empty] | URL NOT FOUND |  | 17 | [8 empty] | CLEANSED | 30101500 Angles | ANGLE | No Modifier | TYPE | DRIVING | SIZE |  | LOAD CAPACITY |  | MATERIAL |  | MATERIAL SPECIFICATION |  | COATING/FINISH |  | HAZARD CLASS |  | CERTIFICATION/STANDARD |  | ADDITIONAL FEATURES | [56 empty] | Production Completed
STP_009 - Lot4 | Data Enrichment | KIB | OK | 2023-07-21 | 2023-07-24 |  | 1361665 | 1361665 | EA | ANGLE;MAG COVER,FH-45,PN:FMA073726 | ANGULO; | ANGLE; | ANGLE;TYPE:MAG COVER,FH-45,SIZE:,MATERIAL:,ADDITIONAL FEATURES EN:PN:FMA073726,MNFR:SYNTECHTRON | EN_01)MAG COVER,FH-45,EN_01),EN_01),01)PN:FMA073726,02)MNFR:SYNTECHTRON,01)SYNTECHTRON,01)FMA073726 |  |  | SYNTECHTRON | SYNTECHTRON | FMA073726 | [5 empty] | URL NOT FOUND | [10 empty] | CLEANSED | 30101500 Angles | ANGLE | No Modifier | TYPE | MAG COVER | SIZE |  | LOAD CAPACITY |  | MATERIAL |  | MATERIAL SPECIFICATION |  | COATING/FINISH |  | HAZARD CLASS |  | CERTIFICATION/STANDARD |  | ADDITIONAL FEATURES | FH-45 | [55 empty] | Production Completed
STP_009 - Lot4 | Data Enrichment | KIB | OK | 2023-07-21 | 2023-07-24 |  | 1280639 | 1280639 | EA | ANGLE;WD 75 X HT 125 X THK 10 MM,STL |  |  | ANGLE;SIZE:WD 75 X HT 125 X THK 10 MM,MATERIAL:STEEL,MNFR:01)INFRABUILD TRADING PTY LTD,PTNO:01)100197 | EN_01)WD 75 X HT 125 X THK 10,EN_01)STEEL,01)INFRABUILD TRADING PTY LTD,01)100197 |  |  | INFRABUILD TRADING PTY LTD | INFRABUILD TRADING PTY LTD | 100197 | [5 empty] | URL NOT FOUND | [10 empty] | CLEANSED | 30101500 Angles | ANGLE | No Modifier | TYPE |  | SIZE | 75 WDX125 HT X10 THK MM | LOAD CAPACITY |  | MATERIAL | STEEL | MATERIAL SPECIFICATION |  | COATING/FINISH |  | HAZARD CLASS |  | CERTIFICATION/STANDARD |  | ADDITIONAL FEATURES | [56 empty] | Production Completed
STP_009 - Lot4 | Data Enrichment | KIB | OK | 2023-07-21 | 2023-07-24 |  | 1229809 | 1229809 | EA | ANGLE,STRUC;BRNCH,CIP COOLING, LH |  |  | ANGLE,STRUCTURAL;TYPE:BRANCH,ADDITIONAL FEATURES EN:CIP COOLING, LH,MNFR:01)AQUACOOL,PTNO:01)470-11LH | EN_01)BRANCH,01)CIP COOLING, LH,01)AQUACOOL,01)470-11LH |  |  | AQUACOOL | AQUACOOL | 470-11LH | [5 empty] | URL NOT FOUND | [10 empty] | CLEANSED | 30101500 Angles | ANGLE | STRUCTURAL | TYPE | BRANCH,LH | WIDTH |  | HEIGHT |  | LENGTH |  | LEG THICKNESS |  | MATERIAL |  | COATING/FINISH |  | LOAD CAPACITY |  | HAZARD CLASS |  | CERTIFICATION/STANDARD |  | ADDITIONAL FEATURES | CIP COOLING | [51 empty] | Production Completed
STP_009 - Lot4 | Data Enrichment | KIB | OK | 2023-07-21 | 2023-07-24 |  | 1229808 | 1229808 | EA | ANGLE,STRUC;BRNCH,CIP COOLING, RH |  |  | ANGLE,STRUCTURAL;TYPE:BRANCH,ADDITIONAL FEATURES EN:CIP COOLING, RH,MNFR:01)AQUACOOL,PTNO:01)470-11RH | EN_01)BRANCH,01)CIP COOLING, RH,01)AQUACOOL,01)470-11RH |  |  | AQUACOOL | AQUACOOL | 470-11RH | [5 empty] | URL NOT FOUND | [10 empty] | CLEANSED | 30101500 Angles | ANGLE | STRUCTURAL | TYPE | BRANCH,RH | WIDTH |  | HEIGHT |  | LENGTH |  | LEG THICKNESS |  | MATERIAL |  | COATING/FINISH |  | LOAD CAPACITY |  | HAZARD CLASS |  | CERTIFICATION/STANDARD |  | ADDITIONAL FEATURES | CIP COOLING | [51 empty] | Production Completed
STP_009 - Lot4 | Data Enrichment | KIB | OK | 2023-07-21 | 2023-07-24 |  | 1280691 | 1280691 | EA | ANGLE,STRUC;EQL,WD 50 MM,HT 50 MM,LG 6 M |  |  | ANGLE,STRUCTURAL;TYPE:EQUAL,WIDTH:50 MM,HEIGHT:50 MM,LENGTH:6 M,LEG THICKNESS:2 MM,ADDITIONAL FEATURES EN:X2,MNFR:01)INFRABUILD TRADING PTY LTD,PTNO:01)100145 | EN_01)EQUAL,50 MM,50 MM,6 M,2 MM,01)X2,01)INFRABUILD TRADING PTY LTD,01)100145 |  |  | INFRABUILD TRADING PTY LTD | INFRABUILD TRADING PTY LTD | 100145 | [5 empty] | URL NOT FOUND | [10 empty] | CLEANSED | 30101500 Angles | ANGLE | STRUCTURAL | TYPE | EQUAL | WIDTH | 50 MM | HEIGHT | 50 MM | LENGTH | 6 M | LEG THICKNESS | 2 MM | MATERIAL |  | COATING/FINISH |  | LOAD CAPACITY |  | HAZARD CLASS |  | CERTIFICATION/STANDARD |  | ADDITIONAL FEATURES | X2 | [51 empty] | Production Completed
STP_009 - Lot4 | Data Enrichment | KIB | OK | 2023-07-21 | 2023-07-24 |  | 1296308 | 1296308 | EA | ANGLE,STRUC;SLTD,WD 100 MM,HT 100 MM,STL |  |  | ANGLE,STRUCTURAL;TYPE:SLOTTED,WIDTH:100 MM,HEIGHT:100 MM,LENGTH:3 M,LEG THICKNESS:12 MM,MATERIAL:STEEL,MNFR:01)LOUMINCO,PTNO:01) 4MIM3019 | EN_01)SLOTTED,100 MM,100 MM,3 M,12 MM,EN_01)STEEL,01)LOUMINCO,01)4MIM3019 |  |  | LOUMINCO | LOUMINCO | 4MIM3019 | [5 empty] | URL NOT FOUND | [10 empty] | CLEANSED | 30101500 Angles | ANGLE | STRUCTURAL | TYPE | SLOTTED | WIDTH | 100 MM | HEIGHT | 100 MM | LENGTH | 3 M | LEG THICKNESS | 12 MM | MATERIAL | STEEL | COATING/FINISH |  | LOAD CAPACITY |  | HAZARD CLASS |  | CERTIFICATION/STANDARD |  | ADDITIONAL FEATURES | [52 empty] | Production Completed
STP_009 - Lot4 | Data Enrichment | KIB | OK | 2023-07-21 | 2023-07-24 |  | 1229813 | 1229813 | EA | ANGLE,STRUC;SUPRT,CIP, FILLER, LH |  |  | ANGLE,STRUCTURAL;TYPE:SUPPORT,ADDITIONAL FEATURES EN:CIP, FILLER, LH,MNFR:01)AQUACOOL,PTNO:01)470-10-LH | EN_01)SUPPORT,01)CIP, FILLER, LH,01)AQUACOOL,01)470-10-LH |  |  | AQUACOOL | AQUACOOL | 470-10-LH | [5 empty] | URL NOT FOUND | [10 empty] | CLEANSED | 30101500 Angles | ANGLE | STRUCTURAL | TYPE | SUPPORT,FILLER,LH | WIDTH |  | HEIGHT |  | LENGTH |  | LEG THICKNESS |  | MATERIAL |  | COATING/FINISH |  | LOAD CAPACITY |  | HAZARD CLASS |  | CERTIFICATION/STANDARD |  | ADDITIONAL FEATURES | CIP | [51 empty] | Production Completed
STP_009 - Lot4 | Data Enrichment | KIB | OK | 2023-07-21 | 2023-07-24 |  | 1229812 | 1229812 | EA | ANGLE,STRUC;SUPRT,CIP, FILLER, RH |  |  | ANGLE,STRUCTURAL;TYPE:SUPPORT,ADDITIONAL FEATURES EN:CIP, FILLER, RH,MNFR:01)AQUACOOL,PTNO:01)470-10-RH | EN_01)SUPPORT,01)CIP, FILLER, RH,01)AQUACOOL,01)470-10-RH |  |  | AQUACOOL | AQUACOOL | 470-10-RH | [5 empty] | URL NOT FOUND | [10 empty] | CLEANSED | 30101500 Angles | ANGLE | STRUCTURAL | TYPE | SUPPORT,FILLER,RH | WIDTH |  | HEIGHT |  | LENGTH |  | LEG THICKNESS |  | MATERIAL |  | COATING/FINISH |  | LOAD CAPACITY |  | HAZARD CLASS |  | CERTIFICATION/STANDARD |  | ADDITIONAL FEATURES | CIP | [51 empty] | Production Completed
STP_009 - Lot4 | Data Enrichment | KIB | OK | 2023-07-21 | 2023-07-24 |  | 1296306 | 1296306 | EA | ANGLE,STRUC;WD 100 MM,HT 100 MM,LG 9 M |  |  | ANGLE,STRUCTURAL;WIDTH:100 MM,HEIGHT:100 MM,LENGTH:9 M,LEG THICKNESS:12 MM,MATERIAL:MILD STEEL,MNFR:01)BLUESCOP,PTNO:01)102232 | 100 MM,100 MM,9 M,12 MM,EN_01)MILD STEEL,01)BLUESCOP,01)102232 |  |  | BLUESCOP | BLUESCOP | 102232 | [5 empty] | URL NOT FOUND | [10 empty] | CLEANSED | 30101500 Angles | ANGLE | STRUCTURAL | TYPE |  | WIDTH | 100 MM | HEIGHT | 100 MM | LENGTH | 9 M | LEG THICKNESS | 12 MM | MATERIAL | MILD STEEL | COATING/FINISH |  | LOAD CAPACITY |  | HAZARD CLASS |  | CERTIFICATION/STANDARD |  | ADDITIONAL FEATURES | [52 empty] | Production Completed
STP_009 - Lot4 | Data Enrichment | KIB | OK | 2023-07-21 | 2023-07-24 |  | 1296334 | 1296334 | EA | ANGLE,STRUC;WD 100 MM,HT 100 MM,LG 9 M |  |  | ANGLE,STRUCTURAL;WIDTH:100 MM,HEIGHT:100 MM,LENGTH:9 M,LEG THICKNESS:8 MM,MATERIAL:MILD STEEL,MNFR:01)BLUESCOP,PTNO:01)100360 | 100 MM,100 MM,9 M,8 MM,EN_01)MILD STEEL,01)BLUESCOP,01)100360 |  |  | BLUESCOP | BLUESCOP | 100360 | [5 empty] | URL NOT FOUND | [10 empty] | CLEANSED | 30101500 Angles | ANGLE | STRUCTURAL | TYPE |  | WIDTH | 100 MM | HEIGHT | 100 MM | LENGTH | 9 M | LEG THICKNESS | 8 MM | MATERIAL | MILD STEEL | COATING/FINISH |  | LOAD CAPACITY |  | HAZARD CLASS |  | CERTIFICATION/STANDARD |  | ADDITIONAL FEATURES | [52 empty] | Production Completed
STP_009 - Lot4 | Data Enrichment | KIB | OK | 2023-07-21 | 2023-07-24 |  | 1280907 | 1280907 | EA | ANGLE,STRUC;WD 125 MM,HT 75 MM,LG 9 M |  |  | ANGLE,STRUCTURAL;WIDTH:125 MM,HEIGHT:75 MM,LENGTH:9 M,LEG THICKNESS:8 MM,MATERIAL:STEEL AS/NZS 3679.1 GR 300,ADDITIONAL FEATURES EN:OUR MATERIAL ID: 100194,MNFR:01)INFRABUILD TRADING PTY LTD,PTNO:01)100194 | 125 MM,75 MM,9 M,8 MM,EN_01)STEEL AS/NZS 3679.1 GR 3,01)OUR MATERIAL ID: 100194,01)INFRABUILD TRADING PTY LTD,01)100194 |  |  | INFRABUILD TRADING PTY LTD | INFRABUILD TRADING PTY LTD | 100194 | [5 empty] | URL NOT FOUND | [10 empty] | CLEANSED | 30101500 Angles | ANGLE | STRUCTURAL | TYPE |  | WIDTH | 125 MM | HEIGHT | 75 MM | LENGTH | 9 M | LEG THICKNESS | 8 MM | MATERIAL | STEEL AS/NZS 3679.1 GRADE 300 | COATING/FINISH |  | LOAD CAPACITY |  | HAZARD CLASS |  | CERTIFICATION/STANDARD |  | ADDITIONAL FEATURES | OUR MATERIAL ID:100194 | [51 empty] | Production Completed
STP_009 - Lot4 | Data Enrichment | KIB | OK | 2023-07-21 | 2023-07-24 |  | 1296305 | 1296305 | EA | ANGLE,STRUC;WD 150 MM,HT 150 MM,LG 12 M |  |  | ANGLE,STRUCTURAL;WIDTH:150 MM,HEIGHT:150 MM,LENGTH:12 M,LEG THICKNESS:12 MM,MATERIAL:MILD STEEL,MNFR:01)BLUESCOP,PTNO:01)102086 | 150 MM,150 MM,12 M,12 MM,EN_01)MILD STEEL,01)BLUESCOP,01)102086 |  |  | BLUESCOP | BLUESCOP | 102086 | [5 empty] | URL NOT FOUND | [10 empty] | CLEANSED | 30101500 Angles | ANGLE | STRUCTURAL | TYPE |  | WIDTH | 150 MM | HEIGHT | 150 MM | LENGTH | 12 M | LEG THICKNESS | 12 MM | MATERIAL | MILD STEEL | COATING/FINISH |  | LOAD CAPACITY |  | HAZARD CLASS |  | CERTIFICATION/STANDARD |  | ADDITIONAL FEATURES | [52 empty] | Production Completed
STP_009 - Lot4 | Data Enrichment | KIB | OK | 2023-07-21 | 2023-07-24 |  | 1348752 | 1348752 | EA | ANGLE,STRUC;WD 150 MM,HT 150 MM,LG 2 M |  |  | ANGLE,STRUCTURAL;WIDTH:150 MM,HEIGHT:150 MM,LENGTH:2 M,LEG THICKNESS:19 MM,MATERIAL:STEEL,ADDITIONAL FEATURES EN:DRILLED 40 MM DIA HOLES AT 100 MM CTR SONE LEG FOR BRICKING,MNFR:01)ATS,PTNO:01)10469 | 150 MM,150 MM,2 M,19 MM,EN_01)STEEL,01)DRILLED 40 MM DIA HOLES AT,01)ATS,01)10469 |  |  | ATS | ATS | 10469 | [5 empty] | URL NOT FOUND | [10 empty] | CLEANSED | 30101500 Angles | ANGLE | STRUCTURAL | TYPE |  | WIDTH | 150 MM | HEIGHT | 150 MM | LENGTH | 2 M | LEG THICKNESS | 19 MM | MATERIAL | STEEL | COATING/FINISH |  | LOAD CAPACITY |  | HAZARD CLASS |  | CERTIFICATION/STANDARD |  | ADDITIONAL FEATURES | DRILLED 40 MM DIA HOLES AT 100 MM CTR SONE LEG FOR BRICKING | [51 empty] | Production Completed
STP_009 - Lot4 | Data Enrichment | KIB | OK | 2023-07-21 | 2023-07-24 |  | 1280828 | 1280828 | EA | ANGLE,STRUC;WD 30 MM,HT 30 MM,STL |  |  | ANGLE,STRUCTURAL;WIDTH:30 MM,HEIGHT:30 MM,LEG THICKNESS:5 MM,MATERIAL:STEEL,ADDITIONAL FEATURES EN:CUT LENGTHS IN HALF BEFORE DELIVERY TO SITE,MNFR:01)INFRABUILD TRADING PTY LTD,PTNO:01)100123 | 30 MM,30 MM,5 MM,EN_01)STEEL,01)CUT LENGTHS IN HALF BEFORE,01)INFRABUILD TRADING PTY LTD,01)100123 |  |  | INFRABUILD TRADING PTY LTD | INFRABUILD TRADING PTY LTD | 100123 | [5 empty] | URL NOT FOUND | [10 empty] | CLEANSED | 30101500 Angles | ANGLE | STRUCTURAL | TYPE |  | WIDTH | 30 MM | HEIGHT | 30 MM | LENGTH |  | LEG THICKNESS | 5 MM | MATERIAL | STEEL | COATING/FINISH |  | LOAD CAPACITY |  | HAZARD CLASS |  | CERTIFICATION/STANDARD |  | ADDITIONAL FEATURES | CUT LENGTHS IN HALF BEFORE DELIVERY TO SITE | [51 empty] | Production Completed
STP_009 - Lot4 | Data Enrichment | KIB | OK | 2023-07-21 | 2023-07-24 |  | 1235283 | 1235283 | EA | ANGLE,STRUC;WD 40 MM,HT 40 MM,LG 7.5 M |  |  | ANGLE,STRUCTURAL;WIDTH:40 MM,HEIGHT:40 MM,LENGTH:7.5 M,LEG THICKNESS:5 MM,MATERIAL:MILD STEEL,MNFR:01)BLUESCOP,PTNO:01)100120 | 40 MM,40 MM,7.5 M,5 MM,EN_01)MILD STEEL,01)BLUESCOP,01)100120 |  |  | BLUESCOP | BLUESCOP | 100120 | [5 empty] | URL NOT FOUND | [10 empty] | CLEANSED | 30101500 Angles | ANGLE | STRUCTURAL | TYPE |  | WIDTH | 40 MM | HEIGHT | 40 MM | LENGTH | 7.5 M | LEG THICKNESS | 5 MM | MATERIAL | MILD STEEL | COATING/FINISH |  | LOAD CAPACITY |  | HAZARD CLASS |  | CERTIFICATION/STANDARD |  | ADDITIONAL FEATURES | [52 empty] | Production Completed
STP_009 - Lot4 | Data Enrichment | KIB | OK | 2023-07-21 | 2023-07-24 |  | 1280662 | 1280662 | EA | ANGLE,STRUC;WD 40 MM,HT 40 MM,LG 7.5 M |  |  | ANGLE,STRUCTURAL;WIDTH:40 MM,HEIGHT:40 MM,LENGTH:7.5 M,LEG THICKNESS:3 MM,MATERIAL:STEEL 300,CERTIFICATION/STANDARD:AS/NZS 3679.1, ADDITIONAL FEATURES EN:REFERENCE NO: 100083,MNFR:01)BLUESCOPE DISTRIBUTION PTY LTD,PTNO:01)AN-40-40-3-L300-7500 | 40 MM,40 MM,7.5 M,3 MM,EN_01)STEEL 300,EN_01)AS/NZS 3679.1,01)REFERENCE NO: 100083,01)BLUESCOPE DISTRIBUTION PTY,01)AN-40-40-3-L300-7500 |  |  | BLUESCOPE DISTRIBUTION PTY LTD | BLUESCOPE DISTRIBUTION PTY LTD | AN-40-40-3-L300-7500 | [5 empty] | URL NOT FOUND | [10 empty] | CLEANSED | 30101500 Angles | ANGLE | STRUCTURAL | TYPE |  | WIDTH | 40 MM | HEIGHT | 40 MM | LENGTH | 7.5 M | LEG THICKNESS | 3 MM | MATERIAL | STEEL 300 | COATING/FINISH |  | LOAD CAPACITY |  | HAZARD CLASS |  | CERTIFICATION/STANDARD | AS/NZS 3679.1 | ADDITIONAL FEATURES | REFERENCE NO:100083 | [51 empty] | Production Completed
STP_009 - Lot4 | Data Enrichment | KIB | OK | 2023-07-21 | 2023-07-24 |  | 1280934 | 1280934 | EA | ANGLE,STRUC;WD 50 MM,HT 50 MM,AL |  |  | ANGLE,STRUCTURAL;WIDTH:50 MM,HEIGHT:50 MM,LEG THICKNESS:6 MM,MATERIAL:ALUMINUM,MNFR:01)INFRABUILD TRADING PTY LTD,PTNO:01)110447 | 50 MM,50 MM,6 MM,EN_01)ALUMINUM,01)INFRABUILD TRADING PTY LTD,01)110447 |  |  | INFRABUILD TRADING PTY LTD | INFRABUILD TRADING PTY LTD | 110447 | [5 empty] | URL NOT FOUND | [10 empty] | CLEANSED | 30101500 Angles | ANGLE | STRUCTURAL | TYPE |  | WIDTH | 50 MM | HEIGHT | 50 MM | LENGTH |  | LEG THICKNESS | 6 MM | MATERIAL | ALUMINUM | COATING/FINISH |  | LOAD CAPACITY |  | HAZARD CLASS |  | CERTIFICATION/STANDARD |  | ADDITIONAL FEATURES | [52 empty] | Production Completed
STP_009 - Lot4 | Data Enrichment | KIB | OK | 2023-07-21 | 2023-07-24 |  | 1280993 | 1280993 | EA | ANGLE,STRUC;WD 50 MM,HT 50 MM,LG 7.5 M |  |  | ANGLE,STRUCTURAL;WIDTH:50 MM,HEIGHT:50 MM,LENGTH:7.5 M,LEG THICKNESS:6 MM,MATERIAL:STEEL 300,MNFR:01)BLUESCOP,PTNO:01)AN-50-50- 6L300-7500 | 50 MM,50 MM,7.5 M,6 MM,EN_01)STEEL 300,01)BLUESCOP,01)AN-50-50-6L300-7500 |  |  | BLUESCOP | BLUESCOP | AN-50-50- 6L300-7500 | [5 empty] | URL NOT FOUND | [10 empty] | CLEANSED | 30101500 Angles | ANGLE | STRUCTURAL | TYPE |  | WIDTH | 50 MM | HEIGHT | 50 MM | LENGTH | 7.5 M | LEG THICKNESS | 6 MM | MATERIAL | STEEL 300 | COATING/FINISH |  | LOAD CAPACITY |  | HAZARD CLASS |  | CERTIFICATION/STANDARD |  | ADDITIONAL FEATURES | [52 empty] | Production Completed
STP_009 - Lot4 | Data Enrichment | KIB | OK | 2023-07-21 | 2023-07-24 |  | 1280952 | 1280952 | EA | ANGLE,STRUC;WD 50 MM,HT 50 MM,LG 7.5 M |  |  | ANGLE,STRUCTURAL;WIDTH:50 MM,HEIGHT:50 MM,LENGTH:7.5 M,LEG THICKNESS:6 MM,MATERIAL:STEEL 300,ADDITIONAL FEATURES EN:LG 6M,MNFR:01) BLUESCOPE DISTRIBUTION PTY LTD,PTNO:01)AN-50-50-6L300-7500 | 50 MM,50 MM,7.5 M,6 MM,EN_01)STEEL 300,01)LG 6M,01)BLUESCOPE DISTRIBUTION PTY,01)AN-50-50-6L300-7500 |  |  | BLUESCOPE DISTRIBUTION PTY LTD | BLUESCOPE DISTRIBUTION PTY LTD | AN-50-50-6L300-7500 | [5 empty] | URL NOT FOUND | [10 empty] | CLEANSED | 30101500 Angles | ANGLE | STRUCTURAL | TYPE |  | WIDTH | 50 MM | HEIGHT | 50 MM | LENGTH | 7.5 M | LEG THICKNESS | 6 MM | MATERIAL | STEEL 300 | COATING/FINISH |  | LOAD CAPACITY |  | HAZARD CLASS |  | CERTIFICATION/STANDARD |  | ADDITIONAL FEATURES | 6 LG M | [51 empty] | Production Completed
STP_009 - Lot4 | Data Enrichment | KIB | OK | 2023-07-21 | 2023-07-24 |  | 1280636 | 1280636 | EA | ANGLE,STRUC;WD 50 MM,HT 50 MM,LG 9 M |  |  | ANGLE,STRUCTURAL;WIDTH:50 MM,HEIGHT:50 MM,LENGTH:9 M,LEG THICKNESS:5 MM,MATERIAL:STEEL 300,MNFR:01)BLUESCOPE DISTRIBUTION PTY LTD, PTNO:01)100160 | 50 MM,50 MM,9 M,5 MM,EN_01)STEEL 300,01)BLUESCOPE DISTRIBUTION PTY,01)100160 |  |  | BLUESCOPE DISTRIBUTION PTY LTD | BLUESCOPE DISTRIBUTION PTY LTD | 100160 | [5 empty] | URL NOT FOUND | [10 empty] | CLEANSED | 30101500 Angles | ANGLE | STRUCTURAL | TYPE |  | WIDTH | 50 MM | HEIGHT | 50 MM | LENGTH | 9 M | LEG THICKNESS | 5 MM | MATERIAL | STEEL 300 | COATING/FINISH |  | LOAD CAPACITY |  | HAZARD CLASS |  | CERTIFICATION/STANDARD |  | ADDITIONAL FEATURES | [52 empty] | Production Completed
STP_009 - Lot4 | Data Enrichment | KIB | OK | 2023-07-21 | 2023-07-24 |  | 1280661 | 1280661 | EA | ANGLE,STRUC;WD 50 MM,HT 50 MM,LG 9 M |  |  | ANGLE,STRUCTURAL;WIDTH:50 MM,HEIGHT:50 MM,LENGTH:9 M,LEG THICKNESS:5 MM,MATERIAL:STEEL 300,CERTIFICATION/STANDARD:AS/NZS 3679.1, ADDITIONAL FEATURES EN:REFERENCE NO: 100160,MNFR:01)BLUESCOPE DISTRIBUTION PTY LTD,PTNO:01)AN-50-50-5-L300-9000 | 50 MM,50 MM,9 M,5 MM,EN_01)STEEL 300,EN_01)AS/NZS 3679.1,01)REFERENCE NO: 100160,01)BLUESCOPE DISTRIBUTION PTY,01)AN-50-50-5-L300-9000 |  |  | BLUESCOPE DISTRIBUTION PTY LTD | BLUESCOPE DISTRIBUTION PTY LTD | AN-50-50-5-L300-9000 | [5 empty] | URL NOT FOUND | [10 empty] | CLEANSED | 30101500 Angles | ANGLE | STRUCTURAL | TYPE |  | WIDTH | 50 MM | HEIGHT | 50 MM | LENGTH | 9 M | LEG THICKNESS | 5 MM | MATERIAL | STEEL 300 | COATING/FINISH |  | LOAD CAPACITY |  | HAZARD CLASS |  | CERTIFICATION/STANDARD | AS/NZS 3679.1 | ADDITIONAL FEATURES | REFERENCE NO:100160 | [51 empty] | Production Completed
STP_009 - Lot4 | Data Enrichment | KIB | OK | 2023-07-21 | 2023-07-24 |  | 1280925 | 1280925 | EA | ANGLE,STRUC;WD 50 MM,HT 50 MM,LG 9 M |  |  | ANGLE,STRUCTURAL;WIDTH:50 MM,HEIGHT:50 MM,LENGTH:9 M,LEG THICKNESS:5 MM,MATERIAL:STEEL 300,CERTIFICATION/STANDARD:AS/NZS 3679.1, ADDITIONAL FEATURES EN:AS PER QOUTE 23948829,MNFR:01)BLUESCOPE DISTRIBUTION PTY LTD,PTNO:01)AN-50-50-5-L300-9000 (100160) | 50 MM,50 MM,9 M,5 MM,EN_01)STEEL 300,EN_01)AS/NZS 3679.1,01)AS PER QOUTE 23948829,01)BLUESCOPE DISTRIBUTION PTY,01)AN-50-50-5-L300-9000 (10016 |  |  | BLUESCOPE DISTRIBUTION PTY LTD | BLUESCOPE DISTRIBUTION PTY LTD | AN-50-50-5-L300-9000 (100160) | [5 empty] | URL NOT FOUND | [10 empty] | CLEANSED | 30101500 Angles | ANGLE | STRUCTURAL | TYPE |  | WIDTH | 50 MM | HEIGHT | 50 MM | LENGTH | 9 M | LEG THICKNESS | 5 MM | MATERIAL | STEEL 300 | COATING/FINISH |  | LOAD CAPACITY |  | HAZARD CLASS |  | CERTIFICATION/STANDARD | AS/NZS 3679.1 | ADDITIONAL FEATURES | AS PER QOUTE 23948829 | [51 empty] | Production Completed
STP_009 - Lot4 | Data Enrichment | KIB | OK | 2023-07-21 | 2023-07-24 |  | 1296341 | 1296341 | EA | ANGLE,STRUC;WD 65 MM,HT 65 MM,LG 9 M,MS |  |  | ANGLE,STRUCTURAL;WIDTH:65 MM,HEIGHT:65 MM,LENGTH:9 M,LEG THICKNESS:8 MM,MATERIAL:MILD STEEL,MNFR:01)BLUESCOP,PTNO:01)100205 | 65 MM,65 MM,9 M,8 MM,EN_01)MILD STEEL,01)BLUESCOP,01)100205 |  |  | BLUESCOP | BLUESCOP | 100205 | [5 empty] | URL NOT FOUND | [10 empty] | CLEANSED | 30101500 Angles | ANGLE | STRUCTURAL | TYPE |  | WIDTH | 65 MM | HEIGHT | 65 MM | LENGTH | 9 M | LEG THICKNESS | 8 MM | MATERIAL | MILD STEEL | COATING/FINISH |  | LOAD CAPACITY |  | HAZARD CLASS |  | CERTIFICATION/STANDARD |  | ADDITIONAL FEATURES | [52 empty] | Production Completed
STP_009 - Lot4 | Data Enrichment | KIB | OK | 2023-07-21 | 2023-07-24 |  | 1280736 | 1280736 | EA | ANGLE,STRUC;WD 75 MM,HT 100 MM,HRAP |  |  | ANGLE,STRUCTURAL;WIDTH:75 MM,HEIGHT:100 MM,LEG THICKNESS:6 MM,MATERIAL:STAINLESS STEEL ASTM A276 GR 316,ADDITIONAL FEATURES EN: HRAP,MNFR:01)INFRABUILD TRADING PTY LTD,PTNO:01)276707 | 75 MM,100 MM,6 MM,EN_01)STAINLESS STEEL ASTM A27,01)HRAP,01)INFRABUILD TRADING PTY LTD,01)276707 |  |  | INFRABUILD TRADING PTY LTD | INFRABUILD TRADING PTY LTD | 276707 | [5 empty] | URL NOT FOUND | [10 empty] | CLEANSED | 30101500 Angles | ANGLE | STRUCTURAL | TYPE |  | WIDTH | 75 MM | HEIGHT | 100 MM | LENGTH |  | LEG THICKNESS | 6 MM | MATERIAL | STAINLESS STEEL ASTM A276 GRADE 316 | COATING/FINISH |  | LOAD CAPACITY |  | HAZARD CLASS |  | CERTIFICATION/STANDARD |  | ADDITIONAL FEATURES | HRAP | [51 empty] | Production Completed
STP_009 - Lot4 | Data Enrichment | KIB | OK | 2023-07-21 | 2023-07-24 |  | 1280640 | 1280640 | EA | ANGLE,STRUC;WD 75 MM,HT 100 MM,STL |  |  | ANGLE,STRUCTURAL;WIDTH:75 MM,HEIGHT:100 MM,LEG THICKNESS:10 MM,MATERIAL:STEEL,MNFR:01)INFRABUILD TRADING PTY LTD,PTNO:01)100182 | 75 MM,100 MM,10 MM,EN_01)STEEL,01)INFRABUILD TRADING PTY LTD,01)100182 |  |  | INFRABUILD TRADING PTY LTD | INFRABUILD TRADING PTY LTD | 100182 | [5 empty] | URL NOT FOUND | [10 empty] | CLEANSED | 30101500 Angles | ANGLE | STRUCTURAL | TYPE |  | WIDTH | 75 MM | HEIGHT | 100 MM | LENGTH |  | LEG THICKNESS | 10 MM | MATERIAL | STEEL | COATING/FINISH |  | LOAD CAPACITY |  | HAZARD CLASS |  | CERTIFICATION/STANDARD |  | ADDITIONAL FEATURES | [52 empty] | Production Completed
STP_009 - Lot4 | Data Enrichment | KIB | OK | 2023-07-21 | 2023-07-24 |  | 1281026 | 1281026 | EA | ANGLE,STRUC;WD 75 MM,HT 100 MM,STL |  |  | ANGLE,STRUCTURAL;WIDTH:75 MM,HEIGHT:100 MM,LEG THICKNESS:6 MM,MATERIAL:STEEL,ADDITIONAL FEATURES EN:REQUIRED FOR TOP OUSE GUARDING,MNFR:01)INFRABUILD TRADING PTY LTD,PTNO:01)100177 | 75 MM,100 MM,6 MM,EN_01)STEEL,01)REQUIRED FOR TOP OUSE GUARD,01)INFRABUILD TRADING PTY LTD,01)100177 |  |  | INFRABUILD TRADING PTY LTD | INFRABUILD TRADING PTY LTD | 100177 | [5 empty] | URL NOT FOUND | [10 empty] | CLEANSED | 30101500 Angles | ANGLE | STRUCTURAL | TYPE |  | WIDTH | 75 MM | HEIGHT | 100 MM | LENGTH |  | LEG THICKNESS | 6 MM | MATERIAL | STEEL | COATING/FINISH |  | LOAD CAPACITY |  | HAZARD CLASS |  | CERTIFICATION/STANDARD |  | ADDITIONAL FEATURES | REQUIRED FOR TOP OUSE GUARDING | [51 empty] | Production Completed
STP_009 - Lot4 | Data Enrichment | KIB | OK | 2023-07-21 | 2023-07-24 |  | 1280805 | 1280805 | EA | ANGLE,STRUC;WD 75 MM,HT 125 MM,LG 9 M |  |  | ANGLE,STRUCTURAL;WIDTH:75 MM,HEIGHT:125 MM,LENGTH:9 M,LEG THICKNESS:6 MM,MATERIAL:STEEL 300,MNFR:01)BLUESCOPE DISTRIBUTION PTY LTD,PTNO:01)AN-125-075-06-L300-09000 | 75 MM,125 MM,9 M,6 MM,EN_01)STEEL 300,01)BLUESCOPE DISTRIBUTION PTY,01)AN-125-075-06-L300-09000 |  |  | BLUESCOPE DISTRIBUTION PTY LTD | BLUESCOPE DISTRIBUTION PTY LTD | AN-125-075-06-L300-09000 | [5 empty] | URL NOT FOUND | [10 empty] | CLEANSED | 30101500 Angles | ANGLE | STRUCTURAL | TYPE |  | WIDTH | 75 MM | HEIGHT | 125 MM | LENGTH | 9 M | LEG THICKNESS | 6 MM | MATERIAL | STEEL 300 | COATING/FINISH |  | LOAD CAPACITY |  | HAZARD CLASS |  | CERTIFICATION/STANDARD |  | ADDITIONAL FEATURES | [52 empty] | Production Completed
STP_009 - Lot4 | Data Enrichment | KIB | OK | 2023-07-21 | 2023-07-24 |  | 1280641 | 1280641 | EA | ANGLE,STRUC;WD 75 MM,HT 50 MM,STL |  |  | ANGLE,STRUCTURAL;WIDTH:75 MM,HEIGHT:50 MM,LEG THICKNESS:8 MM,MATERIAL:STEEL,MNFR:01)INFRABUILD TRADING PTY LTD,PTNO:01)100161 | 75 MM,50 MM,8 MM,EN_01)STEEL,01)INFRABUILD TRADING PTY LTD,01)100161 |  |  | INFRABUILD TRADING PTY LTD | INFRABUILD TRADING PTY LTD | 100161 | [5 empty] | URL NOT FOUND | [10 empty] | CLEANSED | 30101500 Angles | ANGLE | STRUCTURAL | TYPE |  | WIDTH | 75 MM | HEIGHT | 50 MM | LENGTH |  | LEG THICKNESS | 8 MM | MATERIAL | STEEL | COATING/FINISH |  | LOAD CAPACITY |  | HAZARD CLASS |  | CERTIFICATION/STANDARD |  | ADDITIONAL FEATURES | [52 empty] | Production Completed
STP_009 - Lot4 | Data Enrichment | KIB | OK | 2023-07-21 | 2023-07-24 |  | 1280745 | 1280745 | EA | ANGLE,STRUC;WD 75 MM,HT 75 MM,LG 9 M |  |  | ANGLE,STRUCTURAL;WIDTH:75 MM,HEIGHT:75 MM,LENGTH:9 M,LEG THICKNESS:6 MM,MATERIAL:STEEL 300,CERTIFICATION/STANDARD:AS/NZS 3679.1, MNFR:01)BLUESCOPE DISTRIBUTION PTY LTD,PTNO:01)AN-75-75-6-L300-9000 (100259) | 75 MM,75 MM,9 M,6 MM,EN_01)STEEL 300,EN_01)AS/NZS 3679.1,01)BLUESCOPE DISTRIBUTION PTY,01)AN-75-75-6-L300-9000 (10025 |  |  | BLUESCOPE DISTRIBUTION PTY LTD | BLUESCOPE DISTRIBUTION PTY LTD | AN-75-75-6-L300-9000 (100259) | [5 empty] | URL NOT FOUND | [10 empty] | CLEANSED | 30101500 Angles | ANGLE | STRUCTURAL | TYPE |  | WIDTH | 75 MM | HEIGHT | 75 MM | LENGTH | 9 M | LEG THICKNESS | 6 MM | MATERIAL | STEEL 300 | COATING/FINISH |  | LOAD CAPACITY |  | HAZARD CLASS |  | CERTIFICATION/STANDARD | AS/NZS 3679.1 | ADDITIONAL FEATURES | [52 empty] | Production Completed
STP_009 - Lot4 | Data Enrichment | KIB | OK | 2023-07-21 | 2023-07-24 |  | 1281018 | 1281018 | EA | ANGLE,STRUC;WD 75 MM,HT 75 MM,LG 9 M |  |  | ANGLE,STRUCTURAL;WIDTH:75 MM,HEIGHT:75 MM,LENGTH:9 M,LEG THICKNESS:5 MM,MATERIAL:STEEL 300,CERTIFICATION/STANDARD:AS/NZS 3679.1, ADDITIONAL FEATURES EN:PLS CUT 3 X 6 M, REFERENCE NO: 100255,MNFR:01)BLUESCOPE DISTRIBUTION PTY LTD,PTNO:01)AN-75-75-5-L300-9000 | 75 MM,75 MM,9 M,5 MM,EN_01)STEEL 300,EN_01)AS/NZS 3679.1,01)PLS CUT 3 X 6 M, REFERENCE,01)BLUESCOPE DISTRIBUTION PTY,01)AN-75-75-5-L300-9000 |  |  | BLUESCOPE DISTRIBUTION PTY LTD | BLUESCOPE DISTRIBUTION PTY LTD | AN-75-75-5-L300-9000 | [5 empty] | URL NOT FOUND | [10 empty] | CLEANSED | 30101500 Angles | ANGLE | STRUCTURAL | TYPE |  | WIDTH | 75 MM | HEIGHT | 75 MM | LENGTH | 9 M | LEG THICKNESS | 5 MM | MATERIAL | STEEL 300 | COATING/FINISH |  | LOAD CAPACITY |  | HAZARD CLASS |  | CERTIFICATION/STANDARD | AS/NZS 3679.1 | ADDITIONAL FEATURES | PLS CUT 3X6 M,REFERENCE NO:100255 | [51 empty] | Production Completed
STP_009 - Lot4 | Data Enrichment | KIB | OK | 2023-07-21 | 2023-07-24 |  | 1296307 | 1296307 | EA | ANGLE,STRUC;WD 75 MM,HT 75 MM,LG 9 M,MS |  |  | ANGLE,STRUCTURAL;WIDTH:75 MM,HEIGHT:75 MM,LENGTH:9 M,LEG THICKNESS:5 MM,MATERIAL:MILD STEEL,MNFR:01)BLUESCOP,PTNO:01)100255 | 75 MM,75 MM,9 M,5 MM,EN_01)MILD STEEL,01)BLUESCOP,01)100255 |  |  | BLUESCOP | BLUESCOP | 100255 | [5 empty] | URL NOT FOUND | [10 empty] | CLEANSED | 30101500 Angles | ANGLE | STRUCTURAL | TYPE |  | WIDTH | 75 MM | HEIGHT | 75 MM | LENGTH | 9 M | LEG THICKNESS | 5 MM | MATERIAL | MILD STEEL | COATING/FINISH |  | LOAD CAPACITY |  | HAZARD CLASS |  | CERTIFICATION/STANDARD |  | ADDITIONAL FEATURES | [52 empty] | Production Completed
STP_009 - Lot4 | Data Enrichment | KIB | OK | 2023-07-21 | 2023-07-24 |  | 1280777 | 1280777 | EA | ANGLE,STRUC;WD 75 MM,HT 75 MM,LG 9 M,STL |  |  | ANGLE,STRUCTURAL;WIDTH:75 MM,HEIGHT:75 MM,LENGTH:9 M,LEG THICKNESS:6 MM,MATERIAL:STEEL,COATING/FINISH:MAGNELIS,MNFR:01)ONESTEEL, PTNO:01)280423 | 75 MM,75 MM,9 M,6 MM,EN_01)STEEL,MAGNELIS,01)ONESTEEL,01)280423 |  |  | ONESTEEL | ONESTEEL | 280423 | [5 empty] | URL NOT FOUND | [10 empty] | CLEANSED | 30101500 Angles | ANGLE | STRUCTURAL | TYPE |  | WIDTH | 75 MM | HEIGHT | 75 MM | LENGTH | 9 M | LEG THICKNESS | 6 MM | MATERIAL | STEEL | COATING/FINISH | MAGNELIS | LOAD CAPACITY |  | HAZARD CLASS |  | CERTIFICATION/STANDARD |  | ADDITIONAL FEATURES | [52 empty] | Production Completed
STP_009 - Lot4 | Data Enrichment | KIB | OK | 2023-07-21 | 2023-07-24 |  | 1280709 | 1280709 | EA | ANGLE,STRUC;WD 75 MM,HT 75 MM,SS |  |  | ANGLE,STRUCTURAL;WIDTH:75 MM,HEIGHT:75 MM,LEG THICKNESS:6 MM,MATERIAL:STAINLESS STEEL,ADDITIONAL FEATURES EN:CUT ANY LENGTHS OVER 6 M IN HALF,MNFR:01)INFRABUILD TRADING PTY LTD,PTNO:01)169651 | 75 MM,75 MM,6 MM,EN_01)STAINLESS STEEL,01)CUT ANY LENGTHS OVER 6 M IN,01)INFRABUILD TRADING PTY LTD,01)169651 |  |  | INFRABUILD TRADING PTY LTD | INFRABUILD TRADING PTY LTD | 169651 | [5 empty] | URL NOT FOUND | [10 empty] | CLEANSED | 30101500 Angles | ANGLE | STRUCTURAL | TYPE |  | WIDTH | 75 MM | HEIGHT | 75 MM | LENGTH |  | LEG THICKNESS | 6 MM | MATERIAL | STAINLESS STEEL | COATING/FINISH |  | LOAD CAPACITY |  | HAZARD CLASS |  | CERTIFICATION/STANDARD |  | ADDITIONAL FEATURES | CUT ANY LENGTHS OVER 6 M IN HALF | [51 empty] | Production Completed
STP_009 - Lot4 | Data Enrichment | KIB | OK | 2023-07-21 | 2023-07-24 |  | 1281016 | 1281016 | EA | ANGLE,STRUC;WD 75 MM,HT 75 MM,STL |  |  | ANGLE,STRUCTURAL;WIDTH:75 MM,HEIGHT:75 MM,LEG THICKNESS:10 MM,MATERIAL:STEEL,ADDITIONAL FEATURES EN:CUT IN HALH REQUIRES URGENT DELIVERY REQUIRED F,MNFR:01)INFRABUILD TRADING PTY LTD,PTNO:01)100169 | 75 MM,75 MM,10 MM,EN_01)STEEL,01)CUT IN HALH REQUIRES URGENT,01)INFRABUILD TRADING PTY LTD,01)100169 |  |  | INFRABUILD TRADING PTY LTD | INFRABUILD TRADING PTY LTD | 100169 | [5 empty] | URL NOT FOUND | [10 empty] | CLEANSED | 30101500 Angles | ANGLE | STRUCTURAL | TYPE |  | WIDTH | 75 MM | HEIGHT | 75 MM | LENGTH |  | LEG THICKNESS | 10 MM | MATERIAL | STEEL | COATING/FINISH |  | LOAD CAPACITY |  | HAZARD CLASS |  | CERTIFICATION/STANDARD |  | ADDITIONAL FEATURES | CUT IN HALH REQUIRES URGENT DELIVERY REQUIRED F | [51 empty] | Production Completed
STP_009 - Lot4 | Data Enrichment | KIB | OK | 2023-07-21 | 2023-07-24 |  | 1280688 | 1280688 | EA | ANGLE,STRUC;WD 80 MM,HT 80 MM |  |  | ANGLE,STRUCTURAL;WIDTH:80 MM,HEIGHT:80 MM,LEG THICKNESS:6 MM,MATERIAL:ALUMINUM 6082 T6,ADDITIONAL FEATURES EN:RADIUS EDGE,MNFR:01) BLUESCOPE DISTRIBUTION PTY LTD,PTNO:01)142215 | 80 MM,80 MM,6 MM,EN_01)ALUMINUM 6082 T6,01)RADIUS EDGE,01)BLUESCOPE DISTRIBUTION PTY,01)142215 |  |  | BLUESCOPE DISTRIBUTION PTY LTD | BLUESCOPE DISTRIBUTION PTY LTD | 142215 | [5 empty] | URL NOT FOUND | [10 empty] | CLEANSED | 30101500 Angles | ANGLE | STRUCTURAL | TYPE |  | WIDTH | 80 MM | HEIGHT | 80 MM | LENGTH |  | LEG THICKNESS | 6 MM | MATERIAL | ALUMINUM 6082 T6 | COATING/FINISH |  | LOAD CAPACITY |  | HAZARD CLASS |  | CERTIFICATION/STANDARD |  | ADDITIONAL FEATURES | RADIUS EDGE | [51 empty] | Production Completed
STP_009 - Lot4 | Data Enrichment | KIB | OK | 2023-07-21 | 2023-07-24 |  | 1280923 | 1280923 | EA | ANGLE,STRUC;WD 90 MM,HT 90 MM,LG 9 M |  |  | ANGLE,STRUCTURAL;WIDTH:90 MM,HEIGHT:90 MM,LENGTH:9 M,LEG THICKNESS:10 MM,MATERIAL:STEEL 300,ADDITIONAL FEATURES EN:PLEASE CUT IN HALF,MNFR:01)BLUESCOPE DISTRIBUTION PTY LTD,PTNO:01)102216 | 90 MM,90 MM,9 M,10 MM,EN_01)STEEL 300,01)PLEASE CUT IN HALF,01)BLUESCOPE DISTRIBUTION PTY,01)102216 |  |  | BLUESCOPE DISTRIBUTION PTY LTD | BLUESCOPE DISTRIBUTION PTY LTD | 102216 | [5 empty] | URL NOT FOUND | [10 empty] | CLEANSED | 30101500 Angles | ANGLE | STRUCTURAL | TYPE |  | WIDTH | 90 MM | HEIGHT | 90 MM | LENGTH | 9 M | LEG THICKNESS | 10 MM | MATERIAL | STEEL 300 | COATING/FINISH |  | LOAD CAPACITY |  | HAZARD CLASS |  | CERTIFICATION/STANDARD |  | ADDITIONAL FEATURES | PLEASE CUT IN HALF | [51 empty] | Production Completed
STP_009 - Lot4 | Data Enrichment | KIB | OK | 2023-07-21 | 2023-07-24 |  | 1296313 | 1296313 | EA | ANGLE,STRUC;WD 90 MM,HT 90 MM,LG 9 M,MS |  |  | ANGLE,STRUCTURAL;WIDTH:90 MM,HEIGHT:90 MM,LENGTH:9 M,LEG THICKNESS:10 MM,MATERIAL:MILD STEEL,MNFR:01)BLUESCOP,PTNO:01)102216 | 90 MM,90 MM,9 M,10 MM,EN_01)MILD STEEL,01)BLUESCOP,01)102216 |  |  | BLUESCOP | BLUESCOP | 102216 | [5 empty] | URL NOT FOUND | [10 empty] | CLEANSED | 30101500 Angles | ANGLE | STRUCTURAL | TYPE |  | WIDTH | 90 MM | HEIGHT | 90 MM | LENGTH | 9 M | LEG THICKNESS | 10 MM | MATERIAL | MILD STEEL | COATING/FINISH |  | LOAD CAPACITY |  | HAZARD CLASS |  | CERTIFICATION/STANDARD |  | ADDITIONAL FEATURES | [52 empty] | Production Completed
STP_009 - Lot4 | Data Enrichment | KIB | OK | 2023-07-21 | 2023-07-24 |  | 1215157 | 1215157 | EA | APRON,WLDG;LEATHER BIB,91X56CM,M,WELDGUA | FALDON SOLDRA; | TBL SOUD; | APRON,WELDING;ADDITIONAL FEATURES EN:LEATHER BIB,91X56CM,M,WELDGUARD,MNFR:BOC LIMITED,PTNO:W743326 | 01)LEATHER BIB,91X56CM,M,WELDG,01)BOC LIMITED,01)W743326 | W743326 | 1068135 | BOC LIMITED | BOC LIMITED | W743326 | [5 empty] | https://www.boc.com.au/shop/en/au/apron-bib-leather-91-x-56-cm-medium-w743326 | [10 empty] | CLEANSED | 46181501 Protective aprons | APRON | WELDING | TYPE |  | SIZE DESIGNATION | MEDIUM | LENGTH | 91 CM | FASTEN TYPE |  | MATERIAL | LEATHER BIB | COLOUR |  | HAZARD CLASS |  | CERTIFICATION/STANDARD |  | ADDITIONAL FEATURES | BRAND:WELDGUARD,SIZE:56 CM | [55 empty] | Production Completed
STP_009 - Lot4 | Data Enrichment | KIB | OK | 2023-07-21 | 2023-07-24 |  | 1215053 | 1215053 | EA | BARREL;BENT,S/S,450M | BARRIL; | BARIL; | BARREL;ADDITIONAL FEATURES EN:BENT,S/S,450M,MNFR:BOC LIMITED,PTNO:307124 | 01)BENT,S/S,450M,01)BOC LIMITED,01)307124 | 307124 | 1068135 | BOC LIMITED | BOC LIMITED | 307124 | [5 empty] | https://www.blackwoods.com.au/welding-gas/gas-equipment/blowpipes-attachments/barrel-bent-type-540-wb28-450mm-307124/p/08141107 | [10 empty] | ENRICHED | 24112102 Barrels | BARREL | No Modifier | TYPE | BENT | CAPACITY |  | MATERIAL | STAINLESS STEEL | OVERALL SIZE | 450 MM LG | HAZARD CLASS |  | CERTIFICATION/STANDARD |  | ADDITIONAL FEATURES | [60 empty] | Production Completed
STP_009 - Lot4 | Data Enrichment | KIB | OK | 2023-07-21 | 2023-07-24 |  | 1344786 | 1344786 | EA | BARREL;BLOCK, ACCUMULATOR |  |  | BARREL;TYPE:BLOCK, ACCUMULATOR,MNFR:01)RME,PTNO:01)L07-01-008AB | BLOCK, ACCUMULATOR,01)RME,01)L07-01-008AB |  |  | RME | RME | L07-01-008AB | [5 empty] | URL NOT FOUND | [10 empty] | CLEANSED | 24112102 Barrels | BARREL | No Modifier | TYPE | BLOCK,ACCUMULATOR | CAPACITY |  | MATERIAL |  | OVERALL SIZE |  | HAZARD CLASS |  | CERTIFICATION/STANDARD |  | ADDITIONAL FEATURES | [60 empty] | Production Completed
STP_009 - Lot4 | Data Enrichment | KIB | OK | 2023-07-21 | 2023-07-24 |  | 1286037 | 1286037 | EA | BARREL;CUTTER, QUICK |  |  | BARREL;TYPE:CUTTER, QUICK,MNFR:01)WELDERS PRO SHOP,PTNO:01)BB60010050 | CUTTER, QUICK,01)WELDERS PRO SHOP,01)BB60010050 |  |  | WELDERS PRO SHOP | WELDERS PRO SHOP | BB60010050 | [5 empty] | URL NOT FOUND | [10 empty] | CLEANSED | 24112102 Barrels | BARREL | No Modifier | TYPE | CUTTER,QUICK | CAPACITY |  | MATERIAL |  | OVERALL SIZE |  | HAZARD CLASS |  | CERTIFICATION/STANDARD |  | ADDITIONAL FEATURES | [60 empty] | Production Completed
STP_009 - Lot4 | Data Enrichment | KIB | OK | 2023-07-21 | 2023-07-24 |  | 1354744 | 1354744 | EA | BARREL;TLB 5040X140,STATEWID,TL5040140 |  |  | BARREL;ADDITIONAL FEATURES EN:TLB 5040X140,MNFR:01)STATEWID,PTNO:01)TL5040140 | 01)TLB 5040X140,01)STATEWID,01)TL5040140 |  |  | STATEWID | STATEWID | TL5040140 | [5 empty] | URL NOT FOUND | [10 empty] | CLEANSED | 24112102 Barrels | BARREL | No Modifier | TYPE |  | CAPACITY |  | MATERIAL |  | OVERALL SIZE |  | HAZARD CLASS |  | CERTIFICATION/STANDARD |  | ADDITIONAL FEATURES | [60 empty] | Production Completed
STP_009 - Lot4 | Data Enrichment | KIB | OK | 2023-07-21 | 2023-07-24 |  | 1345374 | 1345374 | EA | BASKET;CENTRIFUGE,121/S, VM1400 X 15DEG |  |  | BASKET;TYPE:CENTRIFUGE,ADDITIONAL FEATURES EN:121/S, VM1400 X 15DEG,MNFR:01)LUDOWICI,PTNO:01)CMIN219-NQ8-1400 | CENTRIFUGE,01)121/S, VM1400 X 15DEG,01)LUDOWICI,01)CMIN219-NQ8-1400 |  |  | LUDOWICI | LUDOWICI | CMIN219-NQ8-1400 |  |  | VM1400 |  |  | http://wedgewireindustries.co.za/vm1400-centrifuge-basket/ | [10 empty] | CLEANSED | 24112000 Bins and baskets | BASKET | No Modifier | TYPE | CENTRIFUGE | CAPACITY |  | SIZE |  | MATERIAL |  | HAZARD CLASS |  | CERTIFICATION/STANDARD |  | ADDITIONAL FEATURES | 121/S,ANGLE:15 DEG | [59 empty] | Production Completed
STP_009 - Lot4 | Data Enrichment | KIB | OK | 2023-07-21 | 2023-07-24 |  | 1271925 | 1271925 | EA | BASKET;SLACK,FIBER,FOSC-D-BASKET | CESTA; | PANIER; | BASKET;TYPE:SLACK,MATERIAL:FIBER,ADDITIONAL FEATURES EN:FOSC-D-BASKET,MNFR: COMMSCOPE,PTNO:092821-000 |  | 092821-000 |  | COMMSCOPE | COMMSCOPE | 092821-000 | [5 empty] | https://www.fossfibreoptics.com/slakkbrett-d5 | [10 empty] | CLEANSED | 24112000 Bins and baskets | BASKET | No Modifier | TYPE | SLACK | CAPACITY |  | SIZE |  | MATERIAL | FIBER | HAZARD CLASS |  | CERTIFICATION/STANDARD |  | ADDITIONAL FEATURES | FOSC-D-BASKET | [59 empty] | Production Completed
STP_009 - Lot4 | Data Enrichment | KIB | OK | 2023-07-21 | 2023-07-24 |  | 1271929 | 1271929 | EA | BASKET;SLACK,FOSC-ACC-B-BASKET | CESTA; | PANIER; | BASKET;TYPE:SLACK,ADDITIONAL FEATURES EN:FOSC-ACC-B-BASKET,F/FIBER SPLICE CLOSURE,MNFR: COMMSCOPE,PTNO:457507-000 |  | 457507-000 |  | COMMSCOPE | COMMSCOPE | 457507-000 | [5 empty] | https://www.commscope.com/product-type/cabinets-panels-enclosures/closures-terminals/accessories/item457507-000/ | [10 empty] | CLEANSED | 24112000 Bins and baskets | BASKET | No Modifier | TYPE | SLACK | CAPACITY |  | SIZE |  | MATERIAL |  | HAZARD CLASS |  | CERTIFICATION/STANDARD |  | ADDITIONAL FEATURES | FOSC-ACC-B-BASKET,FOR FIBER SPLICE CLOSURE | [59 empty] | Production Completed
STP_009 - Lot4 | Data Enrichment | KIB | OK | 2023-07-21 | 2023-07-24 |  | 1348566 | 1348566 | EA | BASKET,STRNR;COURSE,STAINLESS STEEL 316 |  |  | BASKET,STRAINER;TYPE:COURSE,MATERIAL:STAINLESS STEEL 316,PERFORATION SIZE:1/2 IN,MNFR:01)EATONIND,PTNO:01)ST269SOXX | COURSE,STAINLESS STEEL 316,1/2 IN,01)EATONIND,01)ST269SOXX |  |  | EATONIND | EATONIND | ST269SOXX | [5 empty] | https://voigtabstore.com/replacement-parts/eaton-replacement-parts/p-n-st269soxx-basket-316ss-1-2-perforations-fits-4-model-72-simplex-strainer/ | [10 empty] | CLEANSED | 40142508 Basket strainer | BASKET | STRAINER | TYPE | COURSE | FLOW RATING |  | MATERIAL | STAINLESS STEEL 316 | OVERALL SIZE |  | PERFORATION SIZE | 1/2 IN | TEMPERATURE RATING |  | HAZARD CLASS |  | CERTIFICATION/STANDARD |  | ADDITIONAL FEATURES | [56 empty] | Production Completed
STP_009 - Lot4 | Data Enrichment | KIB | OK | 2023-07-21 | 2023-07-24 |  | 1291814 | 1291814 | EA | BASKET,STRNR;ELEMENT, SEDIMENT,1 MM |  |  | BASKET,STRAINER;TYPE:ELEMENT, SEDIMENT,MATERIAL:STAINLESS STEEL,PERFORATION SIZE:1 MM,ADDITIONAL FEATURES EN:16 MESH,MNFR:01) ULBREC,PTNO:01)GT-50 B16 | ELEMENT, SEDIMENT,STAINLESS STEEL,1 MM,01)16 MESH,01)ULBREC,01)GT-50 B16 |  |  | ULBREC | ULBREC | GT-50 B16 | [5 empty] | URL NOT FOUND | [10 empty] | CLEANSED | 40142508 Basket strainer | BASKET | STRAINER | TYPE | ELEMENT,SEDIMENT | FLOW RATING |  | MATERIAL | STAINLESS STEEL | OVERALL SIZE |  | PERFORATION SIZE | 1 MM | TEMPERATURE RATING |  | HAZARD CLASS |  | CERTIFICATION/STANDARD |  | ADDITIONAL FEATURES | 16 MESH | [55 empty] | Production Completed
STP_009 - Lot4 | Data Enrichment | KIB | OK | 2023-07-21 | 2023-07-24 |  | 1350221 | 1350221 | EA | BASKET,STRNR;ELEMENT, SEDIMENT,GILBARCO |  |  | BASKET,STRAINER;TYPE:ELEMENT, SEDIMENT,MATERIAL:FRAME BRASS,ADDITIONAL FEATURES EN:40 MESH, MONEL MESH, 25MM NB T230 SERVICE,MNFR: 01)GILBARCO,PTNO:01)T230-0344 | ELEMENT, SEDIMENT,FRAME BRASS,01)40 MESH, MONEL MESH, 25MM N,01)GILBARCO,01)T230-0344 |  |  | GILBARCO | GILBARCO | T230-0344 | [5 empty] | URL NOT FOUND | [10 empty] | CLEANSED | 40142508 Basket strainer | BASKET | STRAINER | TYPE | ELEMENT,SEDIMENT | FLOW RATING |  | MATERIAL | FRAME BRASS | OVERALL SIZE |  | PERFORATION SIZE |  | TEMPERATURE RATING |  | HAZARD CLASS |  | CERTIFICATION/STANDARD |  | ADDITIONAL FEATURES | 40 MESH,MONEL MESH,25MM NB T230 SERVICE | [55 empty] | Production Completed
STP_009 - Lot4 | Data Enrichment | KIB | OK | 2023-07-21 | 2023-07-24 |  | 1301113 | 1301113 | EA | BASKET,STRNR;ELEMENT, SEDIMENT,ULBREC |  |  | BASKET,STRAINER;TYPE:ELEMENT, SEDIMENT,ADDITIONAL FEATURES EN:SIMPLEX C/W NITRILE O-RING, S/S,200 LB MESH, ROAD HOPPER,MNFR:01) ULBREC,PTNO:01)GTS40B200 | ELEMENT, SEDIMENT,01)SIMPLEX C/W NITRILE O-RING,01)ULBREC,01)GTS40B200 |  |  | ULBREC | ULBREC | GTS40B200 | [5 empty] | https://www.ulbrec.com/solutions/filtration-and-separation/simplex-basket-strainers/gts-series-basket-strainer#tab-v7-33i3esjg-4 | [10 empty] | ENRICHED | 40142508 Basket strainer | BASKET | STRAINER | TYPE | ELEMENT,SEDIMENT,SIMPLEX | FLOW RATING |  | MATERIAL | STAINLESS STEEL | OVERALL SIZE | DN 40 | PERFORATION SIZE |  | TEMPERATURE RATING |  | HAZARD CLASS |  | CERTIFICATION/STANDARD |  | ADDITIONAL FEATURES | C/W NITRILE O-RING,200 LB MESH,ROAD HOPPER | [55 empty] | Production Completed
STP_009 - Lot4 | Data Enrichment | KIB | OK | 2023-07-21 | 2023-07-24 |  | 1348565 | 1348565 | EA | BASKET,STRNR;FINE,STAINLESS STEEL 316 |  |  | BASKET,STRAINER;TYPE:FINE,MATERIAL:STAINLESS STEEL 316,PERFORATION SIZE:1/32 IN,MNFR:01)EATONIND,PTNO:01)ST269SBXX | FINE,STAINLESS STEEL 316,1/32 IN,01)EATONIND,01)ST269SBXX |  |  | EATONIND | EATONIND | ST269SBXX | [5 empty] | https://voigtabstore.com/replacement-parts/eaton-replacement-parts/p-n-st269sbxx-basket-316ss-1-32-perforations-fits-4-model-72-simplex-strainer/ | [10 empty] | CLEANSED | 40142508 Basket strainer | BASKET | STRAINER | TYPE | FINE | FLOW RATING |  | MATERIAL | STAINLESS STEEL 316 | OVERALL SIZE |  | PERFORATION SIZE | 1/32 IN | TEMPERATURE RATING |  | HAZARD CLASS |  | CERTIFICATION/STANDARD |  | ADDITIONAL FEATURES | [56 empty] | Production Completed
STP_009 - Lot4 | Data Enrichment | KIB | OK | 2023-07-21 | 2023-07-24 |  | 1300910 | 1300910 | EA | BASKET,STRNR;SIMPLEX,DN 40,MIMDWG |  |  | BASKET,STRAINER;TYPE:SIMPLEX,OVERALL SIZE:DN 40,ADDITIONAL FEATURES EN:200 MESH, ULBREC GTS40-SS-FL, FLANGED TABLE E,MNFR:01) MIMDWG,PTNO:01)ITEM 38 | SIMPLEX,EN_01)DN 40,01)200 MESH, ULBREC GTS40-SS-F,01)MIMDWG,01)ITEM 38 |  |  | MIMDWG | ULBREC | GTS40-SS-FL |  | MIMDWG |  |  |  | https://www.ulbrec.com/solutions/filtration-and-separation/simplex-basket-strainers/gts-series-basket-strainer#tab-v7-33i3esjg-4 |  | 38 | [8 empty] | CLEANSED | 40142508 Basket strainer | BASKET | STRAINER | TYPE | SIMPLEX | FLOW RATING |  | MATERIAL | STAINLESS STEEL | OVERALL SIZE | DN 40 | PERFORATION SIZE |  | TEMPERATURE RATING |  | HAZARD CLASS |  | CERTIFICATION/STANDARD |  | ADDITIONAL FEATURES | 200 MESH,FLANGED TABLE E | [55 empty] | Production Completed
STP_009 - Lot4 | Data Enrichment | KIB | OK | 2023-07-21 | 2023-07-24 |  | 1229929 | 1229929 | EA | BASKET,STRNR;WATER,OEMDYN,65/65302 |  |  | BASKET,STRAINER;TYPE:WATER,MATERIAL:BODY BRONZE, MESH STAINLESS STEEL,MNFR:01)OEMDYN,PTNO:01)65/65302 | WATER,BODY BRONZE, MESH STAINLESS ST,01)OEMDYN,01)65/65302 |  |  | OEMDYN | OEMDYN | 65/65302 | [5 empty] | URL NOT FOUND | [10 empty] | CLEANSED | 40142508 Basket strainer | BASKET | STRAINER | TYPE | WATER | FLOW RATING |  | MATERIAL | BODY BRONZE,MESH STAINLESS STEEL | OVERALL SIZE |  | PERFORATION SIZE |  | TEMPERATURE RATING |  | HAZARD CLASS |  | CERTIFICATION/STANDARD |  | ADDITIONAL FEATURES | [56 empty] | Production Completed
STP_009 - Lot4 | Data Enrichment | KIB | OK | 2023-07-21 | 2023-07-24 | Processed based on Websource, Conflict w.r.t Input | 1285165 | 1285165 | EA | BEAD;ARCHWAY,PLASTER TRIM, KNAUF |  |  | BEAD;TYPE:ARCHWAY,SIZE:WD 30 MM X LG 3 M X HT 30 MM,ADDITIONAL FEATURES EN:PLASTER TRIM, KNAUF,MNFR:01)BUNNINGS,PTNO:01)0730719 | ARCHWAY,EN_01)WD 30 MM X LG 3 M X HT 3,01)PLASTER TRIM, KNAUF,01)BUNNINGS,01)0730719 |  |  | BUNNINGS | BUNNINGS | 0730719 |  | KNAUF |  |  |  | https://www.bunnings.com.au/siniat-30-x-3000mm-archway-bead-plaster-trim_p0730719 | [10 empty] | ENRICHED | 40141616 Valve parts or accessories | TRIM | NO MODIFIER | TYPE | BEAD,ARCHWAY,PLASTER | SIZE | 3 LG MX30 WDX30 HT MM | FITMENT |  | MATERIAL |  | FINISH |  | MOUNTING TYPE |  | TEMPERATURE RATING |  | CERTIFICATION/STANDARD |  | ADDITIONAL FEATURES | [56 empty] | Production Completed
STP_009 - Lot4 | Data Enrichment | KIB | OK | 2023-07-21 | 2023-07-24 |  | 1285506 | 1285506 | EA | BEAD;CORNER,WD 30 MM X LG 2.7 M,EXT |  |  | BEAD;TYPE:CORNER,SIZE:WD 30 MM X LG 2.7 M,MATERIAL:ZINC ANNEAL STEEL,ADDITIONAL FEATURES EN:EXT,MNFR:01)RONDO,PTNO:01)1006400, MNFR:02)HAMMER,PTNO:02)P01 | CORNER,EN_01)WD 30 MM X LG 2.7 M,ZINC ANNEAL STEEL,01)EXT,01)RONDO,02)HAMMER,01)1006400,02)P01 |  |  | HAMMER | RONDO | 1006400 |  | HAMMER | P01 |  |  | URL NOT FOUND | [10 empty] | CLEANSED | 60122900 Beads or beading accessories | BEAD | No Modifier | TYPE | CORNER | SIZE | 2.7 LG MX10 WD MM | MATERIAL | ZINC ANNEAL STEEL | HAZARD CLASS |  | CERTIFICATION/STANDARD |  | ADDITIONAL FEATURES | EXT | [61 empty] | Production Completed
STP_009 - Lot4 | Data Enrichment | KIB | OK | 2023-07-21 | 2023-07-24 | Processed based on Websource, Conflict w.r.t Input | 1285480 | 1285480 | EA | BEAD;TRIM STOP,WD 10 MM X LG 3 M X 20 MM |  |  | BEAD;TYPE:TRIM STOP,SIZE:WD 10 MM X LG 3 M X 20 MM,ADDITIONAL FEATURES EN:PLASTER, KNAUF,MNFR:01)BUNNINGS,PTNO:01)0730725 | TRIM STOP,EN_01)WD 10 MM X LG 3 M X 20 M,01)PLASTER, KNAUF,01)BUNNINGS,01)0730725 |  |  | BUNNINGS | BUNNINGS | 0730725 |  | KNAUF |  |  |  | https://www.bunnings.com.au/siniat-10-x-3000mm-stopping-bead-plaster-trim_p0730725 | [10 empty] | ENRICHED | 40141616 Valve parts or accessories | TRIM | NO MODIFIER | TYPE | BEAD,STOP | SIZE | 3 LG MX10 WDX20 HT MM | FITMENT |  | MATERIAL |  | FINISH |  | MOUNTING TYPE |  | TEMPERATURE RATING |  | CERTIFICATION/STANDARD |  | ADDITIONAL FEATURES | [56 empty] | Production Completed
STP_009 - Lot4 | Data Enrichment | KIB | OK | 2023-07-21 | 2023-07-24 |  | 1348869 | 1348869 | EA | BLADDER,ACCUM;20 L,CE MARK BRM-MS |  |  | BLADDER,ACCUMULATOR;CAPACITY:20 L,ADDITIONAL FEATURES EN:CE MARK BRM-MS,MNFR:01)REXROTH,PTNO:01)1535490118 | 20 L,01)CE MARK BRM-MS,01)REXROTH,01)1535490118 |  |  | REXROTH | REXROTH | 1535490118 | [5 empty] | https://store.boschrexroth.com/ccrz__ProductDetails?cclcl=en_RO&seoid=SPARE-PART_1535490118&sku=1535490118&refURL=http%3A%2F%2Fstore.boschrexroth.com%2Fapex%2Fccrz__ProductDetails | http://www.drillingsolutionsltd.com/rexroth-valve-16.html | [9 empty] | CLEANSED | 27131510 Accumulator bladders or bags | BLADDER | ACCUMULATOR | TYPE |  | SIZE |  | PRE CHARGE PRESSURE |  | OPERATING PRESSURE |  | CAPACITY | 20 L | SHELL MATERIAL |  | BLADDER MATERIAL |  | CONNECTION TYPE |  | TEMPERATURE RATING |  | HAZARD CLASS |  | CERTIFICATION/STANDARD |  | ADDITIONAL FEATURES | CE MARK BRM-MS | [49 empty] | Production Completed
STP_009 - Lot4 | Data Enrichment | KIB | OK | 2023-07-21 | 2023-07-24 |  | 1348456 | 1348456 | EA | BLADDER,ACCUM;280 BAR,20 L,NBR MATERIAL |  |  | BLADDER,ACCUMULATOR;OPERATING PRESSURE:280 BAR,CAPACITY:20 L,ADDITIONAL FEATURES EN:NBR MATERIAL,MNFR:01)HYDAC,PTNO:01)3022738 | 280 BAR,20 L,01)NBR MATERIAL,01)HYDAC,01)3022738 |  |  | HYDAC | HYDAC | 3022738 | [5 empty] | https://rodavigo.net/en/p/bladder-for-accumulator-20l-v78-14unfvg5-nbr20p460kom-ref-hydac-3022738/1303022738 | [10 empty] | CLEANSED | 27131510 Accumulator bladders or bags | BLADDER | ACCUMULATOR | TYPE |  | SIZE |  | PRE CHARGE PRESSURE |  | OPERATING PRESSURE | 280 BAR | CAPACITY | 20 L | SHELL MATERIAL |  | BLADDER MATERIAL | NBR | CONNECTION TYPE |  | TEMPERATURE RATING |  | HAZARD CLASS |  | CERTIFICATION/STANDARD |  | ADDITIONAL FEATURES | [50 empty] | Production Completed
STP_009 - Lot4 | Data Enrichment | KIB | OK | 2023-07-21 | 2023-07-24 |  | 1297923 | 1297923 | EA | BLADDER,ACCUM;HYDRAULIC,250 L,RESRVR |  |  | BLADDER,ACCUMULATOR;TYPE:HYDRAULIC,CAPACITY:250 L,ADDITIONAL FEATURES EN:RESERVOIR,MNFR:01)CHRISTIE,PTNO:01)FCS0025-2-01-01 | HYDRAULIC,250 L,01)RESERVOIR,01)CHRISTIE,01)FCS0025-2-01-01 |  |  | CHRISTIE | CHRISTIE | FCS0025-2-01-01 | [5 empty] | URL NOT FOUND | [10 empty] | CLEANSED | 27131510 Accumulator bladders or bags | BLADDER | ACCUMULATOR | TYPE | HYDRAULIC | SIZE |  | PRE CHARGE PRESSURE |  | OPERATING PRESSURE |  | CAPACITY | 250 L | SHELL MATERIAL |  | BLADDER MATERIAL |  | CONNECTION TYPE |  | TEMPERATURE RATING |  | HAZARD CLASS |  | CERTIFICATION/STANDARD |  | ADDITIONAL FEATURES | RESERVOIR | [49 empty] | Production Completed
STP_009 - Lot4 | Data Enrichment | KIB | OK | 2023-07-21 | 2023-07-24 |  | 1297434 | 1297434 | EA | BLADDER,ACCUM;HYDRAULIC,FAWCE,CHRISTIE |  |  | BLADDER,ACCUMULATOR;TYPE:HYDRAULIC,ADDITIONAL FEATURES EN:FAWCE,MNFR:01)CHRISTIE,PTNO:01)FSC-0010-2-01-01 | HYDRAULIC,01)FAWCE,01)CHRISTIE,01)FSC-0010-2-01-01 |  |  | CHRISTIE | CHRISTIE | FSC-0010-2-01-01 | [5 empty] | URL NOT FOUND | [10 empty] | CLEANSED | 27131510 Accumulator bladders or bags | BLADDER | ACCUMULATOR | TYPE | HYDRAULIC | SIZE |  | PRE CHARGE PRESSURE |  | OPERATING PRESSURE |  | CAPACITY |  | SHELL MATERIAL |  | BLADDER MATERIAL |  | CONNECTION TYPE |  | TEMPERATURE RATING |  | HAZARD CLASS |  | CERTIFICATION/STANDARD |  | ADDITIONAL FEATURES | FAWCE | [49 empty] | Production Completed
STP_009 - Lot4 | Data Enrichment | KIB | OK | 2023-07-21 | 2023-07-24 |  | 1344733 | 1344733 | EA | BLADDER,ACCUM;HYDRAULIC,FAWCETT |  |  | BLADDER,ACCUMULATOR;TYPE:HYDRAULIC,MNFR:01)FAWCETT,PTNO:01)SA-35.2-1-207 | HYDRAULIC,01)FAWCETT,01)SA-35.2-1-207 |  |  | FAWCETT | FAWCETT | SA-35.2-1-207 | [5 empty] | URL NOT FOUND | [10 empty] | CLEANSED | 27131510 Accumulator bladders or bags | BLADDER | ACCUMULATOR | TYPE | HYDRAULIC | SIZE |  | PRE CHARGE PRESSURE |  | OPERATING PRESSURE |  | CAPACITY |  | SHELL MATERIAL |  | BLADDER MATERIAL |  | CONNECTION TYPE |  | TEMPERATURE RATING |  | HAZARD CLASS |  | CERTIFICATION/STANDARD |  | ADDITIONAL FEATURES | [50 empty] | Production Completed
STP_009 - Lot4 | Data Enrichment | KIB | OK | 2023-07-21 | 2023-07-24 |  | 1279765 | 1279765 | EA | BOOK;2ND EDITION ELECTRICAL BLACK |  |  | BOOK;TYPE:2ND EDITION ELECTRICAL BLACK,MNFR:01)J.BLACKWOOD AND SON LIMITED,PTNO:01)376041010 | EN_01)2ND EDITION ELECTRICAL B,01)J.BLACKWOOD & SON LIMITED,01)376041010 |  |  | J.BLACKWOOD AND SON LIMITED | J.BLACKWOOD AND SON LIMITED | 376041010 | [5 empty] | URL NOT FOUND | [10 empty] | CLEANSED | 14111500 Printing and writing paper | BOOK | No Modifier | TYPE | 2ND EDITION ELECTRICAL BLACK | SIZE |  | NUMBER OF PAGES |  | HAZARD CLASS |  | CERTIFICATION/STANDARD |  | ADDITIONAL FEATURES | [62 empty] | Production Completed
STP_009 - Lot4 | Data Enrichment | KIB | OK | 2023-07-21 | 2023-07-24 |  | 1280059 | 1280059 | EA | BOOK;2ND EDITION ELECTRICAL,BLK |  |  | BOOK;TYPE:2ND EDITION ELECTRICAL,ADDITIONAL FEATURES EN:BLACK,MNFR:01)HAYMANS,PTNO:01)HAYL300V2EN | EN_01)2ND EDITION ELECTRICAL,01)BLACK,01)HAYMANS,01)HAYL300V2EN |  |  | HAYMANS | HAYMANS | HAYL300V2EN | [5 empty] | URL NOT FOUND | [10 empty] | CLEANSED | 14111500 Printing and writing paper | BOOK | No Modifier | TYPE | 2ND EDITION ELECTRICAL BLACK | SIZE |  | NUMBER OF PAGES |  | HAZARD CLASS |  | CERTIFICATION/STANDARD |  | ADDITIONAL FEATURES | [62 empty] | Production Completed
STP_009 - Lot4 | Data Enrichment | KIB | OK | 2023-07-21 | 2023-07-24 |  | 1279853 | 1279853 | EA | BOOK;2ND EDITION ENGINEERS |  |  | BOOK;TYPE:2ND EDITION ENGINEERS,MNFR:01)BLKWOOD,PTNO:01)04888918 | EN_01)2ND EDITION ENGINEERS,01)BLKWOOD,01)04888918 |  |  | BLKWOOD | BLACKWOODS | 04888918 | [5 empty] | https://nzsafetyblackwoods.co.nz/en/engineers-black-book-version-3-each--04888918 | [10 empty] | CLEANSED | 14111500 Printing and writing paper | BOOK | No Modifier | TYPE | 2ND EDITION ENGINEERS | SIZE |  | NUMBER OF PAGES |  | HAZARD CLASS |  | CERTIFICATION/STANDARD |  | ADDITIONAL FEATURES | [62 empty] | Production Completed
STP_009 - Lot4 | Data Enrichment | KIB | OK | 2023-07-21 | 2023-07-24 |  | 1295939 | 1295939 | EA | BOOK;76 X 127 MM,100 |  |  | BOOK;SIZE:76 X 127 MM,NUMBER OF PAGES:100,ADDITIONAL FEATURES EN:RITE IN RAIN 135 BOOK, W/RESIST,MNFR:01)WESTER,PTNO:01)1130- 00100 | 76 X 127 MM,01)RITE IN RAIN 135 BOOK, W/RE,01)WESTER,01)1130-00100 |  |  | WESTER | WESTER | 1130- 00100 | [5 empty] | URL NOT FOUND | [10 empty] | CLEANSED | 14111500 Printing and writing paper | BOOK | No Modifier | TYPE |  | SIZE | 76X127 MM | NUMBER OF PAGES | 100 | HAZARD CLASS |  | CERTIFICATION/STANDARD |  | ADDITIONAL FEATURES | RITE IN RAIN 135,C/W RESIST | [61 empty] | Production Completed
STP_009 - Lot4 | Data Enrichment | KIB | OK | 2023-07-21 | 2023-07-24 |  | 1316849 | 1316849 | EA | BOOK;AUSTRALIAN REFRIGERATION AND AIRCON |  |  | BOOK;TYPE:AUSTRALIAN REFRIGERATION AND AIRCONDITIONING VOL 2,ADDITIONAL FEATURES EN:LINE ITEM 2CNW,MNFR:01)CNW (MOUNT ISA) ELECT WHOLESALER,PTNO:01)9781742059051 | EN_01)AUSTRALIAN REFRIGERATION,01)LINE ITEM 2CNW,01)CNW (MOUNT ISA) ELECT WHOLE,01)9781742059051 |  |  | CNW (MOUNT ISA) ELECT WHOLESALER | CNW (MOUNT ISA) ELECT WHOLESALER | 9781742059051 | [5 empty] | URL NOT FOUND | [10 empty] | CLEANSED | 14111500 Printing and writing paper | BOOK | No Modifier | TYPE | AUSTRALIAN REFRIGERATION AND AIRCONDITIONING VOL 2 | SIZE |  | NUMBER OF PAGES |  | HAZARD CLASS |  | CERTIFICATION/STANDARD |  | ADDITIONAL FEATURES | LINE ITEM 2CNW | [61 empty] | Production Completed
STP_009 - Lot4 | Data Enrichment | KIB | OK | 2023-07-21 | 2023-07-24 |  | 1317004 | 1317004 | EA | BOOK;AUSTRALIAN REFRIGERATION AND AIRCON |  |  | BOOK;TYPE:AUSTRALIAN REFRIGERATION AND AIRCONDITIONING VOL 1,ADDITIONAL FEATURES EN:LINE ITEM 1CNW,MNFR:01)CNW (MOUNT ISA) ELECT WHOLESALER,PTNO:01)9780949436900 | EN_01)AUSTRALIAN REFRIGERATION,01)LINE ITEM 1CNW,01)CNW (MOUNT ISA) ELECT WHOLE,01)9780949436900 |  |  | CNW (MOUNT ISA) ELECT WHOLESALER | CNW (MOUNT ISA) ELECT WHOLESALER | 9780949436900 | [5 empty] | http://www.qtw.com.au/showproduct.php?product=854 | [10 empty] | CLEANSED | 14111500 Printing and writing paper | BOOK | No Modifier | TYPE | AUSTRALIAN REFRIGERATION AND AIRCONDITIONING VOL 1 | SIZE |  | NUMBER OF PAGES |  | HAZARD CLASS |  | CERTIFICATION/STANDARD |  | ADDITIONAL FEATURES | LINE ITEM 1CNW | [61 empty] | Production Completed
STP_009 - Lot4 | Data Enrichment | KIB | OK | 2023-07-21 | 2023-07-24 |  | 1317130 | 1317130 | EA | BOOK;AUSTRALIAN REFRIGERATION AND AIRCON |  |  | BOOK;TYPE:AUSTRALIAN REFRIGERATION AND AIRCONDITIONING VOL 2,MNFR:01)CNW (MOUNT ISA) ELECT WHOLESALER,PTNO:01)9781742059051 VOLUME 2 | EN_01)AUSTRALIAN REFRIGERATION,01)CNW (MOUNT ISA) ELECT WHOLE,01)9781742059051 VOLUME 2 |  |  | CNW (MOUNT ISA) ELECT WHOLESALER | CNW (MOUNT ISA) ELECT WHOLESALER | 9781742059051 | [5 empty] | URL NOT FOUND | [10 empty] | CLEANSED | 14111500 Printing and writing paper | BOOK | No Modifier | TYPE | AUSTRALIAN REFRIGERATION AND AIRCONDITIONING VOL 2 | SIZE |  | NUMBER OF PAGES |  | HAZARD CLASS |  | CERTIFICATION/STANDARD |  | ADDITIONAL FEATURES | [62 empty] | Production Completed
STP_009 - Lot4 | Data Enrichment | KIB | OK | 2023-07-21 | 2023-07-24 |  | 1317131 | 1317131 | EA | BOOK;AUSTRALIAN REFRIGERATION AND AIRCON |  |  | BOOK;TYPE:AUSTRALIAN REFRIGERATION AND AIRCONDITIONING VOL 1,MNFR:01)CNW (MOUNT ISA) ELECT WHOLESALER,PTNO:01)9780949436900 VOLUME 1 | EN_01)AUSTRALIAN REFRIGERATION,01)CNW (MOUNT ISA) ELECT WHOLE,01)9780949436900 VOLUME 1 |  |  | CNW (MOUNT ISA) ELECT WHOLESALER | CNW (MOUNT ISA) ELECT WHOLESALER | 9780949436900 | [5 empty] | http://www.qtw.com.au/showproduct.php?product=854 | [10 empty] | CLEANSED | 14111500 Printing and writing paper | BOOK | No Modifier | TYPE | AUSTRALIAN REFRIGERATION AND AIRCONDITIONING VOL 1 | SIZE |  | NUMBER OF PAGES |  | HAZARD CLASS |  | CERTIFICATION/STANDARD |  | ADDITIONAL FEATURES | [62 empty] | Production Completed
STP_009 - Lot4 | Data Enrichment | KIB | OK | 2023-07-21 | 2023-07-24 |  | 1279881 | 1279881 | EA | BOOK;DIARY 2021,A5 |  |  | BOOK;TYPE:DIARY 2021,SIZE:A5,ADDITIONAL FEATURES EN:2020 DAY A PAGE AS PER REF: MOUNT ISA MINES,MNFR:01)WINC AUSTRALIA PTY LTD, PTNO:01)330652-MIC | EN_01)DIARY 2021,A5,01)2020 DAY A PAGE AS PER REF:,01)WINC AUSTRALIA PTY LTD,01)330652-MIC |  |  | WINC AUSTRALIA PTY LTD | WINC AUSTRALIA PTY LTD | 330652-MIC | [5 empty] | URL NOT FOUND | [10 empty] | CLEANSED | 14111500 Printing and writing paper | BOOK | No Modifier | TYPE | DIARY 2021 | SIZE | A5 | NUMBER OF PAGES |  | HAZARD CLASS |  | CERTIFICATION/STANDARD |  | ADDITIONAL FEATURES | 2020 DAY A PAGE AS PER REF:MOUNT ISA MINES | [61 empty] | Production Completed
STP_009 - Lot4 | Data Enrichment | KIB | OK | 2023-07-21 | 2023-07-24 |  | 1279695 | 1279695 | EA | BOOK;DIARY, PERSONAL INFORMATION PAGE PU |  |  | BOOK;TYPE:DIARY, PERSONAL INFORMATION PAGE PUBLIC SCHOOL HOLIDAYS STAFF,SIZE:A5,ADDITIONAL FEATURES EN:1DP OMAX 2019, BLK, EA, USE 34387,MNFR:01)OFFICE MAX,PTNO:01)2633809 | EN_01)DIARY, PERSONAL INFORMAT,A5,01)1DP OMAX 2019, BLK, EA, USE,01)OFFICE MAX,01)2633809 |  |  | OFFICEMAX | OFFICEMAX | 2633809 | [5 empty] | URL NOT FOUND | [10 empty] | CLEANSED | 14111500 Printing and writing paper | BOOK | No Modifier | TYPE | DIARY | SIZE | A5 | NUMBER OF PAGES |  | HAZARD CLASS |  | CERTIFICATION/STANDARD |  | ADDITIONAL FEATURES | PERSONAL INFORMATION PAGE PUBLIC SCHOOL HOLIDAYS STAFF,1DP OMAX 2019,COLOUR:BLACK,EA,USE 34387 | [61 empty] | Production Completed
STP_009 - Lot4 | Data Enrichment | KIB | OK | 2023-07-21 | 2023-07-24 |  | 1280039 | 1280039 | EA | BOOK;DIARY,A4,OLIDAYS STAFF EACH |  |  | BOOK;TYPE:DIARY,SIZE:A4,ADDITIONAL FEATURES EN:1DAY TO A PAGE 2019 BLACK PERSONAL INFORMATION,OLIDAYS STAFF EACH,MNFR:01) OFFICEMAX *USE #34387*,PTNO:01)2633779 | EN_01)DIARY,A4,01)1DAY TO A PAGE 2019 BLACK P,02)OLIDAYS STAFF EACH,01)OFFICEMAX *USE #34387*,01)2633779 |  |  | OFFICEMAX | OFFICEMAX | 2633779 | [5 empty] | URL NOT FOUND | [10 empty] | CLEANSED | 14111500 Printing and writing paper | BOOK | No Modifier | TYPE | DIARY | SIZE | A4 | NUMBER OF PAGES |  | HAZARD CLASS |  | CERTIFICATION/STANDARD |  | ADDITIONAL FEATURES | 1DAY TO A PAGE 2019 BLACK PERSONAL INFORMATION,OLIDAYS STAFF EACH,USE 34387 | [61 empty] | Production Completed
STP_009 - Lot4 | Data Enrichment | KIB | OK | 2023-07-21 | 2023-07-24 |  | 1279885 | 1279885 | EA | BOOK;DIARY,A5,32 INFORMATION PAGES EACH |  |  | BOOK;TYPE:DIARY,SIZE:A5,ADDITIONAL FEATURES EN:1DAY TO A PAGE EXECUTIVEWIRO 2019 BLACKPVC LEAT,32 INFORMATION PAGES EACH,MNFR:01) OFFICEMAX *USE #34387*,PTNO:01)2509598 | EN_01)DIARY,A5,01)1DAY TO A PAGE EXECUTIVEWIR,02)32 INFORMATION PAGES EACH,01)OFFICEMAX *USE #34387*,01)2509598 |  |  | OFFICEMAX *USE #34387* | OFFICEMAX | 2509598 | [5 empty] | URL NOT FOUND | [10 empty] | CLEANSED | 14111500 Printing and writing paper | BOOK | No Modifier | TYPE | DIARY | SIZE | A5 | NUMBER OF PAGES |  | HAZARD CLASS |  | CERTIFICATION/STANDARD |  | ADDITIONAL FEATURES | 1DAY TO A PAGE EXECUTIVEWIRO 2019 BLACK PVC LEAT,32 INFORMATION PAGES EACH,USE 34387 | [61 empty] | Production Completed
STP_009 - Lot4 | Data Enrichment | KIB | OK | 2023-07-21 | 2023-07-24 |  | 1279731 | 1279731 | EA | BOOK;DIARY,A5,OOLHOLIDAYS STAFF EACH |  |  | BOOK;TYPE:DIARY,SIZE:A5,ADDITIONAL FEATURES EN:1WEEK TO AN OPENING 2019 BLACK PERSONAL INFORMA,OOLHOLIDAYS STAFF EACH,MNFR:01) OFFICEMAX *USE #34387*,PTNO:01)2633825 | EN_01)DIARY,A5,01)1WEEK TO AN OPENING 2019 BL,02)OOLHOLIDAYS STAFF EACH,01)OFFICEMAX *USE #34387*,01)2633825 |  |  | OFFICEMAX *USE #34387* | OFFICEMAX | 2633825 | [5 empty] | URL NOT FOUND | [10 empty] | CLEANSED | 14111500 Printing and writing paper | BOOK | No Modifier | TYPE | DIARY | SIZE | A5 | NUMBER OF PAGES |  | HAZARD CLASS |  | CERTIFICATION/STANDARD |  | ADDITIONAL FEATURES | 1WEEK TO AN OPENING 2019 BLACK PERSONAL INFORMA,OOLHOLIDAYS STAFF EACH,USE 34387 | [61 empty] | Production Completed
STP_009 - Lot4 | Data Enrichment | KIB | OK | 2023-07-21 | 2023-07-24 |  | 1279658 | 1279658 | EA | BOOK;DSPLY, REFILLABLE, 20 POCKET,A4 |  |  | BOOK;TYPE:DISPLAY, REFILLABLE, 20 POCKET,SIZE:A4,ADDITIONAL FEATURES EN:AS PER REF: MOUNT ISA MINES,MNFR:01)WINC AUSTRALIA PTY LTD,PTNO:01)07293402 | EN_01)DISPLAY, REFILLABLE, 20,A4,01)AS PER REF: MOUNT ISA MINES,01)WINC AUSTRALIA PTY LTD,01)07293402 |  |  | WINC AUSTRALIA PTY LTD | WINC AUSTRALIA PTY LTD | 07293402 | [5 empty] | https://www.winc.com.au/main-catalogue-productdetail/winc-display-book-a4-refillable-20-pocket-clear-front-cover-black-back-cover/07293402 | [10 empty] | CLEANSED | 14111500 Printing and writing paper | BOOK | No Modifier | TYPE | DISPLAY,REFILLABLE | SIZE | A4 | NUMBER OF PAGES |  | HAZARD CLASS |  | CERTIFICATION/STANDARD |  | ADDITIONAL FEATURES | 20 POCKET,AS PER REF:MOUNT ISA MINES | [61 empty] | Production Completed
STP_009 - Lot4 | Data Enrichment | KIB | OK | 2023-07-21 | 2023-07-24 |  | 1279973 | 1279973 | EA | BOOK;ELECTRICIANS V2,BLK |  |  | BOOK;TYPE:ELECTRICIANS V2,ADDITIONAL FEATURES EN:BLACK,MNFR:01)CNW (MOUNT ISA) ELECT WHOLESALER,PTNO:01)TOOL300V2EN | EN_01)ELECTRICIANS V2,01)BLACK,01)CNW (MOUNT ISA) ELECT WHOLE,01)TOOL300V2EN |  |  | CNW (MOUNT ISA) ELECT WHOLESALER | CNW (MOUNT ISA) ELECT WHOLESALER | TOOL300V2EN | [5 empty] | URL NOT FOUND | [10 empty] | CLEANSED | 14111500 Printing and writing paper | BOOK | No Modifier | TYPE | ELECTRICIANS V2 | SIZE |  | NUMBER OF PAGES |  | HAZARD CLASS |  | CERTIFICATION/STANDARD |  | ADDITIONAL FEATURES | COLOUR:BLACK | [61 empty] | Production Completed
STP_009 - Lot4 | Data Enrichment | KIB | OK | 2023-07-21 | 2023-07-24 |  | 1279577 | 1279577 | EA | BOOK;ENGINEERS BLACK BOOK 3RD EDITION |  |  | BOOK;TYPE:ENGINEERS BLACK BOOK 3RD EDITION,ADDITIONAL FEATURES EN:FASTENERS REFERENCE,MNFR:01)BLKWOOD,PTNO:01)00183621 | EN_01)ENGINEERS BLACK BOOK 3RD,01)FASTENERS REFERENCE,01)BLKWOOD,01)00183621 |  |  | BLKWOOD | BLACKWOODS | 00183621 | [5 empty] | https://www.blackwoods.com.au/tools-hand-measuring-precision/tools-hand-measuring-precision-other/black-books/pat-rapp-l100v3en-engineers-black-book-3rd-edition/p/00183621 | [10 empty] | CLEANSED | 14111500 Printing and writing paper | BOOK | No Modifier | TYPE | 3RD EDITION ENGINEERS BLACK BOOK,FASTENERS REFERENCE | SIZE |  | NUMBER OF PAGES |  | HAZARD CLASS |  | CERTIFICATION/STANDARD |  | ADDITIONAL FEATURES | [62 empty] | Production Completed
STP_009 - Lot4 | Data Enrichment | KIB | OK | 2023-07-21 | 2023-07-24 |  | 1279852 | 1279852 | EA | BOOK;ENGINEERS REFERENCE |  |  | BOOK;TYPE:ENGINEERS REFERENCE,MNFR:01)BLKWOOD,PTNO:01)08091038 | EN_01)ENGINEERS REFERENCE,01)BLKWOOD,01)08091038 |  |  | BLKWOOD | BLACKWOODS | 08091038 | [5 empty] | https://www.blackwoods.com.au/fasteners-fixings/education-thread-identification-tools/black-books/book-fasteners-reference-black-book/p/08091038 | [10 empty] | CLEANSED | 14111500 Printing and writing paper | BOOK | No Modifier | TYPE | ENGINEERS REFERENCE | SIZE |  | NUMBER OF PAGES |  | HAZARD CLASS |  | CERTIFICATION/STANDARD |  | ADDITIONAL FEATURES | [62 empty] | Production Completed
STP_009 - Lot4 | Data Enrichment | KIB | OK | 2023-07-21 | 2023-07-24 |  | 1279767 | 1279767 | EA | BOOK;ENGINEERS,BLK |  |  | BOOK;TYPE:ENGINEERS,ADDITIONAL FEATURES EN:BLACK,MNFR:01)CNW (MOUNT ISA) ELECT WHOLESALER,PTNO:01)TOOL100V3EN | EN_01)ENGINEERS,01)BLACK,01)CNW (MOUNT ISA) ELECT WHOLE,01)TOOL100V3EN |  |  | CNW (MOUNT ISA) ELECT WHOLESALER | CNW (MOUNT ISA) ELECT WHOLESALER | TOOL100V3EN | [5 empty] | URL NOT FOUND | [10 empty] | CLEANSED | 14111500 Printing and writing paper | BOOK | No Modifier | TYPE | ENGINEERS | SIZE |  | NUMBER OF PAGES |  | HAZARD CLASS |  | CERTIFICATION/STANDARD |  | ADDITIONAL FEATURES | COLOUR:BLACK | [61 empty] | Production Completed
STP_009 - Lot4 | Data Enrichment | KIB | OK | 2023-07-21 | 2023-07-24 |  | 1295689 | 1295689 | EA | BOOK;FOREMANS TIME BOOK,210 X 270 MM |  |  | BOOK;TYPE:FOREMANS TIME BOOK,SIZE:210 X 270 MM,ADDITIONAL FEATURES EN:BROWN COVER, PRINTED BLACK ON WHITE BANK,MNFR:01)ISAMINE, PTNO:01)IM-1129 | EN_01)FOREMANS TIME BOOK,210 X 270 MM,01)BROWN COVER, PRINTED BLACK,01)ISAMINE,01)IM-1129 |  |  | ISAMINE | ISAMINE | IM-1129 | [5 empty] | URL NOT FOUND | [10 empty] | CLEANSED | 14111500 Printing and writing paper | BOOK | No Modifier | TYPE | FOREMANS TIME BOOK | SIZE | 210X270 MM | NUMBER OF PAGES |  | HAZARD CLASS |  | CERTIFICATION/STANDARD |  | ADDITIONAL FEATURES | BROWN COVER,PRINTED BLACK ON WHITE BANK | [61 empty] | Production Completed
STP_009 - Lot4 | Data Enrichment | KIB | OK | 2023-07-21 | 2023-07-24 |  | 1345803 | 1345803 | EA | BOOK;INSTR,GETMAN,434442 |  |  | BOOK;TYPE:INSTRUCTION,MNFR:01)GETMAN,PTNO:01)434442 | EN_01)INSTRUCTION,01)GETMAN,01)434442 |  |  | GETMAN | GETMAN | 434442 | [5 empty] | URL NOT FOUND | [10 empty] | CLEANSED | 14111500 Printing and writing paper | BOOK | No Modifier | TYPE | INSTRUCTION | SIZE |  | NUMBER OF PAGES |  | HAZARD CLASS |  | CERTIFICATION/STANDARD |  | ADDITIONAL FEATURES | [62 empty] | Production Completed
STP_009 - Lot4 | Data Enrichment | KIB | OK | 2023-07-21 | 2023-07-24 |  | 1279747 | 1279747 | EA | BOOK;LTRTRE, ENGINEERS BLACK |  |  | BOOK;TYPE:LITERATURE, ENGINEERS BLACK,SIZE:WD 110 X LG 165 X HT 16 MM,ADDITIONAL FEATURES EN:REFERENCE NO: 3RD EDITION,MNFR:01) BOSS,PTNO:01)L100V3EN | EN_01)LITERATURE, ENGINEERS BL,WD 110 X LG 165 X HT 16 MM,01)REFERENCE NO: 3RD EDITION,01)BOSS,01)L100V3EN |  |  | BOSS | BOSS | L100V3EN | [5 empty] | https://www.blackwoods.com.au/tools-hand-measuring-precision/tools-hand-measuring-precision-other/black-books/pat-rapp-l100v3en-engineers-black-book-3rd-edition/p/00183621 | [10 empty] | CLEANSED | 14111500 Printing and writing paper | BOOK | No Modifier | TYPE | 3RD EDITION ENGINEERS BLACK,LITERATURE | SIZE | 165 LGXWD 110X16 HT MM | NUMBER OF PAGES |  | HAZARD CLASS |  | CERTIFICATION/STANDARD |  | ADDITIONAL FEATURES | [62 empty] | Production Completed
STP_009 - Lot4 | Data Enrichment | KIB | OK | 2023-07-21 | 2023-07-24 |  | 1279594 | 1279594 | EA | BOOK;MEMO, WATERPROOF,WD 3-1/2 X LG 5 IN |  |  | BOOK;TYPE:MEMO, WATERPROOF,SIZE:WD 3-1/2 X LG 5 IN,NUMBER OF PAGES:112,MNFR:01)WESTERNEX,PTNO:01)1130-50139 | EN_01)MEMO, WATERPROOF,WD 3-1/2 X LG 5 IN,01)WESTERNEX,01)1130-50139 |  |  | WESTERNEX | WESTERNEX | 1130-50139 | [5 empty] | URL NOT FOUND | [10 empty] | CLEANSED | 14111500 Printing and writing paper | BOOK | No Modifier | TYPE | MEMO,WATERPROOF | SIZE | 5 LGX3-1/2 WD IN | NUMBER OF PAGES | 112 | HAZARD CLASS |  | CERTIFICATION/STANDARD |  | ADDITIONAL FEATURES | [62 empty] | Production Completed
STP_009 - Lot4 | Data Enrichment | KIB | OK | 2023-07-21 | 2023-07-24 |  | 1279893 | 1279893 | EA | BOOK;NOTE MM,A4,240,EA |  |  | BOOK;TYPE:NOTE MM,SIZE:A4,NUMBER OF PAGES:240,ADDITIONAL FEATURES EN:EACH,MNFR:01)OFFICEMAX USE 34387,PTNO:01)1363379,MNFR:02) SPIRAX,PTNO:02)NO.595A | EN_01)NOTE MM,A4,01)EACH,01)OFFICEMAX USE 34387,02)SPIRAX,01)1363379,02)NO.595A |  |  | SPIRAX | SPIRAX | 595A |  | OFFICEMAX | 1363379 |  |  | https://www.officeguys.com.au/contents/en-us/p224_Spirax-595A-Note-Book-240-Pages-A4-Side-Bound-56059.html | [10 empty] | CLEANSED | 14111500 Printing and writing paper | BOOK | No Modifier | TYPE | NOTE | SIZE | A4 | NUMBER OF PAGES | 240 | HAZARD CLASS |  | CERTIFICATION/STANDARD |  | ADDITIONAL FEATURES | EACH,USE 34387 | [61 empty] | Production Completed
STP_009 - Lot4 | Data Enrichment | KIB | OK | 2023-07-21 | 2023-07-24 |  | 1279896 | 1279896 | EA | BOOK;NOTE,A4 |  |  | BOOK;TYPE:NOTE,SIZE:A4,ADDITIONAL FEATURES EN:TRADIE WATERPROFF NUCO BLACK03339386 4MIMMIMPOP,MNFR:01)OFFICEMAX *USE #34387*,PTNO: 01)9498916 | EN_01)NOTE,A4,01)TRADIE WATERPROFF NUCO BLAC,01)OFFICEMAX *USE #34387*,01)9498916 |  |  | OFFICEMAX *USE #34387* | OFFICEMAX | 9498916 | [5 empty] | URL NOT FOUND | [10 empty] | CLEANSED | 14111500 Printing and writing paper | BOOK | No Modifier | TYPE | NOTE | SIZE | A4 | NUMBER OF PAGES |  | HAZARD CLASS |  | CERTIFICATION/STANDARD |  | ADDITIONAL FEATURES | TRADIE WATERPROFF NUCO BLACK 03339386 4MIMMIMPOP,USE 34387 | [61 empty] | Production Completed
STP_009 - Lot4 | Data Enrichment | KIB | OK | 2023-07-21 | 2023-07-24 |  | 1279635 | 1279635 | EA | BOOK;NOTE,A5 MM,200 |  |  | BOOK;TYPE:NOTE,SIZE:A5 MM,NUMBER OF PAGES:200,ADDITIONAL FEATURES EN:EACH, SPIRAL BIND, SIDE OPENING, TWO NOTE POCKE,MNFR:01) SPIRAX,PTNO:01)NO.570,MNFR:02)OFFICEMAX USE 34387,PTNO:02)1382276 | EN_01)NOTE,A5 MM,01)EACH, SPIRAL BIND, SIDE OPE,01)SPIRAX,02)OFFICEMAX USE 34387,01)NO.570,02)1382276 |  |  | OFFICEMAX USE 34387 | SPIRAX | 570 |  | OFFICEMAX | 1382276 |  |  | https://www.officeguys.com.au/contents/en-us/p227_Spirax-570-Note-Book-200-Pages-A5-Side-Bound-56570.html | [10 empty] | CLEANSED | 14111500 Printing and writing paper | BOOK | No Modifier | TYPE | EACH,SPIRAL BIND,SIDE OPENING,TWO NOTE POCKE | SIZE | A5 MM | NUMBER OF PAGES | 200 | HAZARD CLASS |  | CERTIFICATION/STANDARD |  | ADDITIONAL FEATURES | USE 34387 | [61 empty] | Production Completed
STP_009 - Lot4 | Data Enrichment | KIB | OK | 2023-07-21 | 2023-07-24 |  | 1279650 | 1279650 | EA | BOOK;PRECISION DATA CHART ZEUSAS |  |  | BOOK;TYPE:PRECISION DATA CHART ZEUSAS,MNFR:01)J.BLACKWOOD AND SON LIMITED,PTNO:01)08723910 | EN_01)PRECISION DATA CHART ZEU,01)J.BLACKWOOD & SON LIMITED,01)08723910 |  |  | J.BLACKWOOD AND SON LIMITED | J.BLACKWOOD AND SON LIMITED | 08723910 | [5 empty] | https://www.blackwoods.com.au/tools-hand-measuring-precision/tools-hand-measuring-precision-other/data-charts/book-precision-data-chart-zeus/p/08723910#alternateprodScroll | [10 empty] | CLEANSED | 14111500 Printing and writing paper | BOOK | No Modifier | TYPE | PRECISION DATA CHART ZEUSAS | SIZE |  | NUMBER OF PAGES |  | HAZARD CLASS |  | CERTIFICATION/STANDARD |  | ADDITIONAL FEATURES | [62 empty] | Production Completed
STP_009 - Lot4 | Data Enrichment | KIB | OK | 2023-07-21 | 2023-07-24 |  | 1279617 | 1279617 | EA | BOOK;SPIRAL NOTE, WATERPROOF,100 |  |  | BOOK;TYPE:SPIRAL NOTE, WATERPROOF,SIZE:WD 3 X LG 5 IN,NUMBER OF PAGES:100,MNFR:01)WESTERNEX,PTNO:01)1130-00100 | EN_01)SPIRAL NOTE, WATERPROOF,WD 3 X LG 5 IN,01)WESTERNEX,01)1130-00100 |  |  | WESTERNEX | WESTERNEX | 1130-00100 | [5 empty] | https://www.westernex.com.au/our-range/product/701642-rite-in-the-rain-pocket-top-spiral-note-book-135/related_product-701660 | [10 empty] | CLEANSED | 14111500 Printing and writing paper | BOOK | No Modifier | TYPE | SPIRAL NOTE,WATERPROOF | SIZE | 5 LGX3 WD IN | NUMBER OF PAGES | 100 | HAZARD CLASS |  | CERTIFICATION/STANDARD |  | ADDITIONAL FEATURES | [62 empty] | Production Completed
STP_009 - Lot4 | Data Enrichment | KIB | OK | 2023-07-21 | 2023-07-24 |  | 1279721 | 1279721 | EA | BOOK;SPIRAL NOTE, WATERPROOF,100 |  |  | BOOK;TYPE:SPIRAL NOTE, WATERPROOF,SIZE:WD 4 X LG 6 IN,NUMBER OF PAGES:100,MNFR:01)WESTERNEX,PTNO:01)1130-50120 | EN_01)SPIRAL NOTE, WATERPROOF,WD 4 X LG 6 IN,01)WESTERNEX,01)1130-50120 |  |  | WESTERNEX | WESTERNEX | 1130-50120 | [5 empty] | https://www.westernex.com.au/our-range/product/701643-rite-in-the-rain-pocket-top-spiral-note-book-146/category_pathway-538 | [10 empty] | CLEANSED | 14111500 Printing and writing paper | BOOK | No Modifier | TYPE | SPIRAL NOTE,WATERPROOF | SIZE | 6 LGX4 WD IN | NUMBER OF PAGES | 100 | HAZARD CLASS |  | CERTIFICATION/STANDARD |  | ADDITIONAL FEATURES | [62 empty] | Production Completed
STP_009 - Lot4 | Data Enrichment | KIB | OK | 2023-07-21 | 2023-07-24 |  | 1279620 | 1279620 | EA | BOOK;SPIRAL NOTE, WATERPROOF,24 |  |  | BOOK;TYPE:SPIRAL NOTE, WATERPROOF,SIZE:WD 3 X LG 5 IN,NUMBER OF PAGES:24,MNFR:01)PROSPECTORS,PTNO:01)RITR-135 | EN_01)SPIRAL NOTE, WATERPROOF,WD 3 X LG 5 IN,01)PROSPECTORS,01)RITR-135 |  |  | PROSPECTORS | PROSPECTORS | RITR-135 | [5 empty] | https://prospectors.com.au/products/rite-in-the-rain-135-all-weather-universal-polydura-notebook-76x127mm | [10 empty] | CLEANSED | 14111500 Printing and writing paper | BOOK | No Modifier | TYPE | SPIRAL NOTE,WATERPROOF | SIZE | 5 LGX3 WD IN | NUMBER OF PAGES | 24 | HAZARD CLASS |  | CERTIFICATION/STANDARD |  | ADDITIONAL FEATURES | [62 empty] | Production Completed
STP_009 - Lot4 | Data Enrichment | KIB | OK | 2023-07-21 | 2023-07-24 |  | 1279934 | 1279934 | EA | BOOK;SPRL, SIDE OPENING NOTE,A4,240 |  |  | BOOK;TYPE:SPIRAL, SIDE OPENING NOTE,SIZE:A4,NUMBER OF PAGES:240,ADDITIONAL FEATURES EN:8MM RULED, OM595A,MNFR:01)OFFICEMAX *USE #34387*,PTNO:01)1924346 | EN_01)SPIRAL, SIDE OPENING NOT,A4,01)8MM RULED, OM595A,01)OFFICEMAX *USE #34387*,01)1924346 |  |  | OFFICEMAX *USE #34387* | OFFICEMAX | 1924346 |  |  | OM595A |  |  | URL NOT FOUND | [10 empty] | CLEANSED | 14111500 Printing and writing paper | BOOK | No Modifier | TYPE | SPIRAL,SIDE OPENING NOTE | SIZE | A4 | NUMBER OF PAGES | 240 | HAZARD CLASS |  | CERTIFICATION/STANDARD |  | ADDITIONAL FEATURES | 8 MM RULED,USE 34387 | [61 empty] | Production Completed
STP_009 - Lot4 | Data Enrichment | KIB | OK | 2023-07-21 | 2023-07-24 |  | 1279925 | 1279925 | EA | BOOK;WIRING RULES, HARD COVER, SPIRAL |  |  | BOOK;TYPE:WIRING RULES, HARD COVER, SPIRAL,MNFR:01)CNW (MOUNT ISA) ELECT WHOLESALER,PTNO:01)REPSAI3000-18 | EN_01)WIRING RULES, HARD COVER,01)CNW (MOUNT ISA) ELECT WHOLE,01)REPSAI3000-18 |  |  | CNW (MOUNT ISA) ELECT WHOLESALER | CNW (MOUNT ISA) ELECT WHOLESALER | REPSAI3000-18 | [5 empty] | URL NOT FOUND | [10 empty] | CLEANSED | 14111500 Printing and writing paper | BOOK | No Modifier | TYPE | WIRING RULES,HARD COVER,SPIRAL | SIZE |  | NUMBER OF PAGES |  | HAZARD CLASS |  | CERTIFICATION/STANDARD |  | ADDITIONAL FEATURES | [62 empty] | Production Completed
STP_009 - Lot4 | Data Enrichment | KIB | OK | 2023-07-21 | 2023-07-24 |  | 1279854 | 1279854 | EA | BOOK,RECD;BUSINESS ACCOUNT HARD COVER,A4 |  |  | BOOK,RECORD;TYPE:BUSINESS ACCOUNT HARD COVER,SIZE:A4,NUMBER OF PAGES:168,PAGE COLOUR:RED,ADDITIONAL FEATURES EN:MINUTE EACH,MNFR: 01)OFFICEMAX USE 34387,PTNO:01)1004581 | EN_01)BUSINESS ACCOUNT HARD CO,A4,EN_01)RED,01)MINUTE EACH,01)OFFICEMAX USE 34387,01)1004581 |  |  | OFFICEMAX USE 34387 | OFFICEMAX | 1004581 | [5 empty] | URL NOT FOUND | [10 empty] | CLEANSED | 14111500 Printing and writing paper | BOOK | RECORD | TYPE | BUSINESS ACCOUNT HARD COVER | SIZE | A4 | NUMBER OF PAGES | 168 | PAGE COLOUR | RED | HAZARD CLASS |  | CERTIFICATION/STANDARD |  | ADDITIONAL FEATURES | MINUTE EACH,USE 34387 | [59 empty] | Production Completed
STP_009 - Lot4 | Data Enrichment | KIB | OK | 2023-07-21 | 2023-07-24 |  | 1279910 | 1279910 | EA | BOOK,RECD;D FIXED,A4,C/HIDE, 60PKT |  |  | BOOK,RECORD;TYPE:D FIXED,SIZE:A4,ADDITIONAL FEATURES EN:C/HIDE, 60PKT,MNFR:01)OFFICEWORKS TOWNSVILLE,PTNO:01)ACFDB60BK | EN_01)D FIXED,A4,01)C/HIDE, 60PKT,01)OFFICEWORKS TOWNSVILLE,01)ACFDB60BK |  |  | OFFICEWORKS TOWNSVILLE | OFFICEWORKS TOWNSVILLE | ACFDB60BK | [5 empty] | URL NOT FOUND | [10 empty] | CLEANSED | 14111500 Printing and writing paper | BOOK | RECORD | TYPE | D FIXED | SIZE | A4 | NUMBER OF PAGES |  | PAGE COLOUR |  | HAZARD CLASS |  | CERTIFICATION/STANDARD |  | ADDITIONAL FEATURES | C/W HIDE,NUMBER OF PACKET:60 | [59 empty] | Production Completed
STP_009 - Lot4 | Data Enrichment | KIB | OK | 2023-07-21 | 2023-07-24 |  | 1279756 | 1279756 | EA | BOOK,RECD;DIARY, HARD COVER,A4 |  |  | BOOK,RECORD;TYPE:DIARY, HARD COVER,SIZE:A4,ADDITIONAL FEATURES EN:SOFT TOUCH 2020,MNFR:01)WINC AUSTRALIA PTY LTD,PTNO:01)18646577 | EN_01)DIARY, HARD COVER,A4,01)SOFT TOUCH 2020,01)WINC AUSTRALIA PTY LTD,01)18646577 |  |  | WINC AUSTRALIA PTY LTD | WINC AUSTRALIA PTY LTD | 18646577 | [5 empty] | URL NOT FOUND | [10 empty] | CLEANSED | 14111500 Printing and writing paper | BOOK | RECORD | TYPE | DIARY,HARD COVER | SIZE | A4 | NUMBER OF PAGES |  | PAGE COLOUR |  | HAZARD CLASS |  | CERTIFICATION/STANDARD |  | ADDITIONAL FEATURES | SOFT TOUCH 2020 | [59 empty] | Production Completed
STP_009 - Lot4 | Data Enrichment | KIB | OK | 2023-07-21 | 2023-07-24 |  | 1279662 | 1279662 | EA | BOOK,RECD;DIARY, MILFORD BOSTON,A5 |  |  | BOOK,RECORD;TYPE:DIARY, MILFORD BOSTON,SIZE:A5,ADDITIONAL FEATURES EN:AS PER REF: MOUNT ISA MINES,MNFR:01)WINC AUSTRALIA PTY LTD, PTNO:01)25091026 | EN_01)DIARY, MILFORD BOSTON,A5,01)AS PER REF: MOUNT ISA MINES,01)WINC AUSTRALIA PTY LTD,01)25091026 |  |  | WINC AUSTRALIA PTY LTD | WINC AUSTRALIA PTY LTD | 25091026 | [5 empty] | URL NOT FOUND | [10 empty] | CLEANSED | 14111500 Printing and writing paper | BOOK | RECORD | TYPE | DIARY | SIZE | A5 | NUMBER OF PAGES |  | PAGE COLOUR |  | HAZARD CLASS |  | CERTIFICATION/STANDARD |  | ADDITIONAL FEATURES | MILFORD BOSTON,AS PER REF:MOUNT ISA MINES | [59 empty] | Production Completed
STP_009 - Lot4 | Data Enrichment | KIB | OK | 2023-07-21 | 2023-07-24 |  | 1354474 | 1354474 | EA | BOOK,RECD;HAZARD REPORT, ZINC PROCESSING |  |  | BOOK,RECORD;,HAZARD REPORT, ZINC PROCESSING PERSONAL RISK ASSESSMENT,MNFR:01)HAMILTON,PTNO:01)M001 | EN_01)HAZARD REPORT, ZINC PROC,01)HAMILTON,01)M001 |  |  | HAMILTON | HAMILTON | M001 | [5 empty] | URL NOT FOUND | [10 empty] | CLEANSED | 14111500 Printing and writing paper | BOOK | RECORD | TYPE | HAZARD REPORT | SIZE |  | NUMBER OF PAGES |  | PAGE COLOUR |  | HAZARD CLASS |  | CERTIFICATION/STANDARD |  | ADDITIONAL FEATURES | ZINC PROCESSING PERSONAL RISK ASSESSMENT | [59 empty] | Production Completed
STP_009 - Lot4 | Data Enrichment | KIB | OK | 2023-07-21 | 2023-07-24 |  | 1279618 | 1279618 | EA | BOOK,RECD;MAN, OPERATORS,L110 /L 120F |  |  | BOOK,RECORD;TYPE:MANUAL, OPERATORS,ADDITIONAL FEATURES EN:L110 /L 120F,MNFR:01)SMHEQUIP,PTNO:01)VPUB2000 | EN_01)MANUAL, OPERATORS,01)L110 /L 120F,01)SMHEQUIP,01)VPUB2000 |  |  | SMHEQUIP | SMHEQUIP | VPUB2000 | [5 empty] | URL NOT FOUND | [10 empty] | CLEANSED | 14111500 Printing and writing paper | BOOK | RECORD | TYPE | MANUAL,OPERATORS | SIZE |  | NUMBER OF PAGES |  | PAGE COLOUR |  | HAZARD CLASS |  | CERTIFICATION/STANDARD |  | ADDITIONAL FEATURES | L110 /L120F | [59 empty] | Production Completed
STP_009 - Lot4 | Data Enrichment | KIB | OK | 2023-07-21 | 2023-07-24 |  | 1295641 | 1295641 | EA | BOOK,RECD;MATERIALS/EQUIPMENT DELIVERY/C |  |  | BOOK,RECORD;TYPE:MATERIALS/EQUIPMENT DELIVERY/CLEARANCE,SIZE:WD 100 X LG 210 MM,PAGE COLOUR:WHITE/YELLOW/BLUE,ADDITIONAL FEATURES EN:FORM SET, PRINTED, TRIPLICATE, CARBONLESS, BLACK PRINT, MCP,MNFR:01)ISAMINE,PTNO:01)IM-140 | EN_01)MATERIALS/EQUIPMENT DELI,WD 100 X LG 210 MM,EN_01)WHITE/YELLOW/BLUE,01)FORM SET, PRINTED, TRIPLICA,01)ISAMINE,01)IM-140 |  |  | ISAMINE | ISAMINE | IM-140 | [5 empty] | URL NOT FOUND | [10 empty] | CLEANSED | 14111500 Printing and writing paper | BOOK | RECORD | TYPE |  | SIZE | 210 LGX100 WD MM | NUMBER OF PAGES |  | PAGE COLOUR | WHITE/YELLOW/BLUE | HAZARD CLASS |  | CERTIFICATION/STANDARD |  | ADDITIONAL FEATURES | MATERIALS/EQUIPMENT DELIVERY/CLEARANCE,FORM SET,PRINTED,TRIPLICATE,CARBONLESS,BLACK PRINT,MCP | [59 empty] | Production Completed
STP_009 - Lot4 | Data Enrichment | KIB | OK | 2023-07-21 | 2023-07-24 |  | 1296004 | 1296004 | EA | BOOK,RECD;PRE START |  |  | BOOK,RECORD;TYPE:PRE START,ADDITIONAL FEATURES EN:GFM SAFETY AND TRAINING TO MODIFY TEMPLATE, GFM,MNFR:01)STEEJO,PTNO:01)86050001 | EN_01)PRE START,01)GFM SAFETY AND TRAINING TO,01)STEEJO,01)86050001 |  |  | STEEJO | STEEJO | 86050001 | [5 empty] | URL NOT FOUND | [10 empty] | CLEANSED | 14111500 Printing and writing paper | BOOK | RECORD | TYPE | PRE START | SIZE |  | NUMBER OF PAGES |  | PAGE COLOUR |  | HAZARD CLASS |  | CERTIFICATION/STANDARD |  | ADDITIONAL FEATURES | GFM SAFETY AND TRAINING TO MODIFY TEMPLATE,GFM | [59 empty] | Production Completed