## Sheet1
Project | Activities | Production User | Production Comments | Start Date | End Date | Remarks | Griha ID | MATNR | MEINS | MAKTX_EN | MAKTX_ES | MAKTX_FR | TEXT_EN | Class_Char_Catted | MFRPN | MFRNR | MFRNR DES | MNFR | PTNO | Verified MNFR from web | MNFR 1 | PTNO 1 | MNFR 2 | PTNO 2 | Reference URL | Reference URL1 | Item Number | Equipment Type | Equipment Manufacturer | Equipment Model | Equipment Serial | DWG | DRAWING VERSION | POS/TAG | Unused Text | Enriched/Cleansed | UNSPSC Ver.23.07 | Noun | Modifier | Attribute Name 1 | Attribute Value 1 | Attribute Name 2 | Attribute Value 2 | Attribute Name 3 | Attribute Value 3 | Attribute Name 4 | Attribute Value 4 | Attribute Name 5 | Attribute Value 5 | Attribute Name 6 | Attribute Value 6 | Attribute Name 7 | Attribute Value 7 | Attribute Name 8 | Attribute Value 8 | Attribute Name 9 | Attribute Value 9 | Attribute Name 10 | Attribute Value 10 | Attribute Name 11 | Attribute Value 11 | Attribute Name 12 | Attribute Value 12 | Attribute Name 13 | Attribute Value 13 | Attribute Name 14 | Attribute Value 14 | Attribute Name 15 | Attribute Value 15 | Attribute Name 16 | Attribute Value 16 | Attribute Name 17 | Attribute Value 17 | Attribute Name 18 | Attribute Value 18 | Attribute Name 19 | Attribute Value 19 | Attribute Name 20 | Attribute Value 20 | Attribute Name 21 | Attribute Value 21 | Attribute Name 22 | Attribute Value 22 | Attribute Name 23 | Attribute Value 23 | Attribute Name 24 | Attribute Value 24 | Attribute Name 25 | Attribute Value 25 | Attribute Name 26 | Attribute Value 26 | Attribute Name 27 | Attribute Value 27 | Attribute Name 28 | Attribute Value 28 | Attribute Name 29 | Attribute Value 29 | Attribute Name 30 | Attribute Value 30 | Attribute Name 31 | Attribute Value 31 | Attribute Name 32 | Attribute Value 32 | Attribute Name 33 | Attribute Value 33 | Attribute Name 34 | Attribute Value 34 | Attribute Name 35 | Attribute Value 35 | Attribute Name 36 | Attribute Value 36 | Remaining_Information | Status
STP_009 - Lot4 | Data Enrichment | SCS | OK | 2023-07-21 | 24-07-2023 |  | 1366148 | 1366148 | EA | CELL,SMPL;PLGR,SATMAGAN,IH1101 |  |  | CELL;TYPE:SAMPLE PLUNGER,MNFR:01)ROWE,PTNO:01)IH1101 | 01)ROWE,01)IH1101,SAMPLE PLUNGER |  |  | ROWE | ROWE | IH1101 | [5 empty] | Url Not Found | [10 empty] | Cleansed | 41115600 Electrochemical measuring instruments and accessories | CELL | SAMPLE | TYPE | SAMPLE PLUNGER | CAPACITY |  | CONSTRUCTION |  | DIAMETER |  | GRADUATION |  | LENGTH |  | MATERIAL |  | HAZARD CLASS |  | CERTIFICATION/STANDARD |  | ADDITIONAL FEATURES | [54 empty] | Production Completed
STP_009 - Lot4 | Data Enrichment | SCS | OK | 2023-07-21 | 24-07-2023 |  | 1278421 | 1278421 | EA | HOSE,ASSY;1/4 IN ADAPTOR |  |  | HOSE,ASSEMBLY;CONNECTION 1:1/4 IN ADAPTOR,ADDITIONAL FEATURES EN:STAUFF PERFORATED TEST TO BUILD, + 90D TEST REF,MNFR:01)ALTRA INDUSTRIAL MOTION,PTNO:01)794-8000-002 | 01)ALTRA INDUSTRIAL MOTION,01)794-8000-002,EN_01)1/4 IN ADAPTOR,01)STAUFF PERFORATED TEST TO B |  |  | ALTRA INDUSTRIAL MOTION | ALTRA INDUSTRIAL MOTION | 794-8000-002 | [5 empty] | Url Not Found | [10 empty] | Cleansed | 40141764 Hose assembly | HOSE | ASSEMBLY | TYPE |  | INSIDE DIAMETER |  | OUTSIDE DIAMETER |  | LENGTH |  | CORE MATERIAL |  | CONNECTION 1 | 1/4 IN ADAPTOR | CONNECTION 2 |  | FITTING MATERIAL |  | COVER MATERIAL |  | PRESSURE RATING |  | BURST PRESSURE RATING |  | TEMPERATURE RATING |  | REINFORCEMENT MATERIAL |  | BEND RADIUS |  | COLOUR |  | HAZARD CLASS |  | CERTIFICATION/STANDARD |  | ADDITIONAL FEATURES | STAUFF PERFORATED TEST TO BUILD,+90D TEST REF | [37 empty] | Production Completed
STP_009 - Lot4 | Data Enrichment | SCS | OK | 2023-07-21 | 24-07-2023 |  | 1286572 | 1286572 | EA | HOSE,ASSY;A/C SUCTION LINE,ID 3/8 IN |  |  | HOSE,ASSEMBLY;TYPE:A/C SUCTION LINE,INSIDE DIAMETER:3/8 IN,LENGTH:915 MM,MNFR:01)BOART,PTNO:01)56472 | 01)BOART,01)56472,EN_01)A/C SUCTION LINE,3/8 IN,915 MM |  |  | BOART | BOART | 56472 | [5 empty] | Url Not Found | [10 empty] | Cleansed | 40141764 Hose assembly | HOSE | ASSEMBLY | TYPE | A/C SUCTION LINE | INSIDE DIAMETER | 3/8 IN | OUTSIDE DIAMETER |  | LENGTH | 915 MM | CORE MATERIAL |  | CONNECTION 1 |  | CONNECTION 2 |  | FITTING MATERIAL |  | COVER MATERIAL |  | PRESSURE RATING |  | BURST PRESSURE RATING |  | TEMPERATURE RATING |  | REINFORCEMENT MATERIAL |  | BEND RADIUS |  | COLOUR |  | HAZARD CLASS |  | CERTIFICATION/STANDARD |  | ADDITIONAL FEATURES | [38 empty] | Production Completed
STP_009 - Lot4 | Data Enrichment | SCS | OK | 2023-07-21 | 24-07-2023 |  | 1278120 | 1278120 | EA | HOSE,ASSY;AIR BREATHING,OD 10 MM,LG 20 M |  |  | HOSE,ASSEMBLY;TYPE:AIR BREATHING,OUTSIDE DIAMETER:10 MM,LENGTH:20 M,MNFR:01)BURWELL TECHNOLOGIES P/L,PTNO:01)0603-2426 | 01)BURWELL TECHNOLOGIES P/L,01)0603-2426,EN_01)AIR BREATHING,10 MM,20 M |  |  | BURWELL TECHNOLOGIES P/L | BURWELL TECHNOLOGIES | 0603-2426 | [5 empty] | https://www.burwell.com.au/products/air-blast-machines/burwell-blast-machines/blast-machine-2449-easy-load-2-2 | [10 empty] | Cleansed | 40141764 Hose assembly | HOSE | ASSEMBLY | TYPE | AIR BREATHING | INSIDE DIAMETER |  | OUTSIDE DIAMETER | 10 MM | LENGTH | 20 M | CORE MATERIAL |  | CONNECTION 1 |  | CONNECTION 2 |  | FITTING MATERIAL |  | COVER MATERIAL |  | PRESSURE RATING |  | BURST PRESSURE RATING |  | TEMPERATURE RATING |  | REINFORCEMENT MATERIAL |  | BEND RADIUS |  | COLOUR |  | HAZARD CLASS |  | CERTIFICATION/STANDARD |  | ADDITIONAL FEATURES | [38 empty] | Production Completed
STP_009 - Lot4 | Data Enrichment | SCS | OK | 2023-07-21 | 24-07-2023 |  | 1300693 | 1300693 | EA | HOSE,ASSY;AIR/WATER HEAVY DUTY,OD 37 MM |  |  | HOSE,ASSEMBLY;TYPE:AIR/WATER HEAVY DUTY,INSIDE DIAMETER:25.4 MM,OUTSIDE DIAMETER:37 MM,LENGTH:20 M,CORE MATERIAL:SBR SMOOTH,EPDM RUBBER, LONG LASTING, SMOOTH WRAPPED FINISH,PRESSURE RATING:300 PSI,BURST PRESSURE RATING:900 PSI,TEMPERATURE RATING:-30 TO 80 DEG C,REINFORCEMENT MATERIAL:CORD SYNTHETIC HIGH STRENGTH,BEND RADIUS:185 MM,COLOUR:BLACK,ADDITIONAL FEATURES EN:NONMETALLIC,MNFR: 01)BLKWOODS,PTNO:01)04813166 | 01)BLKWOODS,01)04813166,EN_01)AIR/WATER HEAVY DUTY,25.4 MM,37 MM,20 M,SBR SMOOTH,EN_01)EPDM RUBBER, LONG LASTIN,300 PSI,900 PSI,-30 TO 80 DEG C,EN_01)CORD SYNTHETIC HIGH STRE,185 MM,BLACK,01)NONMETALLIC |  |  | BLACKWOODS | BLKWOODS | 04813166 |  | DIXON | A191025020 |  |  | https://www.blackwoods.com.au/hose-hose-fittings/rubber-hose/rubber-hose-air-water/hose-rbr-air-wtr-delivery-mine-25mm/p/04813166 | [10 empty] | Cleansed | 40141764 Hose assembly | HOSE | ASSEMBLY | TYPE | AIR/WATER, HEAVY DUTY, NON-METALLIC | INSIDE DIAMETER | 25.4 MM | OUTSIDE DIAMETER | 37 MM | LENGTH | 20 M | CORE MATERIAL | EPDM RUBBER | CONNECTION 1 |  | CONNECTION 2 |  | FITTING MATERIAL |  | COVER MATERIAL |  | PRESSURE RATING | 300 PSI | BURST PRESSURE RATING | 900 PSI | TEMPERATURE RATING | -30 TO 80 DEG C | REINFORCEMENT MATERIAL | HIGH STRENGTH SYNTHETIC CORD | BEND RADIUS | 185 MM | COLOUR | BLACK | HAZARD CLASS |  | CERTIFICATION/STANDARD |  | ADDITIONAL FEATURES | SBR SMOOTH,SMOOTH WRAPPED FINISH, LONG LASTING | [37 empty] | Production Completed
STP_009 - Lot4 | Data Enrichment | SCS | OK | 2023-07-21 | 24-07-2023 |  | 1291586 | 1291586 | EA | HOSE,ASSY;AIR/WATER, HEAVY DUTY,ID 76 MM |  |  | HOSE,ASSEMBLY;AIR/WATER, HEAVY DUTY,INSIDE DIAMETER:76 MM,OUTSIDE DIAMETER:91 MM,LENGTH:20 M,CORE MATERIAL:TUBE BLACK SMOOTH, SBR COMPOUND, OIL MIST RESISTANT,EPDM RUBBER, SMOOTH WRAPPED FINISH BLACK OR YELLOW,PRESSURE RATING:300 PSI,BURST PRESSURE RATING:900 PSI,TEMPERATURE RATING:-30 TO 70 DEG C,REINFORCEMENT MATERIAL:CORD SYNTHETIC HIGH STRENGTH,BEND RADIUS:912 MM,COLOUR:BLACK, ADDITIONAL FEATURES EN:NONMETALLIC, 75 MM,MNFR:01)BLKWOODS,PTNO:01)04813666 | 01)BLKWOODS,01)04813666,EN_01)AIR/WATER, HEAVY DUTY,76 MM,91 MM,20 M,TUBE BLACK SMOOTH, SBR COMPOUN,EN_01)EPDM RUBBER, SMOOTH WRAP,300 PSI,900 PSI,-30 TO 70 DEG C,EN_01)CORD SYNTHETIC HIGH STRE,912 MM,BLACK,01)NONMETALLIC, 75 MM |  |  | BLACKWOODS | BLKWOODS | 04813666 |  | DIXON | A191080020 |  |  | https://www.blackwoods.com.au/hose-hose-fittings/rubber-hose/rubber-hose-air-water/hose-rbr-300psi-air-wat-del-black-80mm/p/04813666 | [10 empty] | Cleansed | 40141764 Hose assembly | HOSE | ASSEMBLY | TYPE | AIR/WATER, HEAVY DUTY, NON-METALLIC | INSIDE DIAMETER | 76 MM | OUTSIDE DIAMETER | 91 MM | LENGTH | 20 M | CORE MATERIAL | EPDM RUBBER | CONNECTION 1 |  | CONNECTION 2 |  | FITTING MATERIAL |  | COVER MATERIAL |  | PRESSURE RATING | 300 PSI | BURST PRESSURE RATING | 900 PSI | TEMPERATURE RATING | -30 TO 70 DEG C | REINFORCEMENT MATERIAL | HIGH STRENGTH SYNTHETIC CORD | BEND RADIUS | 912 MM | COLOUR | BLACK | HAZARD CLASS |  | CERTIFICATION/STANDARD |  | ADDITIONAL FEATURES | TUBE BLACK SMOOTH, SBR COMPOUND, OIL MIST RESISTANT,SMOOTH WRAPPED FINISH BLACK OR YELLOW,75 MM | [37 empty] | Production Completed
STP_009 - Lot4 | Data Enrichment | SCS | OK | 2023-07-21 | 24-07-2023 |  | 1301261 | 1301261 | EA | HOSE,ASSY;CHMCL, NONMETALLIC,ID 3 IN |  |  | HOSE,ASSEMBLY;CHEMICAL, NONMETALLIC,INSIDE DIAMETER:3 IN,LENGTH:4.5 M,CONNECTION 1:CAMLOCK TYPE C,CONNECTION 2:CAMLOCK TYPE C, MNFR:01)ALFAGO,PTNO:01)A509019 | 01)ALFAGO,01)A509019,EN_01)CHEMICAL, NONMETALLIC,3 IN,4.5 M,EN_01)CAMLOCK TYPE C,EN_01)CAMLOCK TYPE C |  |  | ALFAGO | ALFAGOMMA AUSTRALIA PTY LTD | A509019 | [5 empty] | Url Not Found | [10 empty] | Cleansed | 40141764 Hose assembly | HOSE | ASSEMBLY | TYPE | CHEMICAL, NON-METALLIC | INSIDE DIAMETER | 3 IN | OUTSIDE DIAMETER |  | LENGTH | 4.5 M | CORE MATERIAL |  | CONNECTION 1 | CAMLOCK TYPE C | CONNECTION 2 | CAMLOCK TYPE C | FITTING MATERIAL |  | COVER MATERIAL |  | PRESSURE RATING |  | BURST PRESSURE RATING |  | TEMPERATURE RATING |  | REINFORCEMENT MATERIAL |  | BEND RADIUS |  | COLOUR |  | HAZARD CLASS |  | CERTIFICATION/STANDARD |  | ADDITIONAL FEATURES | [38 empty] | Production Completed
STP_009 - Lot4 | Data Enrichment | SCS | OK | 2023-07-21 | 24-07-2023 |  | 1365982 | 1365982 | EA | HOSE,ASSY;CNCRT,ID 2-1/2 IN,LG 10 M,STL |  |  | HOSE,ASSEMBLY;TYPE:CONCRETE,INSIDE DIAMETER:2-1/2 IN,LENGTH:10 M,FITTING MATERIAL:STEEL,PRESSURE RATING:1275 PSI,ADDITIONAL FEATURES EN:NONMETALLIC, C/W SPRING,MNFR:01)ALFAGO,PTNO:01)A740063-01000004,MNFR:02)ALFAGO,PTNO:02)A740063-01000002 | 01)ALFAGO,02)ALFAGO,01)A740063-01000004,02)A740063-01000002,EN_01)CONCRETE,2-1/2 IN,10 M,EN_01)STEEL,1275 PSI,01)NONMETALLIC, C/W SPRING |  |  | ALFAGO | ALFAGOMMA AUSTRALIA PTY LTD | A740063-01000004 |  | ALFAGOMMA AUSTRALIA PTY LTD | A740063-01000002 |  |  | Url Not Found | [10 empty] | Cleansed | 40141764 Hose assembly | HOSE | ASSEMBLY | TYPE | CONCRETE, NON-METALLIC | INSIDE DIAMETER | 2-1/2 IN | OUTSIDE DIAMETER |  | LENGTH | 10 M | CORE MATERIAL |  | CONNECTION 1 |  | CONNECTION 2 |  | FITTING MATERIAL | STEEL | COVER MATERIAL |  | PRESSURE RATING | 1275 PSI | BURST PRESSURE RATING |  | TEMPERATURE RATING |  | REINFORCEMENT MATERIAL |  | BEND RADIUS |  | COLOUR |  | HAZARD CLASS |  | CERTIFICATION/STANDARD |  | ADDITIONAL FEATURES | C/W SPRING | [37 empty] | Production Completed
STP_009 - Lot4 | Data Enrichment | SCS | OK | 2023-07-21 | 24-07-2023 |  | 1215134 | 1215134 | EA | HOSE,ASSY;DECANTING | CONJUNTO MANG; | ASS BOYAU; | HOSE,ASSEMBLY;TYPE:DECANTING,ADDITIONAL FEATURES EN:CRYOGENIC,LIQUID NITROGEN,1.8M,MNFR:BOC LIMITED,PTNO:MVE9713109 | 01)BOC LIMITED,01)MVE9713109,EN_01)DECANTING,01)CRYOGENIC,LIQUID NITROGEN,1 | MVE9713109 | 1068135 | BOC LIMITED | BOC LIMITED | MVE9713109 | [5 empty] | https://www.boc.com.au/shop/en/au/transfer-hose | https://www.radwell.co.uk/Buy/MVE/MVE/9713109/?redirect=true | [9 empty] | Enriched | 40141764 Hose assembly | HOSE | ASSEMBLY | TYPE | CRYOGENIC LIQUID NITROGEN DECANTING | INSIDE DIAMETER | 1/2 IN | OUTSIDE DIAMETER |  | LENGTH | 1.8 M | CORE MATERIAL |  | CONNECTION 1 |  | CONNECTION 2 |  | FITTING MATERIAL |  | COVER MATERIAL | STAINLESS STEEL | PRESSURE RATING |  | BURST PRESSURE RATING |  | TEMPERATURE RATING |  | REINFORCEMENT MATERIAL |  | BEND RADIUS |  | COLOUR |  | HAZARD CLASS |  | CERTIFICATION/STANDARD |  | ADDITIONAL FEATURES | [38 empty] | Production Completed
STP_009 - Lot4 | Data Enrichment | SCS | OK | 2023-07-21 | 24-07-2023 |  | 1278117 | 1278117 | EA | HOSE,ASSY;DISCH, MINE,OD 14 IN,LG 2 M |  |  | HOSE,ASSEMBLY;TYPE:DISCHARGE, MINE,OUTSIDE DIAMETER:14 IN,LENGTH:2 M,CONNECTION 1:SLIP FLANGE TABLE E,ADDITIONAL FEATURES EN: REFERENCE NO: PU05,MNFR:01)ALFAGOMMA AUSTRALIA PTY LTD,PTNO:01)BUYOUT-M1XX | 01)ALFAGOMMA AUSTRALIA PTY LTD,01)BUYOUT-M1XX,EN_01)DISCHARGE, MINE,14 IN,2 M,EN_01)SLIP FLANGE TABLE E,01)REFERENCE NO: PU05 |  |  | ALFAGOMMA AUSTRALIA PTY LTD | ALFAGOMMA AUSTRALIA PTY LTD | BUYOUT-M1XX | [5 empty] | Url Not Found | [10 empty] | Cleansed | 40141764 Hose assembly | HOSE | ASSEMBLY | TYPE | DISCHARGE,MINE | INSIDE DIAMETER |  | OUTSIDE DIAMETER | 14 IN | LENGTH | 2 M | CORE MATERIAL |  | CONNECTION 1 | SLIP FLANGE TABLE E | CONNECTION 2 |  | FITTING MATERIAL |  | COVER MATERIAL |  | PRESSURE RATING |  | BURST PRESSURE RATING |  | TEMPERATURE RATING |  | REINFORCEMENT MATERIAL |  | BEND RADIUS |  | COLOUR |  | HAZARD CLASS |  | CERTIFICATION/STANDARD |  | ADDITIONAL FEATURES | REF NO: PU05 | [37 empty] | Production Completed
STP_009 - Lot4 | Data Enrichment | SCS | OK | 2023-07-21 | 24-07-2023 |  | 1278065 | 1278065 | EA | HOSE,ASSY;FUEL,ID 1 IN,LG 3.6 M,CRMP |  |  | HOSE,ASSEMBLY;TYPE:FUEL,INSIDE DIAMETER:1 IN,LENGTH:3.6 M,CONNECTION 1:CRIMP,CONNECTION 2:CRIMP,MNFR:01)BOSS,PTNO:01)110188-1 | 01)BOSS,01)110188-1,EN_01)FUEL,1 IN,3.6 M,EN_01)CRIMP,EN_01)CRIMP |  |  | BOSS | BOSS | 110188-1 | [5 empty] | https://www.jmesales.com/content/docs/GPI/M-3020_Parts-List.pdf | [10 empty] | Enriched | 40141764 Hose assembly | HOSE | ASSEMBLY | TYPE | FUEL | INSIDE DIAMETER | 1 IN | OUTSIDE DIAMETER |  | LENGTH | 12 FT | CORE MATERIAL |  | CONNECTION 1 | 1 IN NPT | CONNECTION 2 | 1 IN NPT | FITTING MATERIAL |  | COVER MATERIAL |  | PRESSURE RATING |  | BURST PRESSURE RATING |  | TEMPERATURE RATING |  | REINFORCEMENT MATERIAL |  | BEND RADIUS |  | COLOUR |  | HAZARD CLASS |  | CERTIFICATION/STANDARD |  | ADDITIONAL FEATURES | [38 empty] | Production Completed
STP_009 - Lot4 | Data Enrichment | SCS | OK | 2023-07-21 | 24-07-2023 |  | 1302125 | 1302125 | M | HOSE,ASSY;HEAVY DUTY SUCTION,ID 1-1/2 IN |  |  | HOSE,ASSEMBLY;TYPE:HEAVY DUTY SUCTION,INSIDE DIAMETER:1-1/2 IN,OUTSIDE DIAMETER:49 MM,LENGTH:20 M/ROLL,CORE MATERIAL:PVC,COVER MATERIAL:PVC,PRESSURE RATING:900 KPA,BURST PRESSURE RATING:400 PSI,TEMPERATURE RATING:-5 TO 60 DEG C,REINFORCEMENT MATERIAL:PVC HELIX RIGID,BEND RADIUS:240 MM,COLOUR:GREY,ADDITIONAL FEATURES EN:NONMETALLIC, 38 MM,MNFR:01)BLKWOODS,PTNO:01)04467102 | 01)BLKWOODS,01)04467102,EN_01)HEAVY DUTY SUCTION,1-1/2 IN,49 MM,20 M/ROLL,PVC,EN_01)PVC,900 KPA,400 PSI,-5 TO 60 DEG C,EN_01)PVC HELIX RIGID,240 MM,GREY,01)NONMETALLIC, 38 MM |  |  | BLACKWOODS | BLKWOODS | 04467102 |  | DIXON | AUS038G020 |  |  | https://www.blackwoods.com.au/hose-hose-fittings/pvc-hose/pvc-hose-suction-delivery/hose-pvc-suction-heavy-duty-grey-38mm/p/04467102 | [10 empty] | Cleansed | 40141764 Hose assembly | HOSE | ASSEMBLY | TYPE | HEAVY DUTY SUCTION | INSIDE DIAMETER | 1-1/2 IN | OUTSIDE DIAMETER | 49 MM | LENGTH | 20 M | CORE MATERIAL | PVC | CONNECTION 1 |  | CONNECTION 2 |  | FITTING MATERIAL |  | COVER MATERIAL | PVC | PRESSURE RATING | 900 KPA | BURST PRESSURE RATING | 400 PSI | TEMPERATURE RATING | -5 TO 60 DEG C | REINFORCEMENT MATERIAL | PVC HELIX RIGID | BEND RADIUS | 240 MM | COLOUR | GREY | HAZARD CLASS |  | CERTIFICATION/STANDARD |  | ADDITIONAL FEATURES | PACKAGING TYPE: ROLL,38 MM | [37 empty] | Production Completed
STP_009 - Lot4 | Data Enrichment | SCS | OK | 2023-07-21 | 24-07-2023 |  | 1278521 | 1278521 | EA | HOSE,ASSY;HLMT,RYCO,RYCO |  |  | HOSE,ASSEMBLY;TYPE:HELMET,CONNECTION 1:RYCO,CONNECTION 2:RYCO,MNFR:01)BURTEC,PTNO:01)0603-2426 | 01)BURTEC,01)0603-2426,EN_01)HELMET,EN_01)RYCO,EN_01)RYCO |  |  | BURTEC | BURTEC | 0603-2426 | BURWELL TECHNOLOGIES |  |  |  |  | https://www.burwell.com.au/products/air-blast-machines/burwell-blast-machines/blast-machine-2449-easy-load-2-2 | [10 empty] | Enriched | 40141764 Hose assembly | HOSE | ASSEMBLY | TYPE | BREATHING, HELMET | INSIDE DIAMETER |  | OUTSIDE DIAMETER |  | LENGTH | 20 M | CORE MATERIAL |  | CONNECTION 1 | RYCO | CONNECTION 2 | RYCO | FITTING MATERIAL |  | COVER MATERIAL |  | PRESSURE RATING |  | BURST PRESSURE RATING |  | TEMPERATURE RATING |  | REINFORCEMENT MATERIAL |  | BEND RADIUS |  | COLOUR |  | HAZARD CLASS |  | CERTIFICATION/STANDARD |  | ADDITIONAL FEATURES | [38 empty] | Production Completed
STP_009 - Lot4 | Data Enrichment | SCS | OK | 2023-07-21 | 24-07-2023 |  | 1286567 | 1286567 | EA | HOSE,ASSY;ID 1/4 IN,LG 1 M |  |  | HOSE,ASSEMBLY;INSIDE DIAMETER:1/4 IN,LENGTH:1 M,MNFR:01)BOART,PTNO:01)3000033 | 01)BOART,01)3000033,1/4 IN,1 M |  |  | BOART | BOART | 3000033 | [5 empty] | Url Not Found | [10 empty] | Cleansed | 40141764 Hose assembly | HOSE | ASSEMBLY | TYPE |  | INSIDE DIAMETER | 1/4 IN | OUTSIDE DIAMETER |  | LENGTH | 1 M | CORE MATERIAL |  | CONNECTION 1 |  | CONNECTION 2 |  | FITTING MATERIAL |  | COVER MATERIAL |  | PRESSURE RATING |  | BURST PRESSURE RATING |  | TEMPERATURE RATING |  | REINFORCEMENT MATERIAL |  | BEND RADIUS |  | COLOUR |  | HAZARD CLASS |  | CERTIFICATION/STANDARD |  | ADDITIONAL FEATURES | [38 empty] | Production Completed
STP_009 - Lot4 | Data Enrichment | SCS | OK | 2023-07-21 | 24-07-2023 |  | 1286566 | 1286566 | EA | HOSE,ASSY;ID 1/4 IN,LG 1.16 M |  |  | HOSE,ASSEMBLY;INSIDE DIAMETER:1/4 IN,LENGTH:1.16 M,MNFR:01)BOART,PTNO:01)3000034 | 01)BOART,01)3000034,1/4 IN,1.16 M |  |  | BOART | BOART | 3000034 | [5 empty] | Url Not Found | [10 empty] | Cleansed | 40141764 Hose assembly | HOSE | ASSEMBLY | TYPE |  | INSIDE DIAMETER | 1/4 IN | OUTSIDE DIAMETER |  | LENGTH | 1.16 M | CORE MATERIAL |  | CONNECTION 1 |  | CONNECTION 2 |  | FITTING MATERIAL |  | COVER MATERIAL |  | PRESSURE RATING |  | BURST PRESSURE RATING |  | TEMPERATURE RATING |  | REINFORCEMENT MATERIAL |  | BEND RADIUS |  | COLOUR |  | HAZARD CLASS |  | CERTIFICATION/STANDARD |  | ADDITIONAL FEATURES | [38 empty] | Production Completed
STP_009 - Lot4 | Data Enrichment | SCS | OK | 2023-07-21 | 24-07-2023 |  | 1292233 | 1292233 | EA | HOSE,ASSY;ID 3 IN,LG 3.9 M,SS316,18 BAR |  |  | HOSE,ASSEMBLY;INSIDE DIAMETER:3 IN,LENGTH:3.9 M,CONNECTION 1:CAMLOCK FEMALE,CONNECTION 2:CAMLOCK FEMALE,FITTING MATERIAL: STAINLESS STEEL 316,PRESSURE RATING:18 BAR,REINFORCEMENT MATERIAL:STAINLESS STEEL 316 CONVOLUTED,MNFR:01)ALFAGO,PTNO:01)80SS1- QL11-3900 | 01)ALFAGO,01)80SS1-QL11-3900,3 IN,3.9 M,EN_01)CAMLOCK FEMALE,EN_01)CAMLOCK FEMALE,EN_01)STAINLESS STEEL 316,18 BAR,EN_01)STAINLESS STEEL 316 CONV |  |  | ALFAGO | ALFAGOMMA AUSTRALIA PTY LTD | 80SS1- QL11-3900 | [5 empty] | Url Not Found | [10 empty] | Cleansed | 40141764 Hose assembly | HOSE | ASSEMBLY | TYPE |  | INSIDE DIAMETER | 3 IN | OUTSIDE DIAMETER |  | LENGTH | 3.9 M | CORE MATERIAL |  | CONNECTION 1 | CAMLOCK FEMALE | CONNECTION 2 | CAMLOCK FEMALE | FITTING MATERIAL | STAINLESS STEEL 316 | COVER MATERIAL |  | PRESSURE RATING | 18 BAR | BURST PRESSURE RATING |  | TEMPERATURE RATING |  | REINFORCEMENT MATERIAL | STAINLESS STEEL 316 CONVOLUTED | BEND RADIUS |  | COLOUR |  | HAZARD CLASS |  | CERTIFICATION/STANDARD |  | ADDITIONAL FEATURES | [38 empty] | Production Completed
STP_009 - Lot4 | Data Enrichment | SCS | OK | 2023-07-21 | 24-07-2023 |  | 1286569 | 1286569 | EA | HOSE,ASSY;ID 3/8 IN,LG 385 MM |  |  | HOSE,ASSEMBLY;INSIDE DIAMETER:3/8 IN,LENGTH:385 MM,MNFR:01)BOART,PTNO:01)84850 | 01)BOART,01)84850,3/8 IN,385 MM |  |  | BOART | BOART | 84850 | [5 empty] | Url Not Found | [10 empty] | Cleansed | 40141764 Hose assembly | HOSE | ASSEMBLY | TYPE |  | INSIDE DIAMETER | 3/8 IN | OUTSIDE DIAMETER |  | LENGTH | 385 MM | CORE MATERIAL |  | CONNECTION 1 |  | CONNECTION 2 |  | FITTING MATERIAL |  | COVER MATERIAL |  | PRESSURE RATING |  | BURST PRESSURE RATING |  | TEMPERATURE RATING |  | REINFORCEMENT MATERIAL |  | BEND RADIUS |  | COLOUR |  | HAZARD CLASS |  | CERTIFICATION/STANDARD |  | ADDITIONAL FEATURES | [38 empty] | Production Completed
STP_009 - Lot4 | Data Enrichment | SCS | OK | 2023-07-21 | 24-07-2023 |  | 1301128 | 1301128 | EA | HOSE,ASSY;ID 32 MM,LG 1 M,FLANGE ASA 150 |  |  | HOSE,ASSEMBLY;INSIDE DIAMETER:32 MM,LENGTH:1 M,CONNECTION 1:FLANGE ASA 150,CONNECTION 2:FLANGE ASA 150,MNFR:01)BEACON,PTNO:01)683. 999.582410 | 01)BEACON,01)683.999.582410,32 MM,1 M,EN_01)FLANGE ASA 150,EN_01)FLANGE ASA 150 |  |  | BEACON | BEACON | 683.999.582410 | [5 empty] | Url Not Found | [10 empty] | Cleansed | 40141764 Hose assembly | HOSE | ASSEMBLY | TYPE |  | INSIDE DIAMETER | 32 MM | OUTSIDE DIAMETER |  | LENGTH | 1 M | CORE MATERIAL |  | CONNECTION 1 | FLANGE ASA 150 | CONNECTION 2 | FLANGE ASA 150 | FITTING MATERIAL |  | COVER MATERIAL |  | PRESSURE RATING |  | BURST PRESSURE RATING |  | TEMPERATURE RATING |  | REINFORCEMENT MATERIAL |  | BEND RADIUS |  | COLOUR |  | HAZARD CLASS |  | CERTIFICATION/STANDARD |  | ADDITIONAL FEATURES | [38 empty] | Production Completed
STP_009 - Lot4 | Data Enrichment | SCS | OK | 2023-07-21 | 24-07-2023 | URL for Reference only | 1289156 | 1289156 | EA | HOSE,ASSY;LG 1.4 M |  |  | HOSE,ASSEMBLY;LENGTH:1.4 M,ADDITIONAL FEATURES EN:2W - 1/4 IN, 08L 90 FEM, 08L STRAIG,MNFR:01)CUSTOMFP,PTNO:01)CFP-A3408 | 01)CUSTOMFP,01)CFP-A3408,1.4 M,01)2W - 1/4 IN, 08L 90 FEM, 08 |  |  | CUSTOMFP | CUSTOMFP | CFP-A3408 | [5 empty] | https://www.hydromot.lu/en/Hydraulic-hose-2SC--female-DN06-08L-90-.html | [10 empty] | Cleansed | 40141764 Hose assembly | HOSE | ASSEMBLY | TYPE |  | INSIDE DIAMETER |  | OUTSIDE DIAMETER |  | LENGTH | 1.4 M | CORE MATERIAL |  | CONNECTION 1 | 1/4 IN FEMALE 90 DEG 08L | CONNECTION 2 | 1/4 IN FEMALE STRAIGHT 08L | FITTING MATERIAL |  | COVER MATERIAL |  | PRESSURE RATING |  | BURST PRESSURE RATING |  | TEMPERATURE RATING |  | REINFORCEMENT MATERIAL | 2 WIRE BRAIDED | BEND RADIUS |  | COLOUR |  | HAZARD CLASS |  | CERTIFICATION/STANDARD |  | ADDITIONAL FEATURES | 2W - 1/4 IN,08L 90 FEM,08L STRAIG | [37 empty] | Production Completed
STP_009 - Lot4 | Data Enrichment | SCS | OK | 2023-07-21 | 24-07-2023 |  | 1278173 | 1278173 | EA | HOSE,ASSY;LG 10 M,BLACK |  |  | HOSE,ASSEMBLY;LENGTH:10 M,COLOUR:BLACK,ADDITIONAL FEATURES EN:DRAIN AND PIPE CLEANER, PRICING,MNFR:01)BOSS,PTNO:01)ARDPC | 01)BOSS,01)ARDPC,10 M,BLACK,01)DRAIN AND PIPE CLEANER, PRI |  |  | BOSS | BOSS | ARDPC | [5 empty] | Url Not Found | [10 empty] | Cleansed | 40141764 Hose assembly | HOSE | ASSEMBLY | TYPE | DRAIN AND PIPE CLEANER | INSIDE DIAMETER |  | OUTSIDE DIAMETER |  | LENGTH | 10 M | CORE MATERIAL |  | CONNECTION 1 |  | CONNECTION 2 |  | FITTING MATERIAL |  | COVER MATERIAL |  | PRESSURE RATING |  | BURST PRESSURE RATING |  | TEMPERATURE RATING |  | REINFORCEMENT MATERIAL |  | BEND RADIUS |  | COLOUR | BLACK | HAZARD CLASS |  | CERTIFICATION/STANDARD |  | ADDITIONAL FEATURES | PRICING | [37 empty] | Production Completed
STP_009 - Lot4 | Data Enrichment | SCS | OK | 2023-07-21 | 24-07-2023 |  | 1381914 | 1381914 | EA | HOSE,ASSY;LG 3 M,BSP,BSP,SS321,BLKWOODS |  |  | HOSE,ASSEMBLY;LENGTH:3 M,CONNECTION 1:BSP,CONNECTION 2:BSP,FITTING MATERIAL:STAINLESS STEEL 321,REINFORCEMENT MATERIAL:1 WIRE BRAIDED,ADDITIONAL FEATURES EN:15NB, SS321 (PARNOR 1)(CMH-SS),MNFR:01)BLKWOODS,PTNO:01)03710580,MNFR:02)BLKWOODS,PTNO:02)B0481- 1165 | 01)BLKWOODS,02)BLKWOODS,01)03710580,02)B0481-1165,3 M,EN_01)BSP,EN_01)BSP,EN_01)STAINLESS STEEL 321,EN_01)1 WIRE BRAIDED,01)15NB, SS321 (PARNOR 1)(CMH- |  |  | BLACKWOODS | BLKWOODS | 03710580 |  | BLKWOODS | B0481- 1165 |  |  | Url Not Found | [10 empty] | Cleansed | 40141764 Hose assembly | HOSE | ASSEMBLY | TYPE |  | INSIDE DIAMETER |  | OUTSIDE DIAMETER |  | LENGTH | 3 M | CORE MATERIAL |  | CONNECTION 1 | 15NB BSP | CONNECTION 2 | 15NB BSP | FITTING MATERIAL | STAINLESS STEEL 321 | COVER MATERIAL |  | PRESSURE RATING |  | BURST PRESSURE RATING |  | TEMPERATURE RATING |  | REINFORCEMENT MATERIAL | 1 WIRE BRAIDED | BEND RADIUS |  | COLOUR |  | HAZARD CLASS |  | CERTIFICATION/STANDARD |  | ADDITIONAL FEATURES | (PARNOR 1)(CMH-SS) | [37 empty] | Production Completed
STP_009 - Lot4 | Data Enrichment | SCS | OK | 2023-07-21 | 24-07-2023 |  | 1233714 | 1233714 | EA | HOSE,ASSY;MTL, FLEXIBLE,ID 2 IN,LG 35 IN |  |  | HOSE,ASSEMBLY;METAL, FLEXIBLE,INSIDE DIAMETER:2 IN,LENGTH:35 IN,CONNECTION 1:FLANGE CODE 61,CONNECTION 2:FLANGE CODE 61, REINFORCEMENT MATERIAL:STAINLESS STEEL CONVOLUTED,MNFR:01)AIRDRILL,PTNO:01)AD14-099 | 01)AIRDRILL,01)AD14-099,EN_01)METAL, FLEXIBLE,2 IN,35 IN,EN_01)FLANGE CODE 61,EN_01)FLANGE CODE 61,EN_01)STAINLESS STEEL CONVOLUT |  |  | AIRDRILL | AIRDRILL | AD14-099 | [5 empty] | Url Not Found | [10 empty] | Cleansed | 40141764 Hose assembly | HOSE | ASSEMBLY | TYPE | FLEXIBLE METAL | INSIDE DIAMETER | 2 IN | OUTSIDE DIAMETER |  | LENGTH | 35 IN | CORE MATERIAL |  | CONNECTION 1 | FLANGE CODE 61 | CONNECTION 2 | FLANGE CODE 61 | FITTING MATERIAL |  | COVER MATERIAL |  | PRESSURE RATING |  | BURST PRESSURE RATING |  | TEMPERATURE RATING |  | REINFORCEMENT MATERIAL | STAINLESS STEEL CONVOLUTED | BEND RADIUS |  | COLOUR |  | HAZARD CLASS |  | CERTIFICATION/STANDARD |  | ADDITIONAL FEATURES | [38 empty] | Production Completed
STP_009 - Lot4 | Data Enrichment | SCS | OK | 2023-07-21 | 24-07-2023 |  | 1346664 | 1346664 | EA | HOSE,ASSY;MTL, FLEXIBLE,ID 2 IN,LG 42 IN |  |  | HOSE,ASSEMBLY;METAL, FLEXIBLE,INSIDE DIAMETER:2 IN,LENGTH:42 IN,CONNECTION 1:FLANGE CODE 61,CONNECTION 2:FLANGE CODE 61, REINFORCEMENT MATERIAL:STAINLESS STEEL CONVOLUTED,MNFR:01)AIRDRILL,PTNO:01)AD14-100 | 01)AIRDRILL,01)AD14-100,EN_01)METAL, FLEXIBLE,2 IN,42 IN,EN_01)FLANGE CODE 61,EN_01)FLANGE CODE 61,EN_01)STAINLESS STEEL CONVOLUT |  |  | AIRDRILL | AIRDRILL | AD14-100 | [5 empty] | Url Not Found | [10 empty] | Cleansed | 40141764 Hose assembly | HOSE | ASSEMBLY | TYPE | FLEXIBLE METAL | INSIDE DIAMETER | 2 IN | OUTSIDE DIAMETER |  | LENGTH | 42 IN | CORE MATERIAL |  | CONNECTION 1 | FLANGE CODE 61 | CONNECTION 2 | FLANGE CODE 61 | FITTING MATERIAL |  | COVER MATERIAL |  | PRESSURE RATING |  | BURST PRESSURE RATING |  | TEMPERATURE RATING |  | REINFORCEMENT MATERIAL | STAINLESS STEEL CONVOLUTED | BEND RADIUS |  | COLOUR |  | HAZARD CLASS |  | CERTIFICATION/STANDARD |  | ADDITIONAL FEATURES | [38 empty] | Production Completed
STP_009 - Lot4 | Data Enrichment | SCS | OK | 2023-07-21 | 24-07-2023 |  | 1346665 | 1346665 | EA | HOSE,ASSY;MTL, FLEXIBLE,ID 2 IN,LG 46 IN |  |  | HOSE,ASSEMBLY;METAL, FLEXIBLE,INSIDE DIAMETER:2 IN,LENGTH:46 IN,CONNECTION 1:FLANGE CODE 61,CONNECTION 2:FLANGE CODE 61, REINFORCEMENT MATERIAL:STAINLESS STEEL CONVOLUTED,MNFR:01)AIRDRILL,PTNO:01)AD14-101 | 01)AIRDRILL,01)AD14-101,EN_01)METAL, FLEXIBLE,2 IN,46 IN,EN_01)FLANGE CODE 61,EN_01)FLANGE CODE 61,EN_01)STAINLESS STEEL CONVOLUT |  |  | AIRDRILL | AIRDRILL | AD14-101 | [5 empty] | Url Not Found | [10 empty] | Cleansed | 40141764 Hose assembly | HOSE | ASSEMBLY | TYPE | FLEXIBLE METAL | INSIDE DIAMETER | 2 IN | OUTSIDE DIAMETER |  | LENGTH | 46 IN | CORE MATERIAL |  | CONNECTION 1 | FLANGE CODE 61 | CONNECTION 2 | FLANGE CODE 61 | FITTING MATERIAL |  | COVER MATERIAL |  | PRESSURE RATING |  | BURST PRESSURE RATING |  | TEMPERATURE RATING |  | REINFORCEMENT MATERIAL | STAINLESS STEEL CONVOLUTED | BEND RADIUS |  | COLOUR |  | HAZARD CLASS |  | CERTIFICATION/STANDARD |  | ADDITIONAL FEATURES | [38 empty] | Production Completed
STP_009 - Lot4 | Data Enrichment | SCS | OK | 2023-07-21 | 24-07-2023 |  | 1346663 | 1346663 | EA | HOSE,ASSY;MTL, FLEXIBLE,ID 2 IN,LG 53 IN |  |  | HOSE,ASSEMBLY;METAL, FLEXIBLE,INSIDE DIAMETER:2 IN,LENGTH:53 IN,CONNECTION 1:FLANGE CODE 61,CONNECTION 2:FLANGE CODE 61, REINFORCEMENT MATERIAL:STAINLESS STEEL CONVOLUTED,MNFR:01)AIRDRILL,PTNO:01)AD14-098 | 01)AIRDRILL,01)AD14-098,EN_01)METAL, FLEXIBLE,2 IN,53 IN,EN_01)FLANGE CODE 61,EN_01)FLANGE CODE 61,EN_01)STAINLESS STEEL CONVOLUT |  |  | AIRDRILL | AIRDRILL | AD14-098 | [5 empty] | Url Not Found | [10 empty] | Cleansed | 40141764 Hose assembly | HOSE | ASSEMBLY | TYPE | FLEXIBLE METAL | INSIDE DIAMETER | 2 IN | OUTSIDE DIAMETER |  | LENGTH | 53 IN | CORE MATERIAL |  | CONNECTION 1 | FLANGE CODE 61 | CONNECTION 2 | FLANGE CODE 61 | FITTING MATERIAL |  | COVER MATERIAL |  | PRESSURE RATING |  | BURST PRESSURE RATING |  | TEMPERATURE RATING |  | REINFORCEMENT MATERIAL | STAINLESS STEEL CONVOLUTED | BEND RADIUS |  | COLOUR |  | HAZARD CLASS |  | CERTIFICATION/STANDARD |  | ADDITIONAL FEATURES | [38 empty] | Production Completed
STP_009 - Lot4 | Data Enrichment | SCS | OK | 2023-07-21 | 24-07-2023 |  | 1344899 | 1344899 | EA | HOSE,ASSY;MTL,DANCORUS,HOSE NO.21 |  |  | HOSE,ASSEMBLY;TYPE:METAL,MNFR:01)DANCORUS,PTNO:01)HOSE NO.21 | 01)DANCORUS,01)HOSE NO.21,EN_01)METAL |  |  | DANCORUS | DANCORUS | HOSE NO.21 | [5 empty] | Url Not Found | [10 empty] | Cleansed | 40141764 Hose assembly | HOSE | ASSEMBLY | TYPE | METAL | INSIDE DIAMETER |  | OUTSIDE DIAMETER |  | LENGTH |  | CORE MATERIAL |  | CONNECTION 1 |  | CONNECTION 2 |  | FITTING MATERIAL |  | COVER MATERIAL |  | PRESSURE RATING |  | BURST PRESSURE RATING |  | TEMPERATURE RATING |  | REINFORCEMENT MATERIAL |  | BEND RADIUS |  | COLOUR |  | HAZARD CLASS |  | CERTIFICATION/STANDARD |  | ADDITIONAL FEATURES | [38 empty] | Production Completed
STP_009 - Lot4 | Data Enrichment | SCS | OK | 2023-07-21 | 24-07-2023 |  | 1344898 | 1344898 | EA | HOSE,ASSY;MTL,DANCORUS,HOSE NO.22 |  |  | HOSE,ASSEMBLY;TYPE:METAL,MNFR:01)DANCORUS,PTNO:01)HOSE NO.22 | 01)DANCORUS,01)HOSE NO.22,EN_01)METAL |  |  | DANCORUS | DANCORUS | HOSE NO.22 | [5 empty] | Url Not Found | [10 empty] | Cleansed | 40141764 Hose assembly | HOSE | ASSEMBLY | TYPE | METAL | INSIDE DIAMETER |  | OUTSIDE DIAMETER |  | LENGTH |  | CORE MATERIAL |  | CONNECTION 1 |  | CONNECTION 2 |  | FITTING MATERIAL |  | COVER MATERIAL |  | PRESSURE RATING |  | BURST PRESSURE RATING |  | TEMPERATURE RATING |  | REINFORCEMENT MATERIAL |  | BEND RADIUS |  | COLOUR |  | HAZARD CLASS |  | CERTIFICATION/STANDARD |  | ADDITIONAL FEATURES | [38 empty] | Production Completed
STP_009 - Lot4 | Data Enrichment | SCS | OK | 2023-07-21 | 24-07-2023 |  | 1344897 | 1344897 | EA | HOSE,ASSY;MTL,DANCORUS,HOSE NO.23 |  |  | HOSE,ASSEMBLY;TYPE:METAL,MNFR:01)DANCORUS,PTNO:01)HOSE NO.23 | 01)DANCORUS,01)HOSE NO.23,EN_01)METAL |  |  | DANCORUS | DANCORUS | HOSE NO.23 | [5 empty] | Url Not Found | [10 empty] | Cleansed | 40141764 Hose assembly | HOSE | ASSEMBLY | TYPE | METAL | INSIDE DIAMETER |  | OUTSIDE DIAMETER |  | LENGTH |  | CORE MATERIAL |  | CONNECTION 1 |  | CONNECTION 2 |  | FITTING MATERIAL |  | COVER MATERIAL |  | PRESSURE RATING |  | BURST PRESSURE RATING |  | TEMPERATURE RATING |  | REINFORCEMENT MATERIAL |  | BEND RADIUS |  | COLOUR |  | HAZARD CLASS |  | CERTIFICATION/STANDARD |  | ADDITIONAL FEATURES | [38 empty] | Production Completed
STP_009 - Lot4 | Data Enrichment | SCS | OK | 2023-07-21 | 24-07-2023 |  | 1344896 | 1344896 | EA | HOSE,ASSY;MTL,DANCORUS,HOSE NO.24 |  |  | HOSE,ASSEMBLY;TYPE:METAL,MNFR:01)DANCORUS,PTNO:01)HOSE NO.24 | 01)DANCORUS,01)HOSE NO.24,EN_01)METAL |  |  | DANCORUS | DANCORUS | HOSE NO.24 | [5 empty] | Url Not Found | [10 empty] | Cleansed | 40141764 Hose assembly | HOSE | ASSEMBLY | TYPE | METAL | INSIDE DIAMETER |  | OUTSIDE DIAMETER |  | LENGTH |  | CORE MATERIAL |  | CONNECTION 1 |  | CONNECTION 2 |  | FITTING MATERIAL |  | COVER MATERIAL |  | PRESSURE RATING |  | BURST PRESSURE RATING |  | TEMPERATURE RATING |  | REINFORCEMENT MATERIAL |  | BEND RADIUS |  | COLOUR |  | HAZARD CLASS |  | CERTIFICATION/STANDARD |  | ADDITIONAL FEATURES | [38 empty] | Production Completed
STP_009 - Lot4 | Data Enrichment | SCS | OK | 2023-07-21 | 24-07-2023 |  | 1344894 | 1344894 | EA | HOSE,ASSY;MTL,DANCORUS,HOSE NO.26 |  |  | HOSE,ASSEMBLY;TYPE:METAL,MNFR:01)DANCORUS,PTNO:01)HOSE NO.26 | 01)DANCORUS,01)HOSE NO.26,EN_01)METAL |  |  | DANCORUS | DANCORUS | HOSE NO.26 | [5 empty] | Url Not Found | [10 empty] | Cleansed | 40141764 Hose assembly | HOSE | ASSEMBLY | TYPE | METAL | INSIDE DIAMETER |  | OUTSIDE DIAMETER |  | LENGTH |  | CORE MATERIAL |  | CONNECTION 1 |  | CONNECTION 2 |  | FITTING MATERIAL |  | COVER MATERIAL |  | PRESSURE RATING |  | BURST PRESSURE RATING |  | TEMPERATURE RATING |  | REINFORCEMENT MATERIAL |  | BEND RADIUS |  | COLOUR |  | HAZARD CLASS |  | CERTIFICATION/STANDARD |  | ADDITIONAL FEATURES | [38 empty] | Production Completed
STP_009 - Lot4 | Data Enrichment | SCS | OK | 2023-07-21 | 24-07-2023 |  | 1344893 | 1344893 | EA | HOSE,ASSY;MTL,DANCORUS,HOSE NO.27 |  |  | HOSE,ASSEMBLY;TYPE:METAL,MNFR:01)DANCORUS,PTNO:01)HOSE NO.27 | 01)DANCORUS,01)HOSE NO.27,EN_01)METAL |  |  | DANCORUS | DANCORUS | HOSE NO.27 | [5 empty] | Url Not Found | [10 empty] | Cleansed | 40141764 Hose assembly | HOSE | ASSEMBLY | TYPE | METAL | INSIDE DIAMETER |  | OUTSIDE DIAMETER |  | LENGTH |  | CORE MATERIAL |  | CONNECTION 1 |  | CONNECTION 2 |  | FITTING MATERIAL |  | COVER MATERIAL |  | PRESSURE RATING |  | BURST PRESSURE RATING |  | TEMPERATURE RATING |  | REINFORCEMENT MATERIAL |  | BEND RADIUS |  | COLOUR |  | HAZARD CLASS |  | CERTIFICATION/STANDARD |  | ADDITIONAL FEATURES | [38 empty] | Production Completed
STP_009 - Lot4 | Data Enrichment | SCS | OK | 2023-07-21 | 24-07-2023 |  | 1344892 | 1344892 | EA | HOSE,ASSY;MTL,DANCORUS,HOSE NO.28 |  |  | HOSE,ASSEMBLY;TYPE:METAL,MNFR:01)DANCORUS,PTNO:01)HOSE NO.28 | 01)DANCORUS,01)HOSE NO.28,EN_01)METAL |  |  | DANCORUS | DANCORUS | HOSE NO.28 | [5 empty] | Url Not Found | [10 empty] | Cleansed | 40141764 Hose assembly | HOSE | ASSEMBLY | TYPE | METAL | INSIDE DIAMETER |  | OUTSIDE DIAMETER |  | LENGTH |  | CORE MATERIAL |  | CONNECTION 1 |  | CONNECTION 2 |  | FITTING MATERIAL |  | COVER MATERIAL |  | PRESSURE RATING |  | BURST PRESSURE RATING |  | TEMPERATURE RATING |  | REINFORCEMENT MATERIAL |  | BEND RADIUS |  | COLOUR |  | HAZARD CLASS |  | CERTIFICATION/STANDARD |  | ADDITIONAL FEATURES | [38 empty] | Production Completed
STP_009 - Lot4 | Data Enrichment | SCS | OK | 2023-07-21 | 24-07-2023 |  | 1344891 | 1344891 | EA | HOSE,ASSY;MTL,DANCORUS,HOSE NO.29 |  |  | HOSE,ASSEMBLY;TYPE:METAL,MNFR:01)DANCORUS,PTNO:01)HOSE NO.29 | 01)DANCORUS,01)HOSE NO.29,EN_01)METAL |  |  | DANCORUS | DANCORUS | HOSE NO.29 | [5 empty] | Url Not Found | [10 empty] | Cleansed | 40141764 Hose assembly | HOSE | ASSEMBLY | TYPE | METAL | INSIDE DIAMETER |  | OUTSIDE DIAMETER |  | LENGTH |  | CORE MATERIAL |  | CONNECTION 1 |  | CONNECTION 2 |  | FITTING MATERIAL |  | COVER MATERIAL |  | PRESSURE RATING |  | BURST PRESSURE RATING |  | TEMPERATURE RATING |  | REINFORCEMENT MATERIAL |  | BEND RADIUS |  | COLOUR |  | HAZARD CLASS |  | CERTIFICATION/STANDARD |  | ADDITIONAL FEATURES | [38 empty] | Production Completed
STP_009 - Lot4 | Data Enrichment | SCS | OK | 2023-07-21 | 24-07-2023 |  | 1344890 | 1344890 | EA | HOSE,ASSY;MTL,DANCORUS,HOSE NO.30 |  |  | HOSE,ASSEMBLY;TYPE:METAL,MNFR:01)DANCORUS,PTNO:01)HOSE NO.30 | 01)DANCORUS,01)HOSE NO.30,EN_01)METAL |  |  | DANCORUS | DANCORUS | HOSE NO.30 | [5 empty] | Url Not Found | [10 empty] | Cleansed | 40141764 Hose assembly | HOSE | ASSEMBLY | TYPE | METAL | INSIDE DIAMETER |  | OUTSIDE DIAMETER |  | LENGTH |  | CORE MATERIAL |  | CONNECTION 1 |  | CONNECTION 2 |  | FITTING MATERIAL |  | COVER MATERIAL |  | PRESSURE RATING |  | BURST PRESSURE RATING |  | TEMPERATURE RATING |  | REINFORCEMENT MATERIAL |  | BEND RADIUS |  | COLOUR |  | HAZARD CLASS |  | CERTIFICATION/STANDARD |  | ADDITIONAL FEATURES | [38 empty] | Production Completed
STP_009 - Lot4 | Data Enrichment | SCS | OK | 2023-07-21 | 24-07-2023 |  | 1345225 | 1345225 | EA | HOSE,ASSY;MTL,ID NB 12,LG 4 M,SS321 1-W |  |  | HOSE,ASSEMBLY;TYPE:METAL,INSIDE DIAMETER:NB 12,LENGTH:4 M,ADDITIONAL FEATURES EN:SS321 1-W,MNFR:01)ATKCAR,PTNO:01)SFSS1012/4000 | 01)ATKCAR,01)SFSS1012/4000,EN_01)METAL,NB 12,4 M,01)SS321 1-W |  |  | ATKCAR | ATKCAR | SFSS1012/4000 |  |  | SS321 1-W |  |  | Url Not Found | [10 empty] | Cleansed | 40141764 Hose assembly | HOSE | ASSEMBLY | TYPE | METAL | INSIDE DIAMETER | NB 12 | OUTSIDE DIAMETER |  | LENGTH | 4 M | CORE MATERIAL |  | CONNECTION 1 |  | CONNECTION 2 |  | FITTING MATERIAL |  | COVER MATERIAL |  | PRESSURE RATING |  | BURST PRESSURE RATING |  | TEMPERATURE RATING |  | REINFORCEMENT MATERIAL |  | BEND RADIUS |  | COLOUR |  | HAZARD CLASS |  | CERTIFICATION/STANDARD |  | ADDITIONAL FEATURES | [38 empty] | Production Completed
STP_009 - Lot4 | Data Enrichment | SCS | OK | 2023-07-21 | 24-07-2023 |  | 1301026 | 1301026 | EA | HOSE,ASSY;NON METAL, ACID DELIVERY,RUBR |  |  | HOSE,ASSEMBLY;NON METAL, ACID DELIVERY,LENGTH:6 M,CONNECTION 1:FLANGE ANSI 300,CONNECTION 2:FLANGE ANSI 300,COVER MATERIAL:RUBBER, PRESSURE RATING:2500 KPA,ADDITIONAL FEATURES EN:100MM NB, D705, MODIF, IMSPEC 0-13096.1CUSM WEAK ACID TRANSFER PIPE,LINE,MNFR:01) ALFAGO,PTNO:01)AI1XS46003H-0001 | 01)ALFAGO,01)AI1XS46003H-0001,EN_01)NON METAL, ACID DELIVERY,6 M,EN_01)FLANGE ANSI 300,EN_01)FLANGE ANSI 300,EN_01)RUBBER,2500 KPA,01)100MM NB, D705, MODIF, IMSP,02)LINE |  |  | ALFAGO | ALFAGOMMA AUSTRALIA PTY LTD | AI1XS46003H-0001 | [5 empty] | Url Not Found | [10 empty] | Cleansed | 40141764 Hose assembly | HOSE | ASSEMBLY | TYPE | NON METAL, ACID DELIVERY | INSIDE DIAMETER |  | OUTSIDE DIAMETER |  | LENGTH | 6 M | CORE MATERIAL | RUBBER | CONNECTION 1 | 100MM FLANGE ANSI 300 | CONNECTION 2 | 100MM FLANGE ANSI 300 | FITTING MATERIAL |  | COVER MATERIAL |  | PRESSURE RATING | 2500 KPA | BURST PRESSURE RATING |  | TEMPERATURE RATING |  | REINFORCEMENT MATERIAL |  | BEND RADIUS |  | COLOUR |  | HAZARD CLASS |  | CERTIFICATION/STANDARD |  | ADDITIONAL FEATURES | D705,MODIF,IMSPEC 0-13096.1CUSM WEAK ACID TRANSFER PIPE,LINE | [37 empty] | Production Completed
STP_009 - Lot4 | Data Enrichment | SCS | OK | 2023-07-21 | 24-07-2023 |  | 1296793 | 1296793 | EA | HOSE,ASSY;NON METAL, AIR WASH MASK LINE |  |  | HOSE,ASSEMBLY;NON METAL, AIR WASH MASK LINE,LENGTH:10 M,ADDITIONAL FEATURES EN:C/W RECTUS FITTINGS, MIM COPPER SMELTER,MNFR:01) ALFAGO,PTNO:01)AI1XS46003H-0002 | 01)ALFAGO,01)AI1XS46003H-0002,EN_01)NON METAL, AIR WASH MASK,10 M,01)C/W RECTUS FITTINGS, MIM CO |  |  | ALFAGO | ALFAGOMMA AUSTRALIA PTY LTD | AI1XS46003H-0002 | [5 empty] | Url Not Found | [10 empty] | Cleansed | 40141764 Hose assembly | HOSE | ASSEMBLY | TYPE | NON METAL, AIR WASH MASK LINE | INSIDE DIAMETER |  | OUTSIDE DIAMETER |  | LENGTH | 10 M | CORE MATERIAL |  | CONNECTION 1 |  | CONNECTION 2 |  | FITTING MATERIAL |  | COVER MATERIAL |  | PRESSURE RATING |  | BURST PRESSURE RATING |  | TEMPERATURE RATING |  | REINFORCEMENT MATERIAL |  | BEND RADIUS |  | COLOUR |  | HAZARD CLASS |  | CERTIFICATION/STANDARD |  | ADDITIONAL FEATURES | C/W RECTUS FITTINGS,MIM COPPER SMELTER | [37 empty] | Production Completed
STP_009 - Lot4 | Data Enrichment | SCS | OK | 2023-07-21 | 24-07-2023 |  | 1317870 | 1317870 | EA | HOSE,ASSY;NON METAL, AIR/WATER,ID 25 MM |  |  | HOSE,ASSEMBLY;NON METAL, AIR/WATER,INSIDE DIAMETER:25 MM,LENGTH:20 M,COVER MATERIAL:PVC,PRESSURE RATING:300 PSI,ADDITIONAL FEATURES EN:TYPE-A QC CLAW CPLG EACH END,PREFORMED S/STEEL BAND CLAMPS,MNFR:01)ALFAGO,PTNO:01)189AK025-20A | 01)ALFAGO,01)189AK025-20A,EN_01)NON METAL, AIR/WATER,25 MM,20 M,EN_01)PVC,300 PSI,01)TYPE-A QC CLAW CPLG EACH EN |  |  | ALFAGO | ALFAGOMMA AUSTRALIA PTY LTD | 189AK025-20A | [5 empty] | Url Not Found | [10 empty] | Cleansed | 40141764 Hose assembly | HOSE | ASSEMBLY | TYPE | NON METAL, AIR/WATER | INSIDE DIAMETER | 25 MM | OUTSIDE DIAMETER |  | LENGTH | 20 M | CORE MATERIAL | PVC | CONNECTION 1 | QC CLAW COUPLING TYPE-A | CONNECTION 2 | QC CLAW COUPLING TYPE-A | FITTING MATERIAL |  | COVER MATERIAL |  | PRESSURE RATING | 300 PSI | BURST PRESSURE RATING |  | TEMPERATURE RATING |  | REINFORCEMENT MATERIAL |  | BEND RADIUS |  | COLOUR |  | HAZARD CLASS |  | CERTIFICATION/STANDARD |  | ADDITIONAL FEATURES | PREFORMED STAINLESS STEEL BAND CLAMPS | [37 empty] | Production Completed
STP_009 - Lot4 | Data Enrichment | SCS | OK | 2023-07-21 | 24-07-2023 |  | 1230919 | 1230919 | EA | HOSE,ASSY;NON METAL, AIR/WATER,ID 38 MM |  |  | HOSE,ASSEMBLY;NON METAL, AIR/WATER,INSIDE DIAMETER:38 MM,LENGTH:18.3 M,MNFR:01)ALFAGO,PTNO:01)A155038-02000046 | 01)ALFAGO,01)A155038-02000046,EN_01)NON METAL, AIR/WATER,38 MM,18.3 M |  |  | ALFAGO | ALFAGOMMA AUSTRALIA PTY LTD | A155038-02000046 | [5 empty] | Url Not Found | [10 empty] | Cleansed | 40141764 Hose assembly | HOSE | ASSEMBLY | TYPE | NON METAL, AIR/WATER | INSIDE DIAMETER | 38 MM | OUTSIDE DIAMETER |  | LENGTH | 18.3 M | CORE MATERIAL |  | CONNECTION 1 |  | CONNECTION 2 |  | FITTING MATERIAL |  | COVER MATERIAL |  | PRESSURE RATING |  | BURST PRESSURE RATING |  | TEMPERATURE RATING |  | REINFORCEMENT MATERIAL |  | BEND RADIUS |  | COLOUR |  | HAZARD CLASS |  | CERTIFICATION/STANDARD |  | ADDITIONAL FEATURES | [38 empty] | Production Completed
STP_009 - Lot4 | Data Enrichment | SCS | OK | 2023-07-21 | 24-07-2023 |  | 1316212 | 1316212 | EA | HOSE,ASSY;NON METAL, BURNER,ID 76 MM |  |  | HOSE,ASSEMBLY;NON METAL, BURNER,INSIDE DIAMETER:76 MM,LENGTH:20 M,CONNECTION 1:FLANGE SWIVEL TABLE E,CONNECTION 2:FLANGE SWIVEL TABLE E,PRESSURE RATING:10 BAR,ADDITIONAL FEATURES EN:LUCKY LUKE BURNER, 150 PSI, 902 HOT AIR BLOWER EPDM, CUSM,MNFR:01)ALFAGO, PTNO:01)A902076-GENERIC | 01)ALFAGO,01)A902076-GENERIC,EN_01)NON METAL, BURNER,76 MM,20 M,EN_01)FLANGE SWIVEL TABLE E,EN_01)FLANGE SWIVEL TABLE E,10 BAR,01)LUCKY LUKE BURNER, 150 PSI |  |  | ALFAGO | ALFAGOMMA AUSTRALIA PTY LTD | A902076-GENERIC | [5 empty] | Url Not Found | [10 empty] | Cleansed | 40141764 Hose assembly | HOSE | ASSEMBLY | TYPE | NON METAL, BURNER | INSIDE DIAMETER | 76 MM | OUTSIDE DIAMETER |  | LENGTH | 20 M | CORE MATERIAL |  | CONNECTION 1 | FLANGE SWIVEL TABLE E | CONNECTION 2 | FLANGE SWIVEL TABLE E | FITTING MATERIAL |  | COVER MATERIAL |  | PRESSURE RATING | 10 BAR | BURST PRESSURE RATING |  | TEMPERATURE RATING |  | REINFORCEMENT MATERIAL |  | BEND RADIUS |  | COLOUR |  | HAZARD CLASS |  | CERTIFICATION/STANDARD |  | ADDITIONAL FEATURES | LUCKY LUKE BURNER,150 PSI,902 HOT AIR BLOWER EPDM,CUSM | [37 empty] | Production Completed
STP_009 - Lot4 | Data Enrichment | SCS | OK | 2023-07-21 | 24-07-2023 |  | 1236921 | 1236921 | EA | HOSE,ASSY;NON METAL, GUN EXTRUSION CYLIN |  |  | HOSE,ASSEMBLY;NON METAL, GUN EXTRUSION CYLINDER,INSIDE DIAMETER:1 IN,LENGTH:2.5 M,CONNECTION 1:11FBSP STRAIGHT,CONNECTION 2: 11FBSP STRAIGHT,REINFORCEMENT MATERIAL:STAINLESS STEEL WIRE,ADDITIONAL FEATURES EN:HARDPIPE TO CYL EXTEND C/W FIRE SLEAVE,MNFR:01) ALFAGO,PTNO:01)AH1GL20000H-2583 | 01)ALFAGO,01)AH1GL20000H-2583,EN_01)NON METAL, GUN EXTRUSION,1 IN,2.5 M,EN_01)11FBSP STRAIGHT,EN_01)11FBSP STRAIGHT,EN_01)STAINLESS STEEL WIRE,01)HARDPIPE TO CYL EXTEND C/W |  |  | ALFAGO | ALFAGOMMA AUSTRALIA PTY LTD | AH1GL20000H-2583 | [5 empty] | Url Not Found | [10 empty] | Cleansed | 40141764 Hose assembly | HOSE | ASSEMBLY | TYPE | NON METAL, GUN EXTRUSION CYLINDER | INSIDE DIAMETER | 1 IN | OUTSIDE DIAMETER |  | LENGTH | 2.5 M | CORE MATERIAL |  | CONNECTION 1 | 11TPI FBSP STRAIGHT | CONNECTION 2 | 11TPI FBSP STRAIGHT | FITTING MATERIAL |  | COVER MATERIAL |  | PRESSURE RATING |  | BURST PRESSURE RATING |  | TEMPERATURE RATING |  | REINFORCEMENT MATERIAL | STAINLESS STEEL WIRE | BEND RADIUS |  | COLOUR |  | HAZARD CLASS |  | CERTIFICATION/STANDARD |  | ADDITIONAL FEATURES | HARDPIPE TO CYL EXTEND C/W FIRE SLEAVE | [37 empty] | Production Completed
STP_009 - Lot4 | Data Enrichment | SCS | OK | 2023-07-21 | 24-07-2023 |  | 1235278 | 1235278 | EA | HOSE,ASSY;NON METAL, HYDRAULIC CYLINDER |  |  | HOSE,ASSEMBLY;NON METAL, HYDRAULIC CYLINDER,ADDITIONAL FEATURES EN:1,A PORT (FULL AREA),CUSM CIP LAUNDER HOOD,MNFR:01)CRIBENG, PTNO:01)CPE15033-11-10 | 01)CRIBENG,01)CPE15033-11-10,EN_01)NON METAL, HYDRAULIC CYL,01)1,A PORT (FULL AREA),CUSM C |  |  | CRIBENG | CRIBENG | CPE15033-11-10 | [5 empty] | Url Not Found | [10 empty] | Cleansed | 40141764 Hose assembly | HOSE | ASSEMBLY | TYPE | NON METAL, HYDRAULIC CYLINDER | INSIDE DIAMETER |  | OUTSIDE DIAMETER |  | LENGTH |  | CORE MATERIAL |  | CONNECTION 1 |  | CONNECTION 2 |  | FITTING MATERIAL |  | COVER MATERIAL |  | PRESSURE RATING |  | BURST PRESSURE RATING |  | TEMPERATURE RATING |  | REINFORCEMENT MATERIAL |  | BEND RADIUS |  | COLOUR |  | HAZARD CLASS |  | CERTIFICATION/STANDARD |  | ADDITIONAL FEATURES | 1,A PORT (FULL AREA),CUSM CIP LAUNDER HOOD | [37 empty] | Production Completed
STP_009 - Lot4 | Data Enrichment | SCS | OK | 2023-07-21 | 24-07-2023 |  | 1344687 | 1344687 | EA | HOSE,ASSY;NON METAL, HYDRAULIC,CRIBENG |  |  | HOSE,ASSEMBLY;NON METAL, HYDRAULIC,ADDITIONAL FEATURES EN:ROTATION CYLINDER, B PORT (ANNULUS AREA), CUSM CIP LAUNDER HOOD,MNFR:01) CRIBENG,PTNO:01)CPE15033-11-17 | 01)CRIBENG,01)CPE15033-11-17,EN_01)NON METAL, HYDRAULIC,01)ROTATION CYLINDER, B PORT ( |  |  | CRIBENG | CRIBENG | CPE15033-11-17 | [5 empty] | Url Not Found | [10 empty] | Cleansed | 40141764 Hose assembly | HOSE | ASSEMBLY | TYPE | NON METAL, HYDRAULIC ROTATION CYLINDER | INSIDE DIAMETER |  | OUTSIDE DIAMETER |  | LENGTH |  | CORE MATERIAL |  | CONNECTION 1 |  | CONNECTION 2 |  | FITTING MATERIAL |  | COVER MATERIAL |  | PRESSURE RATING |  | BURST PRESSURE RATING |  | TEMPERATURE RATING |  | REINFORCEMENT MATERIAL |  | BEND RADIUS |  | COLOUR |  | HAZARD CLASS |  | CERTIFICATION/STANDARD |  | ADDITIONAL FEATURES | B PORT (ANNULUS AREA),CUSM CIP LAUNDER HOOD | [37 empty] | Production Completed
STP_009 - Lot4 | Data Enrichment | SCS | OK | 2023-07-21 | 24-07-2023 |  | 1344688 | 1344688 | EA | HOSE,ASSY;NON METAL, HYDRAULIC,CRIBENG |  |  | HOSE,ASSEMBLY;NON METAL, HYDRAULIC,ADDITIONAL FEATURES EN:ROTATION CYLINDER,HOSE B PORT (FULL AREA),CUSM CIP LAUNDER HOOD,MNFR:01) CRIBENG,PTNO:01)CPE15033-11-16 | 01)CRIBENG,01)CPE15033-11-16,EN_01)NON METAL, HYDRAULIC,01)ROTATION CYLINDER,HOSE B PO |  |  | CRIBENG | CRIBENG | CPE15033-11-16 | [5 empty] | Url Not Found | [10 empty] | Cleansed | 40141764 Hose assembly | HOSE | ASSEMBLY | TYPE | NON METAL, HYDRAULIC ROTATION CYLINDER | INSIDE DIAMETER |  | OUTSIDE DIAMETER |  | LENGTH |  | CORE MATERIAL |  | CONNECTION 1 |  | CONNECTION 2 |  | FITTING MATERIAL |  | COVER MATERIAL |  | PRESSURE RATING |  | BURST PRESSURE RATING |  | TEMPERATURE RATING |  | REINFORCEMENT MATERIAL |  | BEND RADIUS |  | COLOUR |  | HAZARD CLASS |  | CERTIFICATION/STANDARD |  | ADDITIONAL FEATURES | B PORT (FULL AREA),CUSM CIP LAUNDER HOOD | [37 empty] | Production Completed
STP_009 - Lot4 | Data Enrichment | SCS | OK | 2023-07-21 | 24-07-2023 |  | 1235279 | 1235279 | EA | HOSE,ASSY;NON METAL, HYDRAULIC,CRIBENG |  |  | HOSE,ASSEMBLY;NON METAL, HYDRAULIC,ADDITIONAL FEATURES EN:CYLINDER 2, B PORT (FULL AREA), CUSM CIP LAUNDER HOOD,MNFR:01)CRIBENG, PTNO:01)CPE15033-11-13 | 01)CRIBENG,01)CPE15033-11-13,EN_01)NON METAL, HYDRAULIC,01)CYLINDER 2, B PORT (FULL AR |  |  | CRIBENG | CRIBENG | CPE15033-11-13 | [5 empty] | Url Not Found | [10 empty] | Cleansed | 40141764 Hose assembly | HOSE | ASSEMBLY | TYPE | NON METAL, HYDRAULIC CYLINDER | INSIDE DIAMETER |  | OUTSIDE DIAMETER |  | LENGTH |  | CORE MATERIAL |  | CONNECTION 1 |  | CONNECTION 2 |  | FITTING MATERIAL |  | COVER MATERIAL |  | PRESSURE RATING |  | BURST PRESSURE RATING |  | TEMPERATURE RATING |  | REINFORCEMENT MATERIAL |  | BEND RADIUS |  | COLOUR |  | HAZARD CLASS |  | CERTIFICATION/STANDARD |  | ADDITIONAL FEATURES | 2,B PORT (FULL AREA),CUSM CIP LAUNDER HOOD | [37 empty] | Production Completed
STP_009 - Lot4 | Data Enrichment | SCS | OK | 2023-07-21 | 24-07-2023 |  | 1235280 | 1235280 | EA | HOSE,ASSY;NON METAL, HYDRAULIC,CRIBENG |  |  | HOSE,ASSEMBLY;NON METAL, HYDRAULIC,ADDITIONAL FEATURES EN:CYLINDER 2, B (ANNULUS AREA), CUSM CIP LAUNDER HOOD,MNFR:01)CRIBENG, PTNO:01)CPE15033-11-14 | 01)CRIBENG,01)CPE15033-11-14,EN_01)NON METAL, HYDRAULIC,01)CYLINDER 2, B (ANNULUS AREA |  |  | CRIBENG | CRIBENG | CPE15033-11-14 | [5 empty] | Url Not Found | [10 empty] | Cleansed | 40141764 Hose assembly | HOSE | ASSEMBLY | TYPE | NON METAL, HYDRAULIC CYLINDER | INSIDE DIAMETER |  | OUTSIDE DIAMETER |  | LENGTH |  | CORE MATERIAL |  | CONNECTION 1 |  | CONNECTION 2 |  | FITTING MATERIAL |  | COVER MATERIAL |  | PRESSURE RATING |  | BURST PRESSURE RATING |  | TEMPERATURE RATING |  | REINFORCEMENT MATERIAL |  | BEND RADIUS |  | COLOUR |  | HAZARD CLASS |  | CERTIFICATION/STANDARD |  | ADDITIONAL FEATURES | 2,B (ANNULUS AREA),CUSM CIP LAUNDER HOOD | [37 empty] | Production Completed
STP_009 - Lot4 | Data Enrichment | SCS | OK | 2023-07-21 | 24-07-2023 |  | 1318713 | 1318713 | EA | HOSE,ASSY;NON METAL, HYDRAULIC,CRIBENG |  |  | HOSE,ASSEMBLY;NON METAL, HYDRAULIC,ADDITIONAL FEATURES EN:CYLINDER 1, B PORT(ANNULUS AREA), CUSM CIP LAUNDER HOOD,MNFR:01)CRIBENG, PTNO:01)CPE15033-11-11 | 01)CRIBENG,01)CPE15033-11-11,EN_01)NON METAL, HYDRAULIC,01)CYLINDER 1, B PORT(ANNULUS |  |  | CRIBENG | CRIBENG | CPE15033-11-11 | [5 empty] | Url Not Found | [10 empty] | Cleansed | 40141764 Hose assembly | HOSE | ASSEMBLY | TYPE | NON METAL, HYDRAULIC CYLINDER | INSIDE DIAMETER |  | OUTSIDE DIAMETER |  | LENGTH |  | CORE MATERIAL |  | CONNECTION 1 |  | CONNECTION 2 |  | FITTING MATERIAL |  | COVER MATERIAL |  | PRESSURE RATING |  | BURST PRESSURE RATING |  | TEMPERATURE RATING |  | REINFORCEMENT MATERIAL |  | BEND RADIUS |  | COLOUR |  | HAZARD CLASS |  | CERTIFICATION/STANDARD |  | ADDITIONAL FEATURES | 1,B PORT(ANNULUS AREA),CUSM CIP LAUNDER HOOD | [37 empty] | Production Completed
STP_009 - Lot4 | Data Enrichment | SCS | OK | 2023-07-21 | 24-07-2023 |  | 1233141 | 1233141 | EA | HOSE,ASSY;NON METAL, MINE MINERALS HANDL |  |  | HOSE,ASSEMBLY;NON METAL, MINE MINERALS HANDLING,INSIDE DIAMETER:152 MM,LENGTH:600 MM,PRESSURE RATING:700 KPA,REINFORCEMENT MATERIAL:WIRE,ADDITIONAL FEATURES EN:INTEGRAL FLANGES TO BS TABLE-E,MNFR:01)ALFAGO,PTNO:01)AIXS46003H-00015 | 01)ALFAGO,01)AIXS46003H-00015,EN_01)NON METAL, MINE MINERALS,152 MM,600 MM,700 KPA,EN_01)WIRE,01)INTEGRAL FLANGES TO BS TABL |  |  | ALFAGO | ALFAGOMMA AUSTRALIA PTY LTD | AIXS46003H-00015 | [5 empty] | Url Not Found | [10 empty] | Cleansed | 40141764 Hose assembly | HOSE | ASSEMBLY | TYPE | NON METAL, MINE MINERALS HANDLING | INSIDE DIAMETER | 152 MM | OUTSIDE DIAMETER |  | LENGTH | 600 MM | CORE MATERIAL |  | CONNECTION 1 |  | CONNECTION 2 |  | FITTING MATERIAL |  | COVER MATERIAL |  | PRESSURE RATING | 700 KPA | BURST PRESSURE RATING |  | TEMPERATURE RATING |  | REINFORCEMENT MATERIAL | WIRE | BEND RADIUS |  | COLOUR |  | HAZARD CLASS |  | CERTIFICATION/STANDARD |  | ADDITIONAL FEATURES | [38 empty] | Production Completed
STP_009 - Lot4 | Data Enrichment | SCS | OK | 2023-07-21 | 24-07-2023 |  | 1366177 | 1366177 | EA | HOSE,ASSY;NON METAL, SIG AIRLEG LEADER |  |  | HOSE,ASSEMBLY;,NON METAL, SIG AIRLEG LEADER,MNFR:01)ALFAGO,PTNO:01)AHXS46003H-00004,MNFR:02)SANDCO,PTNO:02)NO.1 | 01)ALFAGO,02)SANDCO,01)AHXS46003H-00004,02)NO.1,EN_01)NON METAL, SIG AIRLEG LE |  |  | SANDCO | ALFAGOMMA AUSTRALIA PTY LTD | AHXS46003H-00004 |  | SANDCO | NO.1 |  |  | Url Not Found | [10 empty] | Cleansed | 40141764 Hose assembly | HOSE | ASSEMBLY | TYPE | NON METAL, SIG AIRLEG LEADER | INSIDE DIAMETER |  | OUTSIDE DIAMETER |  | LENGTH |  | CORE MATERIAL |  | CONNECTION 1 |  | CONNECTION 2 |  | FITTING MATERIAL |  | COVER MATERIAL |  | PRESSURE RATING |  | BURST PRESSURE RATING |  | TEMPERATURE RATING |  | REINFORCEMENT MATERIAL |  | BEND RADIUS |  | COLOUR |  | HAZARD CLASS |  | CERTIFICATION/STANDARD |  | ADDITIONAL FEATURES | [38 empty] | Production Completed
STP_009 - Lot4 | Data Enrichment | SCS | OK | 2023-07-21 | 24-07-2023 |  | 1344902 | 1344902 | EA | HOSE,ASSY;NON METAL,CLAY GUN DRIFTER RA |  |  | HOSE,ASSEMBLY;TYPE:NON METAL,ADDITIONAL FEATURES EN:CLAY GUN DRIFTER RA,MNFR:01)DANCORUS,PTNO:01)HOSE NO.18 | 01)DANCORUS,01)HOSE NO.18,EN_01)NON METAL,01)CLAY GUN DRIFTER RA |  |  | DANCORUS | DANCORUS | HOSE NO.18 | [5 empty] | Url Not Found | [10 empty] | Cleansed | 40141764 Hose assembly | HOSE | ASSEMBLY | TYPE | NON METAL | INSIDE DIAMETER |  | OUTSIDE DIAMETER |  | LENGTH |  | CORE MATERIAL |  | CONNECTION 1 |  | CONNECTION 2 |  | FITTING MATERIAL |  | COVER MATERIAL |  | PRESSURE RATING |  | BURST PRESSURE RATING |  | TEMPERATURE RATING |  | REINFORCEMENT MATERIAL |  | BEND RADIUS |  | COLOUR |  | HAZARD CLASS |  | CERTIFICATION/STANDARD |  | ADDITIONAL FEATURES | CLAY GUN DRIFTER RA | [37 empty] | Production Completed
STP_009 - Lot4 | Data Enrichment | SCS | OK | 2023-07-21 | 24-07-2023 |  | 1344901 | 1344901 | EA | HOSE,ASSY;NON METAL,CLAY GUN DRIFTER SH |  |  | HOSE,ASSEMBLY;TYPE:NON METAL,ADDITIONAL FEATURES EN:CLAY GUN DRIFTER SH,MNFR:01)DANCORUS,PTNO:01)HOSE NO.19 | 01)DANCORUS,01)HOSE NO.19,EN_01)NON METAL,01)CLAY GUN DRIFTER SH |  |  | DANCORUS | DANCORUS | HOSE NO.19 | [5 empty] | Url Not Found | [10 empty] | Cleansed | 40141764 Hose assembly | HOSE | ASSEMBLY | TYPE | NON METAL | INSIDE DIAMETER |  | OUTSIDE DIAMETER |  | LENGTH |  | CORE MATERIAL |  | CONNECTION 1 |  | CONNECTION 2 |  | FITTING MATERIAL |  | COVER MATERIAL |  | PRESSURE RATING |  | BURST PRESSURE RATING |  | TEMPERATURE RATING |  | REINFORCEMENT MATERIAL |  | BEND RADIUS |  | COLOUR |  | HAZARD CLASS |  | CERTIFICATION/STANDARD |  | ADDITIONAL FEATURES | CLAY GUN DRIFTER SH | [37 empty] | Production Completed
STP_009 - Lot4 | Data Enrichment | SCS | OK | 2023-07-21 | 24-07-2023 |  | 1344895 | 1344895 | EA | HOSE,ASSY;NON METAL,CLAY GUN DRILL GUID |  |  | HOSE,ASSEMBLY;TYPE:NON METAL,ADDITIONAL FEATURES EN:CLAY GUN DRILL GUID,MNFR:01)DANCORUS,PTNO:01)HOSE NO.25 | 01)DANCORUS,01)HOSE NO.25,EN_01)NON METAL,01)CLAY GUN DRILL GUID |  |  | DANCORUS | DANCORUS | HOSE NO.25 | [5 empty] | Url Not Found | [10 empty] | Cleansed | 40141764 Hose assembly | HOSE | ASSEMBLY | TYPE | NON METAL | INSIDE DIAMETER |  | OUTSIDE DIAMETER |  | LENGTH |  | CORE MATERIAL |  | CONNECTION 1 |  | CONNECTION 2 |  | FITTING MATERIAL |  | COVER MATERIAL |  | PRESSURE RATING |  | BURST PRESSURE RATING |  | TEMPERATURE RATING |  | REINFORCEMENT MATERIAL |  | BEND RADIUS |  | COLOUR |  | HAZARD CLASS |  | CERTIFICATION/STANDARD |  | ADDITIONAL FEATURES | CLAY GUN DRILL GUID | [37 empty] | Production Completed
STP_009 - Lot4 | Data Enrichment | SCS | OK | 2023-07-21 | 24-07-2023 |  | 1344900 | 1344900 | EA | HOSE,ASSY;NON METAL,CLAY GUN DRILL STEE |  |  | HOSE,ASSEMBLY;TYPE:NON METAL,ADDITIONAL FEATURES EN:CLAY GUN DRILL STEE,MNFR:01)DANCORUS,PTNO:01)HOSE NO.20 | 01)DANCORUS,01)HOSE NO.20,EN_01)NON METAL,01)CLAY GUN DRILL STEE |  |  | DANCORUS | DANCORUS | HOSE NO.20 | [5 empty] | Url Not Found | [10 empty] | Cleansed | 40141764 Hose assembly | HOSE | ASSEMBLY | TYPE | NON METAL | INSIDE DIAMETER |  | OUTSIDE DIAMETER |  | LENGTH |  | CORE MATERIAL |  | CONNECTION 1 |  | CONNECTION 2 |  | FITTING MATERIAL |  | COVER MATERIAL |  | PRESSURE RATING |  | BURST PRESSURE RATING |  | TEMPERATURE RATING |  | REINFORCEMENT MATERIAL |  | BEND RADIUS |  | COLOUR |  | HAZARD CLASS |  | CERTIFICATION/STANDARD |  | ADDITIONAL FEATURES | CLAY GUN DRILL STEE | [37 empty] | Production Completed
STP_009 - Lot4 | Data Enrichment | SCS | OK | 2023-07-21 | 24-07-2023 |  | 1344907 | 1344907 | EA | HOSE,ASSY;NON METAL,CLAY GUN FEED MOTOR |  |  | HOSE,ASSEMBLY;TYPE:NON METAL,ADDITIONAL FEATURES EN:CLAY GUN FEED MOTOR,MNFR:01)DANCORUS,PTNO:01)HOSE NO.7 | 01)DANCORUS,01)HOSE NO.7,EN_01)NON METAL,01)CLAY GUN FEED MOTOR |  |  | DANCORUS | DANCORUS | HOSE NO.7 | [5 empty] | Url Not Found | [10 empty] | Cleansed | 40141764 Hose assembly | HOSE | ASSEMBLY | TYPE | NON METAL | INSIDE DIAMETER |  | OUTSIDE DIAMETER |  | LENGTH |  | CORE MATERIAL |  | CONNECTION 1 |  | CONNECTION 2 |  | FITTING MATERIAL |  | COVER MATERIAL |  | PRESSURE RATING |  | BURST PRESSURE RATING |  | TEMPERATURE RATING |  | REINFORCEMENT MATERIAL |  | BEND RADIUS |  | COLOUR |  | HAZARD CLASS |  | CERTIFICATION/STANDARD |  | ADDITIONAL FEATURES | CLAY GUN FEED MOTOR | [37 empty] | Production Completed
STP_009 - Lot4 | Data Enrichment | SCS | OK | 2023-07-21 | 24-07-2023 |  | 1344912 | 1344912 | EA | HOSE,ASSY;NON METAL,CLAY GUN FEED MOTOR |  |  | HOSE,ASSEMBLY;TYPE:NON METAL,ADDITIONAL FEATURES EN:CLAY GUN FEED MOTOR,MNFR:01)DANCORUS,PTNO:01)HOSE NO.2 | 01)DANCORUS,01)HOSE NO.2,EN_01)NON METAL,01)CLAY GUN FEED MOTOR |  |  | DANCORUS | DANCORUS | HOSE NO.2 | [5 empty] | Url Not Found | [10 empty] | Cleansed | 40141764 Hose assembly | HOSE | ASSEMBLY | TYPE | NON METAL | INSIDE DIAMETER |  | OUTSIDE DIAMETER |  | LENGTH |  | CORE MATERIAL |  | CONNECTION 1 |  | CONNECTION 2 |  | FITTING MATERIAL |  | COVER MATERIAL |  | PRESSURE RATING |  | BURST PRESSURE RATING |  | TEMPERATURE RATING |  | REINFORCEMENT MATERIAL |  | BEND RADIUS |  | COLOUR |  | HAZARD CLASS |  | CERTIFICATION/STANDARD |  | ADDITIONAL FEATURES | CLAY GUN FEED MOTOR | [37 empty] | Production Completed
STP_009 - Lot4 | Data Enrichment | SCS | OK | 2023-07-21 | 24-07-2023 |  | 1344913 | 1344913 | EA | HOSE,ASSY;NON METAL,CLAY GUN FEED MOTOR |  |  | HOSE,ASSEMBLY;TYPE:NON METAL,ADDITIONAL FEATURES EN:CLAY GUN FEED MOTOR,MNFR:01)DANCORUS,PTNO:01)HOSE NO.1 | 01)DANCORUS,01)HOSE NO.1,EN_01)NON METAL,01)CLAY GUN FEED MOTOR |  |  | DANCORUS | DANCORUS | HOSE NO.1 | [5 empty] | Url Not Found | [10 empty] | Cleansed | 40141764 Hose assembly | HOSE | ASSEMBLY | TYPE | NON METAL | INSIDE DIAMETER |  | OUTSIDE DIAMETER |  | LENGTH |  | CORE MATERIAL |  | CONNECTION 1 |  | CONNECTION 2 |  | FITTING MATERIAL |  | COVER MATERIAL |  | PRESSURE RATING |  | BURST PRESSURE RATING |  | TEMPERATURE RATING |  | REINFORCEMENT MATERIAL |  | BEND RADIUS |  | COLOUR |  | HAZARD CLASS |  | CERTIFICATION/STANDARD |  | ADDITIONAL FEATURES | CLAY GUN FEED MOTOR | [37 empty] | Production Completed
STP_009 - Lot4 | Data Enrichment | SCS | OK | 2023-07-21 | 24-07-2023 |  | 1344904 | 1344904 | EA | HOSE,ASSY;NON METAL,CLAY GUN FORWARD DR |  |  | HOSE,ASSEMBLY;TYPE:NON METAL,ADDITIONAL FEATURES EN:CLAY GUN FORWARD DR,MNFR:01)DANCORUS,PTNO:01)HOSE NO.16 | 01)DANCORUS,01)HOSE NO.16,EN_01)NON METAL,01)CLAY GUN FORWARD DR |  |  | DANCORUS | DANCORUS | HOSE NO.16 | [5 empty] | Url Not Found | [10 empty] | Cleansed | 40141764 Hose assembly | HOSE | ASSEMBLY | TYPE | NON METAL | INSIDE DIAMETER |  | OUTSIDE DIAMETER |  | LENGTH |  | CORE MATERIAL |  | CONNECTION 1 |  | CONNECTION 2 |  | FITTING MATERIAL |  | COVER MATERIAL |  | PRESSURE RATING |  | BURST PRESSURE RATING |  | TEMPERATURE RATING |  | REINFORCEMENT MATERIAL |  | BEND RADIUS |  | COLOUR |  | HAZARD CLASS |  | CERTIFICATION/STANDARD |  | ADDITIONAL FEATURES | CLAY GUN FORWARD DR | [37 empty] | Production Completed
STP_009 - Lot4 | Data Enrichment | SCS | OK | 2023-07-21 | 24-07-2023 |  | 1344909 | 1344909 | EA | HOSE,ASSY;NON METAL,CLAY GUN FORWARD DR |  |  | HOSE,ASSEMBLY;TYPE:NON METAL,ADDITIONAL FEATURES EN:CLAY GUN FORWARD DR,MNFR:01)DANCORUS,PTNO:01)HOSE NO.5 | 01)DANCORUS,01)HOSE NO.5,EN_01)NON METAL,01)CLAY GUN FORWARD DR |  |  | DANCORUS | DANCORUS | HOSE NO.5 | [5 empty] | Url Not Found | [10 empty] | Cleansed | 40141764 Hose assembly | HOSE | ASSEMBLY | TYPE | NON METAL | INSIDE DIAMETER |  | OUTSIDE DIAMETER |  | LENGTH |  | CORE MATERIAL |  | CONNECTION 1 |  | CONNECTION 2 |  | FITTING MATERIAL |  | COVER MATERIAL |  | PRESSURE RATING |  | BURST PRESSURE RATING |  | TEMPERATURE RATING |  | REINFORCEMENT MATERIAL |  | BEND RADIUS |  | COLOUR |  | HAZARD CLASS |  | CERTIFICATION/STANDARD |  | ADDITIONAL FEATURES | CLAY GUN FORWARD DR | [37 empty] | Production Completed
STP_009 - Lot4 | Data Enrichment | SCS | OK | 2023-07-21 | 24-07-2023 |  | 1344906 | 1344906 | EA | HOSE,ASSY;NON METAL,CLAY GUN HAMMER LOW |  |  | HOSE,ASSEMBLY;TYPE:NON METAL,ADDITIONAL FEATURES EN:CLAY GUN HAMMER LOW,MNFR:01)DANCORUS,PTNO:01)HOSE NO.14 | 01)DANCORUS,01)HOSE NO.14,EN_01)NON METAL,01)CLAY GUN HAMMER LOW |  |  | DANCORUS | DANCORUS | HOSE NO.14 | [5 empty] | Url Not Found | [10 empty] | Cleansed | 40141764 Hose assembly | HOSE | ASSEMBLY | TYPE | NON METAL | INSIDE DIAMETER |  | OUTSIDE DIAMETER |  | LENGTH |  | CORE MATERIAL |  | CONNECTION 1 |  | CONNECTION 2 |  | FITTING MATERIAL |  | COVER MATERIAL |  | PRESSURE RATING |  | BURST PRESSURE RATING |  | TEMPERATURE RATING |  | REINFORCEMENT MATERIAL |  | BEND RADIUS |  | COLOUR |  | HAZARD CLASS |  | CERTIFICATION/STANDARD |  | ADDITIONAL FEATURES | CLAY GUN HAMMER LOW | [37 empty] | Production Completed
STP_009 - Lot4 | Data Enrichment | SCS | OK | 2023-07-21 | 24-07-2023 |  | 1344905 | 1344905 | EA | HOSE,ASSY;NON METAL,CLAY GUN HAMMER RET |  |  | HOSE,ASSEMBLY;TYPE:NON METAL,ADDITIONAL FEATURES EN:CLAY GUN HAMMER RET,MNFR:01)DANCORUS,PTNO:01)HOSE NO.15 | 01)DANCORUS,01)HOSE NO.15,EN_01)NON METAL,01)CLAY GUN HAMMER RET |  |  | DANCORUS | DANCORUS | HOSE NO.15 | [5 empty] | Url Not Found | [10 empty] | Cleansed | 40141764 Hose assembly | HOSE | ASSEMBLY | TYPE | NON METAL | INSIDE DIAMETER |  | OUTSIDE DIAMETER |  | LENGTH |  | CORE MATERIAL |  | CONNECTION 1 |  | CONNECTION 2 |  | FITTING MATERIAL |  | COVER MATERIAL |  | PRESSURE RATING |  | BURST PRESSURE RATING |  | TEMPERATURE RATING |  | REINFORCEMENT MATERIAL |  | BEND RADIUS |  | COLOUR |  | HAZARD CLASS |  | CERTIFICATION/STANDARD |  | ADDITIONAL FEATURES | CLAY GUN HAMMER RET | [37 empty] | Production Completed
STP_009 - Lot4 | Data Enrichment | SCS | OK | 2023-07-21 | 24-07-2023 |  | 1344910 | 1344910 | EA | HOSE,ASSY;NON METAL,CLAY GUN HAMMER RET |  |  | HOSE,ASSEMBLY;TYPE:NON METAL,ADDITIONAL FEATURES EN:CLAY GUN HAMMER RET,MNFR:01)DANCORUS,PTNO:01)HOSE NO.4 | 01)DANCORUS,01)HOSE NO.4,EN_01)NON METAL,01)CLAY GUN HAMMER RET |  |  | DANCORUS | DANCORUS | HOSE NO.4 | [5 empty] | Url Not Found | [10 empty] | Cleansed | 40141764 Hose assembly | HOSE | ASSEMBLY | TYPE | NON METAL | INSIDE DIAMETER |  | OUTSIDE DIAMETER |  | LENGTH |  | CORE MATERIAL |  | CONNECTION 1 |  | CONNECTION 2 |  | FITTING MATERIAL |  | COVER MATERIAL |  | PRESSURE RATING |  | BURST PRESSURE RATING |  | TEMPERATURE RATING |  | REINFORCEMENT MATERIAL |  | BEND RADIUS |  | COLOUR |  | HAZARD CLASS |  | CERTIFICATION/STANDARD |  | ADDITIONAL FEATURES | CLAY GUN HAMMER RET | [37 empty] | Production Completed
STP_009 - Lot4 | Data Enrichment | SCS | OK | 2023-07-21 | 24-07-2023 |  | 1344911 | 1344911 | EA | HOSE,ASSY;NON METAL,CLAY GUN HAMMER UPP |  |  | HOSE,ASSEMBLY;TYPE:NON METAL,ADDITIONAL FEATURES EN:CLAY GUN HAMMER UPP,MNFR:01)DANCORUS,PTNO:01)HOSE NO.3 | 01)DANCORUS,01)HOSE NO.3,EN_01)NON METAL,01)CLAY GUN HAMMER UPP |  |  | DANCORUS | DANCORUS | HOSE NO.3 | [5 empty] | Url Not Found | [10 empty] | Cleansed | 40141764 Hose assembly | HOSE | ASSEMBLY | TYPE | NON METAL | INSIDE DIAMETER |  | OUTSIDE DIAMETER |  | LENGTH |  | CORE MATERIAL |  | CONNECTION 1 |  | CONNECTION 2 |  | FITTING MATERIAL |  | COVER MATERIAL |  | PRESSURE RATING |  | BURST PRESSURE RATING |  | TEMPERATURE RATING |  | REINFORCEMENT MATERIAL |  | BEND RADIUS |  | COLOUR |  | HAZARD CLASS |  | CERTIFICATION/STANDARD |  | ADDITIONAL FEATURES | CLAY GUN HAMMER UPP | [37 empty] | Production Completed
STP_009 - Lot4 | Data Enrichment | SCS | OK | 2023-07-21 | 24-07-2023 |  | 1344903 | 1344903 | EA | HOSE,ASSY;NON METAL,CLAY GUN REVERSE DR |  |  | HOSE,ASSEMBLY;TYPE:NON METAL,ADDITIONAL FEATURES EN:CLAY GUN REVERSE DR,MNFR:01)DANCORUS,PTNO:01)HOSE NO.17 | 01)DANCORUS,01)HOSE NO.17,EN_01)NON METAL,01)CLAY GUN REVERSE DR |  |  | DANCORUS | DANCORUS | HOSE NO.17 | [5 empty] | Url Not Found | [10 empty] | Cleansed | 40141764 Hose assembly | HOSE | ASSEMBLY | TYPE | NON METAL | INSIDE DIAMETER |  | OUTSIDE DIAMETER |  | LENGTH |  | CORE MATERIAL |  | CONNECTION 1 |  | CONNECTION 2 |  | FITTING MATERIAL |  | COVER MATERIAL |  | PRESSURE RATING |  | BURST PRESSURE RATING |  | TEMPERATURE RATING |  | REINFORCEMENT MATERIAL |  | BEND RADIUS |  | COLOUR |  | HAZARD CLASS |  | CERTIFICATION/STANDARD |  | ADDITIONAL FEATURES | CLAY GUN REVERSE DR | [37 empty] | Production Completed
STP_009 - Lot4 | Data Enrichment | SCS | OK | 2023-07-21 | 24-07-2023 |  | 1344908 | 1344908 | EA | HOSE,ASSY;NON METAL,CLAY GUN REVERSE DR |  |  | HOSE,ASSEMBLY;TYPE:NON METAL,ADDITIONAL FEATURES EN:CLAY GUN REVERSE DR,MNFR:01)DANCORUS,PTNO:01)HOSE NO.6 | 01)DANCORUS,01)HOSE NO.6,EN_01)NON METAL,01)CLAY GUN REVERSE DR |  |  | DANCORUS | DANCORUS | HOSE NO.6 | [5 empty] | Url Not Found | [10 empty] | Cleansed | 40141764 Hose assembly | HOSE | ASSEMBLY | TYPE | NON METAL | INSIDE DIAMETER |  | OUTSIDE DIAMETER |  | LENGTH |  | CORE MATERIAL |  | CONNECTION 1 |  | CONNECTION 2 |  | FITTING MATERIAL |  | COVER MATERIAL |  | PRESSURE RATING |  | BURST PRESSURE RATING |  | TEMPERATURE RATING |  | REINFORCEMENT MATERIAL |  | BEND RADIUS |  | COLOUR |  | HAZARD CLASS |  | CERTIFICATION/STANDARD |  | ADDITIONAL FEATURES | CLAY GUN REVERSE DR | [37 empty] | Production Completed
STP_009 - Lot4 | Data Enrichment | SCS | OK | 2023-07-21 | 24-07-2023 |  | 1301474 | 1301474 | EA | HOSE,ASSY;NON METAL,JDN CONTROL,7 |  |  | HOSE,ASSEMBLY;TYPE:NON METAL,ADDITIONAL FEATURES EN:JDN CONTROL,7,MNFR:01)BULIVANT,PTNO:01)76102 | 01)BULIVANT,01)76102,EN_01)NON METAL,01)JDN CONTROL,7 |  |  | BULIVANT | BULIVANT | 76102 | [5 empty] | Url Not Found | [10 empty] | Cleansed | 40141764 Hose assembly | HOSE | ASSEMBLY | TYPE | NON METAL | INSIDE DIAMETER |  | OUTSIDE DIAMETER |  | LENGTH |  | CORE MATERIAL |  | CONNECTION 1 |  | CONNECTION 2 |  | FITTING MATERIAL |  | COVER MATERIAL |  | PRESSURE RATING |  | BURST PRESSURE RATING |  | TEMPERATURE RATING |  | REINFORCEMENT MATERIAL |  | BEND RADIUS |  | COLOUR |  | HAZARD CLASS |  | CERTIFICATION/STANDARD |  | ADDITIONAL FEATURES | JDN CONTROL,7 | [37 empty] | Production Completed
STP_009 - Lot4 | Data Enrichment | SCS | OK | 2023-07-21 | 24-07-2023 |  | 1381951 | 1381951 | EA | HOSE,ASSY;NON METAL,LG 800 MM,700 KPA |  |  | HOSE,ASSEMBLY;TYPE:NON METAL,LENGTH:800 MM,CONNECTION 1:FLANGE TABLE E DIA 150 MM,CONNECTION 2:FLANGE TABLE E DIA 200 MM,COVER MATERIAL:RUBBER NATURAL,PRESSURE RATING:700 KPA,ADDITIONAL FEATURES EN:142NB, 12MM, BEADED ENDS,MNFR:01)ALFAGO,PTNO:01)AIXS46003H- 00038 | 01)ALFAGO,01)AIXS46003H-00038,EN_01)NON METAL,800 MM,EN_01)FLANGE TABLE E DIA 150 M,EN_01)FLANGE TABLE E DIA 200 M,EN_01)RUBBER NATURAL,700 KPA,01)142NB, 12MM, BEADED ENDS |  |  | ALFAGO | ALFAGOMMA AUSTRALIA PTY LTD | AIXS46003H- 00038 | [5 empty] | Url Not Found | [10 empty] | Cleansed | 40141764 Hose assembly | HOSE | ASSEMBLY | TYPE | NON METAL | INSIDE DIAMETER |  | OUTSIDE DIAMETER |  | LENGTH | 800 MM | CORE MATERIAL | NATURAL RUBBER | CONNECTION 1 | 150 MM FLANGE TABLE E | CONNECTION 2 | 200 MM FLANGE TABLE E | FITTING MATERIAL |  | COVER MATERIAL |  | PRESSURE RATING | 700 KPA | BURST PRESSURE RATING |  | TEMPERATURE RATING |  | REINFORCEMENT MATERIAL |  | BEND RADIUS |  | COLOUR |  | HAZARD CLASS |  | CERTIFICATION/STANDARD |  | ADDITIONAL FEATURES | 142NB,12MM,BEADED ENDS | [37 empty] | Production Completed
STP_009 - Lot4 | Data Enrichment | SCS | OK | 2023-07-21 | 24-07-2023 |  | 1278230 | 1278230 | EA | HOSE,ASSY;PAINT/AIR,ID 1/4 IN,OD 3/8 IN |  |  | HOSE,ASSEMBLY;TYPE:PAINT/AIR,INSIDE DIAMETER:1/4 IN,OUTSIDE DIAMETER:3/8 IN,LENGTH:10 M,ADDITIONAL FEATURES EN:SET FOR TRITON, MNFR:01)BURWELL TECHNOLOGIES,PTNO:01)2405-1410 | 01)BURWELL TECHNOLOGIES,01)2405-1410,EN_01)PAINT/AIR,1/4 IN,3/8 IN,10 M,01)SET FOR TRITON |  |  | BURWELL TECHNOLOGIES | BURWELL TECHNOLOGIES | 2405-1410 | [5 empty] | https://www.burwell.com.au/products/spray-equipment/conventional-spray-equipment/conventional-accessories/conventional-spray-hoses-and-fittings | [10 empty] | Enriched | 40141764 Hose assembly | HOSE | ASSEMBLY | TYPE | PAINT/AIR/FLUID | INSIDE DIAMETER | 1/4 IN | OUTSIDE DIAMETER | 3/8 IN | LENGTH | 10 M | CORE MATERIAL |  | CONNECTION 1 |  | CONNECTION 2 |  | FITTING MATERIAL |  | COVER MATERIAL |  | PRESSURE RATING |  | BURST PRESSURE RATING |  | TEMPERATURE RATING |  | REINFORCEMENT MATERIAL |  | BEND RADIUS |  | COLOUR |  | HAZARD CLASS |  | CERTIFICATION/STANDARD |  | ADDITIONAL FEATURES | SET FOR TRITON | [37 empty] | Production Completed
STP_009 - Lot4 | Data Enrichment | SCS | OK | 2023-07-21 | 24-07-2023 |  | 1286565 | 1286565 | EA | HOSE,ASSY;PRECISION FLOW AIR,ID 1/4 IN |  |  | HOSE,ASSEMBLY;TYPE:PRECISION FLOW AIR,INSIDE DIAMETER:1/4 IN,LENGTH:1.48 M,MNFR:01)BOART,PTNO:01)3000035 | 01)BOART,01)3000035,EN_01)PRECISION FLOW AIR,1/4 IN,1.48 M |  |  | BOART | BOART | 3000035 | [5 empty] | Url Not Found | [10 empty] | Cleansed | 40141764 Hose assembly | HOSE | ASSEMBLY | TYPE | PRECISION FLOW AIR | INSIDE DIAMETER | 1/4 IN | OUTSIDE DIAMETER |  | LENGTH | 1.48 M | CORE MATERIAL |  | CONNECTION 1 |  | CONNECTION 2 |  | FITTING MATERIAL |  | COVER MATERIAL |  | PRESSURE RATING |  | BURST PRESSURE RATING |  | TEMPERATURE RATING |  | REINFORCEMENT MATERIAL |  | BEND RADIUS |  | COLOUR |  | HAZARD CLASS |  | CERTIFICATION/STANDARD |  | ADDITIONAL FEATURES | [38 empty] | Production Completed
STP_009 - Lot4 | Data Enrichment | SCS | OK | 2023-07-21 | 24-07-2023 |  | 1278427 | 1278427 | EA | HOSE,ASSY;SPW590/SP160RLW |  |  | HOSE,ASSEMBLY;ADDITIONAL FEATURES EN:SPW590/SP160RLW,MNFR:01)BOSS,PTNO:01)HS-9 | 01)BOSS,01)HS-9,01)SPW590/SP160RLW |  |  | BOSS | BOSS | HS-9 | [5 empty] | Url Not Found |  |  |  |  | SPW590/SP160RLW | [5 empty] | Cleansed | 40141764 Hose assembly | HOSE | ASSEMBLY | TYPE |  | INSIDE DIAMETER |  | OUTSIDE DIAMETER |  | LENGTH |  | CORE MATERIAL |  | CONNECTION 1 |  | CONNECTION 2 |  | FITTING MATERIAL |  | COVER MATERIAL |  | PRESSURE RATING |  | BURST PRESSURE RATING |  | TEMPERATURE RATING |  | REINFORCEMENT MATERIAL |  | BEND RADIUS |  | COLOUR |  | HAZARD CLASS |  | CERTIFICATION/STANDARD |  | ADDITIONAL FEATURES | [38 empty] | Production Completed
STP_009 - Lot4 | Data Enrichment | SCS | OK | 2023-07-21 | 24-07-2023 |  | 1350188 | 1350188 | EA | HOSE,PREFMD;AIR CLEANER, ELBOW |  |  | HOSE,PREFORMED;TYPE:AIR CLEANER, ELBOW,MNFR:01)MATBRO,PTNO:01)35545/007 | EN_01)AIR CLEANER, ELBOW,01)MATBRO,01)35545/007 |  |  | MATBRO | MATBRO | 35545/007 | [5 empty] | https://pdfcoffee.com/download/ts-280-pdf-free.html | [10 empty] | Cleansed | 40142000 Hoses | HOSE | PREFORMED | TYPE | AIR CLEANER,ELBOW | MEDIA |  | INSIDE DIAMETER |  | OUTSIDE DIAMETER |  | LENGTH |  | MATERIAL |  | REINFORCEMENT MATERIAL |  | WALL THICKNESS |  | PRESSURE RATING |  | TEMPERATURE RATING |  | COLOUR |  | HAZARD CLASS |  | CERTIFICATION/STANDARD |  | ADDITIONAL FEATURES | [46 empty] | Production Completed
STP_009 - Lot4 | Data Enrichment | SCS | OK | 2023-07-21 | 24-07-2023 |  | 1351561 | 1351561 | EA | HOSE,PREFMD;AIR CLEANER, FLEXIBLE |  |  | HOSE,PREFORMED;TYPE:AIR CLEANER, FLEXIBLE,MNFR:01)MATBRO,PTNO:01)41036 | EN_01)AIR CLEANER, FLEXIBLE,01)MATBRO,01)41036 |  |  | MATBRO | MATBRO | 41036 | [5 empty] | https://pdfcoffee.com/download/ts-280-pdf-free.html | [10 empty] | Cleansed | 40142000 Hoses | HOSE | PREFORMED | TYPE | AIR CLEANER,FLEXIBLE | MEDIA |  | INSIDE DIAMETER |  | OUTSIDE DIAMETER |  | LENGTH |  | MATERIAL |  | REINFORCEMENT MATERIAL |  | WALL THICKNESS |  | PRESSURE RATING |  | TEMPERATURE RATING |  | COLOUR |  | HAZARD CLASS |  | CERTIFICATION/STANDARD |  | ADDITIONAL FEATURES | [46 empty] | Production Completed
STP_009 - Lot4 | Data Enrichment | SCS | OK | 2023-07-21 | 24-07-2023 |  | 1351774 | 1351774 | EA | HOSE,PREFMD;AIR INLT, STRAIGHT HUMP,BLK |  |  | HOSE,PREFORMED;TYPE:AIR INLET, STRAIGHT HUMP,INSIDE DIAMETER:4 IN,LENGTH:5-1/4 IN,MATERIAL:RUBBER MOULDED,COLOUR:BLACK,MNFR:01) DONALDSN,PTNO:01)P10-5609 | EN_01)AIR INLET, STRAIGHT HUMP,4 IN,5-1/4 IN,RUBBER MOULDED,BLACK,01)DONALDSN,01)P10-5609 |  |  | DONALDSN | DONALDSN | P10-5609 | [5 empty] | https://shop.donaldson.com/store/en-in/product/P105609/14702?_requestid=10891441 | [10 empty] | Cleansed | 40142000 Hoses | HOSE | PREFORMED | TYPE | AIR INLET,STRAIGHT HUMP | MEDIA |  | INSIDE DIAMETER | 4 IN | OUTSIDE DIAMETER |  | LENGTH | 5-1/4 IN | MATERIAL | RUBBER MOULDED | REINFORCEMENT MATERIAL |  | WALL THICKNESS |  | PRESSURE RATING |  | TEMPERATURE RATING |  | COLOUR | BLACK | HAZARD CLASS |  | CERTIFICATION/STANDARD |  | ADDITIONAL FEATURES | [46 empty] | Production Completed
STP_009 - Lot4 | Data Enrichment | SCS | OK | 2023-07-21 | 24-07-2023 |  | 1349840 | 1349840 | EA | HOSE,PREFMD;AIR INLT, STRAIGHT HUMP,BLK |  |  | HOSE,PREFORMED;TYPE:AIR INLET, STRAIGHT HUMP,INSIDE DIAMETER:6 IN,LENGTH:6-1/2 IN,COLOUR:BLACK,MNFR:01)DONALDSN,PTNO:01)P105612 | EN_01)AIR INLET, STRAIGHT HUMP,6 IN,6-1/2 IN,BLACK,01)DONALDSN,01)P105612 |  |  | DONALDSN | DONALDSN | P105612 | [5 empty] | https://shop.donaldson.com/store/en-in/product/P105612/14705 | [10 empty] | Enriched | 40142000 Hoses | HOSE | PREFORMED | TYPE | AIR INLET,STRAIGHT HUMP | MEDIA |  | INSIDE DIAMETER | 6 IN | OUTSIDE DIAMETER |  | LENGTH | 6-1/2 IN | MATERIAL | RUBBER MOULDED | REINFORCEMENT MATERIAL |  | WALL THICKNESS |  | PRESSURE RATING |  | TEMPERATURE RATING |  | COLOUR | BLACK | HAZARD CLASS |  | CERTIFICATION/STANDARD |  | ADDITIONAL FEATURES | [46 empty] | Production Completed
STP_009 - Lot4 | Data Enrichment | SCS | OK | 2023-07-21 | 24-07-2023 |  | 1346570 | 1346570 | EA | HOSE,PREFMD;BEND, MINE,ID 152 MM,LG 1 M |  |  | HOSE,PREFORMED;TYPE:BEND, MINE,INSIDE DIAMETER:152 MM,LENGTH:1 M,MATERIAL:LINAFLEX,REINFORCEMENT MATERIAL:WIRE,PRESSURE RATING: 520 KPA,ADDITIONAL FEATURES EN:INTEGRAL FLANGE STO TABLE D,MNFR:01)MIMDWG,PTNO:01)66-8-5157/ ,MK.28 | EN_01)BEND, MINE,152 MM,1 M,LINAFLEX,WIRE,520 KPA,01)INTEGRAL FLANGE STO TABLE D,01)MIMDWG,01)66-8-5157/ ,MK.28 |  |  | MIMDWG | MIMDWG | 66-8-5157/MK.28 | [5 empty] | Url Not Found | [10 empty] | Cleansed | 40142000 Hoses | HOSE | PREFORMED | TYPE | BEND,MINE | MEDIA |  | INSIDE DIAMETER | 152 MM | OUTSIDE DIAMETER |  | LENGTH | 1 M | MATERIAL | LINAFLEX | REINFORCEMENT MATERIAL | WIRE | WALL THICKNESS |  | PRESSURE RATING | 520 KPA | TEMPERATURE RATING |  | COLOUR |  | HAZARD CLASS |  | CERTIFICATION/STANDARD |  | ADDITIONAL FEATURES | INTEGRAL FLANGE STO TABLE D | [45 empty] | Production Completed
STP_009 - Lot4 | Data Enrichment | SCS | OK | 2023-07-21 | 24-07-2023 |  | 1292254 | 1292254 | EA | HOSE,PREFMD;BEND,ID 356 MM,LG 1.04 M |  |  | HOSE,PREFORMED;TYPE:BEND,INSIDE DIAMETER:356 MM,LENGTH:1.04 M,MATERIAL:LINAFLEX,REINFORCEMENT MATERIAL:WIRE,PRESSURE RATING:520 KPA,ADDITIONAL FEATURES EN:C/W 400MM NB INTEG TABLE D FLANGES, DWG REVISIO,MNFR:01)LINATEX,PTNO:01)44013HAA5156EAEA | EN_01)BEND,356 MM,1.04 M,LINAFLEX,WIRE,520 KPA,01)C/W 400MM NB INTEG TABLE D,01)LINATEX,01)44013HAA5156EAEA |  |  | LINATEX | LINATEX | 44013HAA5156EAEA | [5 empty] | Url Not Found | [10 empty] | Cleansed | 40142000 Hoses | HOSE | PREFORMED | TYPE | BEND | MEDIA |  | INSIDE DIAMETER | 356 MM | OUTSIDE DIAMETER |  | LENGTH | 1.04 M | MATERIAL | LINAFLEX | REINFORCEMENT MATERIAL | WIRE | WALL THICKNESS |  | PRESSURE RATING | 520 KPA | TEMPERATURE RATING |  | COLOUR |  | HAZARD CLASS |  | CERTIFICATION/STANDARD |  | ADDITIONAL FEATURES | C/W 400 MM NB INTEG TABLE D FLANGES,DWG REVISIO | [45 empty] | Production Completed
STP_009 - Lot4 | Data Enrichment | SCS | OK | 2023-07-21 | 24-07-2023 |  | 1348258 | 1348258 | EA | HOSE,PREFMD;BEND,ID 356 MM,LG 1.26 M |  |  | HOSE,PREFORMED;TYPE:BEND,INSIDE DIAMETER:356 MM,LENGTH:1.26 M,MATERIAL:LINAFORM,REINFORCEMENT MATERIAL:WIRE,PRESSURE RATING:520 KPA,ADDITIONAL FEATURES EN:C/W 400MM NB INTEG TABLE D FLANGES, DWG REVISIO,MNFR:01)MIMDWG,PTNO:01)66-8-5157/ ,MK.30 | EN_01)BEND,356 MM,1.26 M,LINAFORM,WIRE,520 KPA,01)C/W 400MM NB INTEG TABLE D,01)MIMDWG,01)66-8-5157/ ,MK.30 |  |  | MIMDWG | MIMDWG | 66-8-5157/MK.30 | [5 empty] | Url Not Found | [10 empty] | Cleansed | 40142000 Hoses | HOSE | PREFORMED | TYPE | BEND | MEDIA |  | INSIDE DIAMETER | 356 MM | OUTSIDE DIAMETER |  | LENGTH | 1.26 M | MATERIAL | LINAFORM | REINFORCEMENT MATERIAL | WIRE | WALL THICKNESS |  | PRESSURE RATING | 520 KPA | TEMPERATURE RATING |  | COLOUR |  | HAZARD CLASS |  | CERTIFICATION/STANDARD |  | ADDITIONAL FEATURES | C/W 400 MM NB INTEG TABLE D FLANGES,DWG REVISIO | [45 empty] | Production Completed
STP_009 - Lot4 | Data Enrichment | SCS | OK | 2023-07-21 | 24-07-2023 |  | 1291926 | 1291926 | EA | HOSE,PREFMD;BRAKE, LEFT REAR,NM,AUSCO |  |  | HOSE,PREFORMED;BRAKE, LEFT REAR,ADDITIONAL FEATURES EN:NONMETALLIC,MNFR:01)AUSCO,PTNO:01)97405 | EN_01)BRAKE, LEFT REAR,01)NONMETALLIC,01)AUSCO,01)97405 |  |  | AUSCO | AUSCO | 97405 | [5 empty] | https://auscoproducts.com/wp-content/uploads/2021/06/102266-LC_Install1.pdf | [10 empty] | Cleansed | 40142000 Hoses | HOSE | PREFORMED | TYPE | BRAKE, LEFT REAR | MEDIA |  | INSIDE DIAMETER |  | OUTSIDE DIAMETER |  | LENGTH |  | MATERIAL | NON METALLIC | REINFORCEMENT MATERIAL |  | WALL THICKNESS |  | PRESSURE RATING |  | TEMPERATURE RATING |  | COLOUR |  | HAZARD CLASS |  | CERTIFICATION/STANDARD |  | ADDITIONAL FEATURES | [46 empty] | Production Completed
STP_009 - Lot4 | Data Enrichment | SCS | OK | 2023-07-21 | 24-07-2023 |  | 1385758 | 1385758 | EA | HOSE,PREFMD;BURST SLEEVE, PRESSURE,BLK |  |  | HOSE,PREFORMED;TYPE:BURST SLEEVE, PRESSURE,INSIDE DIAMETER:16 MM,LENGTH:269 MM,MATERIAL:EPDM RUBBER SYNTHETIC,TEMPERATURE RATING:- 40 TO 135 DEG C,COLOUR:BLACK,CERTIFICATION/STANDARD:SAE 20R3 TYPE EC, 20R4,ADDITIONAL FEATURES EN:24 CODE 62 ST/ST AT LG 2550 MM, MNFR:01)ISADRAULICS,PTNO:01)1916519 | EN_01)BURST SLEEVE, PRESSURE,16 MM,269 MM,EPDM RUBBER SYNTHETIC,-40 TO 135 DEG C,BLACK,EN_01)SAE 20R3 TYPE EC, 20R4,01)24 CODE 62 ST/ST AT LG 2550,01)ISADRAULICS,01)1916519 |  |  | ISADRAULICS | ISADRAULICS | 1916519 | [5 empty] | Url Not Found | [10 empty] | Cleansed | 40142000 Hoses | HOSE | PREFORMED | TYPE | BURST SLEEVE,PRESSURE | MEDIA |  | INSIDE DIAMETER | 16 MM | OUTSIDE DIAMETER |  | LENGTH | 269 MM | MATERIAL | EPDM RUBBER SYNTHETIC | REINFORCEMENT MATERIAL |  | WALL THICKNESS |  | PRESSURE RATING |  | TEMPERATURE RATING | - 40 TO 135 DEG C | COLOUR | BLACK | HAZARD CLASS |  | CERTIFICATION/STANDARD | SAE 20R3 TYPE EC,20R4 | ADDITIONAL FEATURES | 24 CODE 62 ST/ST AT LG 2550 MM | [45 empty] | Production Completed
STP_009 - Lot4 | Data Enrichment | SCS | OK | 2023-07-21 | 24-07-2023 |  | 1385908 | 1385908 | EA | HOSE,PREFMD;BYPASS,WTR |  |  | HOSE,PREFORMED;TYPE:BYPASS,MEDIA:WATER,MNFR:01)MALOUF,PTNO:01)G60715261 | EN_01)BYPASS,WATER,01)MALOUF,01)G60715261 |  |  | MALOUF | MALOUF | G60715261 | [5 empty] | https://www.zoomzoomnationparts.com/p/mazda__B2600/HOSE--BYPASS/105428040/G607-15-261.html | [10 empty] | Cleansed | 40142000 Hoses | HOSE | PREFORMED | TYPE | BYPASS | MEDIA | WATER | INSIDE DIAMETER |  | OUTSIDE DIAMETER |  | LENGTH |  | MATERIAL |  | REINFORCEMENT MATERIAL |  | WALL THICKNESS |  | PRESSURE RATING |  | TEMPERATURE RATING |  | COLOUR |  | HAZARD CLASS |  | CERTIFICATION/STANDARD |  | ADDITIONAL FEATURES | [46 empty] | Production Completed
STP_009 - Lot4 | Data Enrichment | SCS | OK | 2023-07-21 | 24-07-2023 |  | 1237942 | 1237942 | EA | HOSE,PREFMD;C/W O RINGS |  |  | HOSE,PREFORMED;ADDITIONAL FEATURES EN:C/W O RINGS,MNFR:01)FLOWROX,PTNO:01)Q85425 | 01)C/W O RINGS,01)FLOWROX,01)Q85425 |  |  | FLOWROX | FLOWROX | Q85425 | [5 empty] | Url Not Found | [10 empty] | Cleansed | 40142000 Hoses | HOSE | PREFORMED | TYPE |  | MEDIA |  | INSIDE DIAMETER |  | OUTSIDE DIAMETER |  | LENGTH |  | MATERIAL |  | REINFORCEMENT MATERIAL |  | WALL THICKNESS |  | PRESSURE RATING |  | TEMPERATURE RATING |  | COLOUR |  | HAZARD CLASS |  | CERTIFICATION/STANDARD |  | ADDITIONAL FEATURES | C/W O RINGS | [45 empty] | Production Completed
STP_009 - Lot4 | Data Enrichment | SCS | OK | 2023-07-21 | 24-07-2023 |  | 1291837 | 1291837 | EA | HOSE,PREFMD;COLNT |  |  | HOSE,PREFORMED;TYPE:COOLANT,MNFR:01)ADAPLIFT,PTNO:01)4604505 | EN_01)COOLANT,01)ADAPLIFT,01)4604505 |  |  | ADAPLIFT | ADAPLIFT | 4604505 | HYSTER |  |  |  |  | https://intellaparts.com/p/HY-SO-4604505/hyster-4604505-hose-coolant.html | [10 empty] | Cleansed | 40142000 Hoses | HOSE | PREFORMED | TYPE | COOLANT | MEDIA |  | INSIDE DIAMETER |  | OUTSIDE DIAMETER |  | LENGTH |  | MATERIAL |  | REINFORCEMENT MATERIAL |  | WALL THICKNESS |  | PRESSURE RATING |  | TEMPERATURE RATING |  | COLOUR |  | HAZARD CLASS |  | CERTIFICATION/STANDARD |  | ADDITIONAL FEATURES | [46 empty] | Production Completed
STP_009 - Lot4 | Data Enrichment | SCS | OK | 2023-07-21 | 24-07-2023 |  | 1301124 | 1301124 | EA | HOSE,PREFMD;COOLING WATER CONNECTING |  |  | HOSE,PREFORMED;TYPE:COOLING WATER CONNECTING,INSIDE DIAMETER:60 MM,ADDITIONAL FEATURES EN:PBSM, R150 BEND, 170.5 DEG, TO DRAWING REVISION,MNFR:01)BLKWOODS,PTNO:01)B0777-1310 | EN_01)COOLING WATER CONNECTING,60 MM,01)PBSM, R150 BEND, 170.5 DEG,01)BLKWOODS,01)B0777-1310 |  |  | BLACKWOODS | BLACKWOODS | B0777-1310 | [5 empty] | Url Not Found | [10 empty] | Cleansed | 40142000 Hoses | HOSE | PREFORMED | TYPE | COOLING WATER CONNECTING | MEDIA |  | INSIDE DIAMETER | 60 MM | OUTSIDE DIAMETER |  | LENGTH |  | MATERIAL |  | REINFORCEMENT MATERIAL |  | WALL THICKNESS |  | PRESSURE RATING |  | TEMPERATURE RATING |  | COLOUR |  | HAZARD CLASS |  | CERTIFICATION/STANDARD |  | ADDITIONAL FEATURES | PBSM,R150 BEND,170.5 DEG,TO DRAWING REVISION | [45 empty] | Production Completed
STP_009 - Lot4 | Data Enrichment | SCS | OK | 2023-07-21 | 24-07-2023 |  | 1386044 | 1386044 | EA | HOSE,PREFMD;COOLR,WTR |  |  | HOSE,PREFORMED;TYPE:COOLER,MEDIA:WATER,MNFR:01)MALOUF,PTNO:01)G60715540A | EN_01)COOLER,WATER,01)MALOUF,01)G60715540A |  |  | MALOUF | MALOUF | G60715540A | [5 empty] | https://www.fitinpart.sg/index.php?route=product/product&product_id=1054654 | [10 empty] | Cleansed | 40142000 Hoses | HOSE | PREFORMED | TYPE | COOLER | MEDIA | WATER | INSIDE DIAMETER |  | OUTSIDE DIAMETER |  | LENGTH |  | MATERIAL |  | REINFORCEMENT MATERIAL |  | WALL THICKNESS |  | PRESSURE RATING |  | TEMPERATURE RATING |  | COLOUR |  | HAZARD CLASS |  | CERTIFICATION/STANDARD |  | ADDITIONAL FEATURES | [46 empty] | Production Completed
STP_009 - Lot4 | Data Enrichment | SCS | OK | 2023-07-21 | 24-07-2023 |  | 1231498 | 1231498 | EA | HOSE,PREFMD;DECANTING,ID 100 MM,LG 2 M |  |  | HOSE,PREFORMED;TYPE:DECANTING,INSIDE DIAMETER:100 MM,LENGTH:2 M,ADDITIONAL FEATURES EN:SCTB-QL2-QL2, C/W S/S CAMLOCK, VITON SEAL, CAF,MNFR:01)ALFAGO,PTNO:01)100QL2-2000 | EN_01)DECANTING,100 MM,2 M,01)SCTB-QL2-QL2, C/W S/S CAMLO,01)ALFAGO,01)100QL2-2000 |  |  | ALFAGO | ALFAGO | 100QL2-2000 |  |  | SCTB-QL2-QL2 |  |  | Url Not Found | [10 empty] | Cleansed | 40142000 Hoses | HOSE | PREFORMED | TYPE | DECANTING | MEDIA |  | INSIDE DIAMETER | 100 MM | OUTSIDE DIAMETER |  | LENGTH | 2 M | MATERIAL |  | REINFORCEMENT MATERIAL |  | WALL THICKNESS |  | PRESSURE RATING |  | TEMPERATURE RATING |  | COLOUR |  | HAZARD CLASS |  | CERTIFICATION/STANDARD |  | ADDITIONAL FEATURES | C/W STAINLESS STEEL CAMLOCK,VITON SEAL,CAF | [45 empty] | Production Completed
STP_009 - Lot4 | Data Enrichment | SCS | OK | 2023-07-21 | 24-07-2023 |  | 1291874 | 1291874 | EA | HOSE,PREFMD;DRM,METALLIC |  |  | HOSE,PREFORMED;TYPE:DRUM,MATERIAL:METALLIC,MNFR:01)WALTIERN,PTNO:01)U-1098 | EN_01)DRUM,METALLIC,01)WALTIERN,01)U-1098 |  |  | WALTIERN | WALTIERN | U-1098 | [5 empty] | Url Not Found | [10 empty] | Cleansed | 40142000 Hoses | HOSE | PREFORMED | TYPE | DRUM | MEDIA |  | INSIDE DIAMETER |  | OUTSIDE DIAMETER |  | LENGTH |  | MATERIAL | METALLIC | REINFORCEMENT MATERIAL |  | WALL THICKNESS |  | PRESSURE RATING |  | TEMPERATURE RATING |  | COLOUR |  | HAZARD CLASS |  | CERTIFICATION/STANDARD |  | ADDITIONAL FEATURES | [46 empty] | Production Completed
STP_009 - Lot4 | Data Enrichment | SCS | OK | 2023-07-21 | 24-07-2023 |  | 1350187 | 1350187 | EA | HOSE,PREFMD;ELB, RADIATOR COOLER |  |  | HOSE,PREFORMED;TYPE:ELBOW, RADIATOR COOLER,MNFR:01)MATBRO,PTNO:01)37034 | EN_01)ELBOW, RADIATOR COOLER,01)MATBRO,01)37034 |  |  | MATBRO | MATBRO | 37034 | [5 empty] | Url Not Found | [10 empty] | Cleansed | 40142000 Hoses | HOSE | PREFORMED | TYPE | ELBOW,RADIATOR COOLER | MEDIA |  | INSIDE DIAMETER |  | OUTSIDE DIAMETER |  | LENGTH |  | MATERIAL |  | REINFORCEMENT MATERIAL |  | WALL THICKNESS |  | PRESSURE RATING |  | TEMPERATURE RATING |  | COLOUR |  | HAZARD CLASS |  | CERTIFICATION/STANDARD |  | ADDITIONAL FEATURES | [46 empty] | Production Completed
STP_009 - Lot4 | Data Enrichment | SCS | OK | 2023-07-21 | 24-07-2023 |  | 1233552 | 1233552 | M | HOSE,PREFMD;HYDR,ID 1/2 IN,LG 40 M |  |  | HOSE,PREFORMED;TYPE:HYDRAULIC,INSIDE DIAMETER:1/2 IN,LENGTH:40 M,PRESSURE RATING:350 BAR,MNFR:01)ENZED,PTNO:01)PC-35-08,MNFR:02) PIRTEK,PTNO:02)701-8 | EN_01)HYDRAULIC,1/2 IN,40 M,350 BAR,01)ENZED,02)PIRTEK,01)PC-35-08,02)701-8 |  |  | PIRTEK | PIRTEK | PC-35-08 |  | ENZED | 701-8 |  |  | https://www.pirtek.com.au/products/productcategory/hydraulic/hose/rubber/multi-spiral/pc35 | [10 empty] | Enriched | 40142000 Hoses | HOSE | PREFORMED | TYPE | HYDRAULIC | MEDIA |  | INSIDE DIAMETER | 1/2 IN | OUTSIDE DIAMETER | 22.2 MM | LENGTH | 40 M | MATERIAL | SYNTHETIC RUBBER | REINFORCEMENT MATERIAL | STEEL WIRE | WALL THICKNESS |  | PRESSURE RATING | 350 BAR | TEMPERATURE RATING |  | COLOUR | BLACK | HAZARD CLASS |  | CERTIFICATION/STANDARD |  | ADDITIONAL FEATURES | [46 empty] | Production Completed
STP_009 - Lot4 | Data Enrichment | SCS | OK | 2023-07-21 | 24-07-2023 |  | 1292295 | 1292295 | M | HOSE,PREFMD;ID 8 MM,NM, ORTAC,PICKERIN |  |  | HOSE,PREFORMED;INSIDE DIAMETER:8 MM,ADDITIONAL FEATURES EN:NONMETALLIC, ORTAC,MNFR:01)PICKERIN,PTNO:01)NGR162 | 8 MM,01)NONMETALLIC, ORTAC,01)PICKERIN,01)NGR162 |  |  | PICKERIN | PICKERIN | NGR162 | [5 empty] | Url Not Found | [10 empty] | Cleansed | 40142000 Hoses | HOSE | PREFORMED | TYPE |  | MEDIA |  | INSIDE DIAMETER | 8 MM | OUTSIDE DIAMETER |  | LENGTH |  | MATERIAL | NON METALLIC | REINFORCEMENT MATERIAL |  | WALL THICKNESS |  | PRESSURE RATING |  | TEMPERATURE RATING |  | COLOUR |  | HAZARD CLASS |  | CERTIFICATION/STANDARD |  | ADDITIONAL FEATURES | ORTAC | [45 empty] | Production Completed
STP_009 - Lot4 | Data Enrichment | SCS | OK | 2023-07-21 | 24-07-2023 |  | 1351859 | 1351859 | EA | HOSE,PREFMD;NM,DEUTZ,0124-4543 |  |  | HOSE,PREFORMED;ADDITIONAL FEATURES EN:NONMETALLIC,MNFR:01)DEUTZ,PTNO:01)0124-4543 | 01)NONMETALLIC,01)DEUTZ,01)0124-4543 |  |  | DEUTZ | DEUTZ | 0124-4543 | [5 empty] | https://www.metzendorff-co.com/part_numbers/DEUTZ/01244543 | [10 empty] | Cleansed | 40142000 Hoses | HOSE | PREFORMED | TYPE |  | MEDIA |  | INSIDE DIAMETER |  | OUTSIDE DIAMETER |  | LENGTH |  | MATERIAL | NON METALLIC | REINFORCEMENT MATERIAL |  | WALL THICKNESS |  | PRESSURE RATING |  | TEMPERATURE RATING |  | COLOUR |  | HAZARD CLASS |  | CERTIFICATION/STANDARD |  | ADDITIONAL FEATURES | [46 empty] | Production Completed
STP_009 - Lot4 | Data Enrichment | SCS | OK | 2023-07-21 | 24-07-2023 |  | 1301420 | 1301420 | EA | HOSE,PREFMD;NON METAL,ID NB 1,LG 36 IN |  |  | HOSE,PREFORMED;TYPE:NON METAL,INSIDE DIAMETER:NB 1,LENGTH:36 IN,MNFR:01)HADBAR,PTNO:01)70-100 | EN_01)NON METAL,NB 1,36 IN,01)HADBAR,01)70-100 |  |  | HADBAR | HADBAR | 70-100 | [5 empty] | Url Not Found | [10 empty] | Cleansed | 40142000 Hoses | HOSE | PREFORMED | TYPE |  | MEDIA |  | INSIDE DIAMETER | NB 1 | OUTSIDE DIAMETER |  | LENGTH | 36 IN | MATERIAL | NON METALLIC | REINFORCEMENT MATERIAL |  | WALL THICKNESS |  | PRESSURE RATING |  | TEMPERATURE RATING |  | COLOUR |  | HAZARD CLASS |  | CERTIFICATION/STANDARD |  | ADDITIONAL FEATURES | [46 empty] | Production Completed
STP_009 - Lot4 | Data Enrichment | SCS | OK | 2023-07-21 | 24-07-2023 |  | 1292237 | 1292237 | EA | HOSE,PREFMD;NON METALLIC,CORFLEET,HOSE |  |  | HOSE,PREFORMED;MATERIAL:NON METALLIC,ADDITIONAL FEATURES EN:ASSY, HYDRAULIC BRAKE, REAR,MNFR:01)CORFLEET,PTNO:01)HOSE | NON METALLIC,01)ASSY, HYDRAULIC BRAKE, REAR,01)CORFLEET,01)HOSE |  |  | CORFLEET | CORFLEET | [6 empty] | Url Not Found | [10 empty] | Cleansed | 40142000 Hoses | HOSE | PREFORMED | TYPE | HYDRAULIC BRAKE, REAR | MEDIA |  | INSIDE DIAMETER |  | OUTSIDE DIAMETER |  | LENGTH |  | MATERIAL | NON METALLIC | REINFORCEMENT MATERIAL |  | WALL THICKNESS |  | PRESSURE RATING |  | TEMPERATURE RATING |  | COLOUR |  | HAZARD CLASS |  | CERTIFICATION/STANDARD |  | ADDITIONAL FEATURES | ASSEMBLY | [45 empty] | Production Completed
STP_009 - Lot4 | Data Enrichment | SCS | OK | 2023-07-21 | 24-07-2023 |  | 1233285 | 1233285 | EA | HOSE,PREFMD;POWER STEERING,NM, (A) |  |  | HOSE,PREFORMED;TYPE:POWER STEERING,ADDITIONAL FEATURES EN:NONMETALLIC, (A),MNFR:01)MODMOTOR,PTNO:01)1102CA1790N | EN_01)POWER STEERING,01)NONMETALLIC, (A),01)MODMOTOR,01)1102CA1790N |  |  | MODMOTOR | MODMOTOR | 1102CA1790N | [5 empty] | https://narmadamotors.in/product/1102ca1790n-hose-strg-pump-to-gear/ | [10 empty] | Enriched | 40142000 Hoses | HOSE | PREFORMED | TYPE | POWER STEERING, PUMP TO GEAR | MEDIA |  | INSIDE DIAMETER |  | OUTSIDE DIAMETER |  | LENGTH |  | MATERIAL | NON METALLIC | REINFORCEMENT MATERIAL |  | WALL THICKNESS |  | PRESSURE RATING |  | TEMPERATURE RATING |  | COLOUR |  | HAZARD CLASS |  | CERTIFICATION/STANDARD |  | ADDITIONAL FEATURES | [46 empty] | Production Completed
STP_009 - Lot4 | Data Enrichment | SCS | OK | 2023-07-21 | 24-07-2023 |  | 1233286 | 1233286 | EA | HOSE,PREFMD;POWER STEERING,NM, (B) |  |  | HOSE,PREFORMED;TYPE:POWER STEERING,ADDITIONAL FEATURES EN:NONMETALLIC, (B),MNFR:01)MODMOTOR,PTNO:01)1102CA1800N | EN_01)POWER STEERING,01)NONMETALLIC, (B),01)MODMOTOR,01)1102CA1800N |  |  | MODMOTOR | MODMOTOR | 1102CA1800N | [5 empty] | https://mechdeals.com/product-detail/hose-strg-gear-to-reservoir-64073 | [10 empty] | Enriched | 40142000 Hoses | HOSE | PREFORMED | TYPE | POWER STEERING, GEAR TO RESERVOIR | MEDIA |  | INSIDE DIAMETER |  | OUTSIDE DIAMETER |  | LENGTH |  | MATERIAL | NON METALLIC | REINFORCEMENT MATERIAL |  | WALL THICKNESS |  | PRESSURE RATING |  | TEMPERATURE RATING |  | COLOUR |  | HAZARD CLASS |  | CERTIFICATION/STANDARD |  | ADDITIONAL FEATURES | [46 empty] | Production Completed
STP_009 - Lot4 | Data Enrichment | SCS | OK | 2023-07-21 | 24-07-2023 |  | 1348540 | 1348540 | EA | HOSE,PREFMD;PUMP DAMPNER, SPX65,STAUFF |  |  | HOSE,PREFORMED;ADDITIONAL FEATURES EN:PUMP DAMPNER, SPX65,MNFR:01)STAUFF,PTNO:01)P065040 | 01)PUMP DAMPNER, SPX65,01)STAUFF,01)P065040 |  |  | STAUFF | STAUFF | P065040 | [5 empty] | Url Not Found | [10 empty] | Cleansed | 40142000 Hoses | HOSE | PREFORMED | TYPE | PUMP DAMPNER | MEDIA |  | INSIDE DIAMETER |  | OUTSIDE DIAMETER |  | LENGTH |  | MATERIAL |  | REINFORCEMENT MATERIAL |  | WALL THICKNESS |  | PRESSURE RATING |  | TEMPERATURE RATING |  | COLOUR |  | HAZARD CLASS |  | CERTIFICATION/STANDARD |  | ADDITIONAL FEATURES | REF: SPX65 | [45 empty] | Production Completed
STP_009 - Lot4 | Data Enrichment | SCS | OK | 2023-07-21 | 24-07-2023 |  | 1385915 | 1385915 | EA | HOSE,PREFMD;RDTR |  |  | HOSE,PREFORMED;TYPE:RADIATOR,MNFR:01)EIMCO,PTNO:01)A2U913265002 S | EN_01)RADIATOR,01)EIMCO,01)A2U913265002 S |  |  | EIMCO | EIMCO | A2U913265002 S | [5 empty] | Url Not Found | [10 empty] | Cleansed | 40142000 Hoses | HOSE | PREFORMED | TYPE | RADIATOR | MEDIA |  | INSIDE DIAMETER |  | OUTSIDE DIAMETER |  | LENGTH |  | MATERIAL |  | REINFORCEMENT MATERIAL |  | WALL THICKNESS |  | PRESSURE RATING |  | TEMPERATURE RATING |  | COLOUR |  | HAZARD CLASS |  | CERTIFICATION/STANDARD |  | ADDITIONAL FEATURES | [46 empty] | Production Completed
STP_009 - Lot4 | Data Enrichment | SCS | OK | 2023-07-21 | 24-07-2023 |  | 1386057 | 1386057 | EA | HOSE,PREFMD;RDTR |  |  | HOSE,PREFORMED;TYPE:RADIATOR,MNFR:01)SMHEQUIP,PTNO:01)4856263 | EN_01)RADIATOR,01)SMHEQUIP,01)4856263 |  |  | SMHEQUIP | SMHEQUIP | 4856263 | VOLVO |  |  |  |  | https://slp.se/en/specifications/volvo/4856263 | [10 empty] | Cleansed | 40142000 Hoses | HOSE | PREFORMED | TYPE | RADIATOR | MEDIA |  | INSIDE DIAMETER |  | OUTSIDE DIAMETER |  | LENGTH |  | MATERIAL |  | REINFORCEMENT MATERIAL |  | WALL THICKNESS |  | PRESSURE RATING |  | TEMPERATURE RATING |  | COLOUR |  | HAZARD CLASS |  | CERTIFICATION/STANDARD |  | ADDITIONAL FEATURES | [46 empty] | Production Completed
STP_009 - Lot4 | Data Enrichment | SCS | OK | 2023-07-21 | 24-07-2023 |  | 1385665 | 1385665 | EA | HOSE,PREFMD;RDTR, INLET |  |  | HOSE,PREFORMED;TYPE:RADIATOR, INLET,MNFR:01)MALOUF AUTO GROUP,PTNO:01)97363604 | EN_01)RADIATOR, INLET,01)MALOUF AUTO GROUP,01)97363604 |  |  | MALOUF AUTO GROUP | MALOUF AUTO GROUP | 97363604 | [5 empty] | https://www.qingheyuandong.com/product/Radiator-hose-GG-OEM8-97363604-1.html | [10 empty] | Cleansed | 40142000 Hoses | HOSE | PREFORMED | TYPE | RADIATOR,INLET | MEDIA |  | INSIDE DIAMETER |  | OUTSIDE DIAMETER |  | LENGTH |  | MATERIAL |  | REINFORCEMENT MATERIAL |  | WALL THICKNESS |  | PRESSURE RATING |  | TEMPERATURE RATING |  | COLOUR |  | HAZARD CLASS |  | CERTIFICATION/STANDARD |  | ADDITIONAL FEATURES | [46 empty] | Production Completed
STP_009 - Lot4 | Data Enrichment | SCS | OK | 2023-07-21 | 24-07-2023 |  | 1385882 | 1385882 | EA | HOSE,PREFMD;RDTR, OUTLET |  |  | HOSE,PREFORMED;TYPE:RADIATOR, OUTLET,MNFR:01)MALOUF AUTO GROUP,PTNO:01)97363605 | EN_01)RADIATOR, OUTLET,01)MALOUF AUTO GROUP,01)97363605 |  |  | MALOUF AUTO GROUP | MALOUF AUTO GROUP | 97363605 | [5 empty] | https://www.speedspares.net/97363605_p/97363605.htm | [10 empty] | Cleansed | 40142000 Hoses | HOSE | PREFORMED | TYPE | RADIATOR,OUTLET | MEDIA |  | INSIDE DIAMETER |  | OUTSIDE DIAMETER |  | LENGTH |  | MATERIAL |  | REINFORCEMENT MATERIAL |  | WALL THICKNESS |  | PRESSURE RATING |  | TEMPERATURE RATING |  | COLOUR |  | HAZARD CLASS |  | CERTIFICATION/STANDARD |  | ADDITIONAL FEATURES | [46 empty] | Production Completed
STP_009 - Lot4 | Data Enrichment | SCS | OK | 2023-07-21 | 24-07-2023 |  | 1358065 | 1358065 | EA | HOSE,PREFMD;RUBBER |  |  | HOSE,PREFORMED;MATERIAL:RUBBER,ADDITIONAL FEATURES EN:C/W 2 X O RINGS PN 80713,MNFR:01)FLOWROX,PTNO:01)80631 | RUBBER,01)C/W 2 X O RINGS PN 80713,01)FLOWROX,01)80631 |  |  | FLOWROX | FLOWROX | 80631 | [5 empty] | Url Not Found | [10 empty] | Cleansed | 40142000 Hoses | HOSE | PREFORMED | TYPE |  | MEDIA |  | INSIDE DIAMETER |  | OUTSIDE DIAMETER |  | LENGTH |  | MATERIAL | RUBBER | REINFORCEMENT MATERIAL |  | WALL THICKNESS |  | PRESSURE RATING |  | TEMPERATURE RATING |  | COLOUR |  | HAZARD CLASS |  | CERTIFICATION/STANDARD |  | ADDITIONAL FEATURES | C/W 2 X O RINGS PN 80713 | [45 empty] | Production Completed
STP_009 - Lot4 | Data Enrichment | SCS | OK | 2023-07-21 | 24-07-2023 |  | 1349814 | 1349814 | EA | HOSE,PREFMD;TOP |  |  | HOSE,PREFORMED;TYPE:TOP,MNFR:01)PARTNGTN,PTNO:01)PS1324 | EN_01)TOP,01)PARTNGTN,01)PS1324 |  |  | PARTNGTN | PARTNGTN | PS1324 | [5 empty] | Url Not Found | [10 empty] | Cleansed | 40142000 Hoses | HOSE | PREFORMED | TYPE | TOP | MEDIA |  | INSIDE DIAMETER |  | OUTSIDE DIAMETER |  | LENGTH |  | MATERIAL |  | REINFORCEMENT MATERIAL |  | WALL THICKNESS |  | PRESSURE RATING |  | TEMPERATURE RATING |  | COLOUR |  | HAZARD CLASS |  | CERTIFICATION/STANDARD |  | ADDITIONAL FEATURES | [46 empty] | Production Completed