## Sheet1
Project | Activities | Production User | Production Comments | Start Date | End Date | Remarks | Griha ID | MATNR | MEINS | MAKTX_EN | MAKTX_ES | MAKTX_FR | TEXT_EN | Class_Char_Catted | MFRPN | MFRNR | MFRNR DES | MNFR | PTNO | Verified MNFR from web | MNFR 1 | PTNO 1 | MNFR 2 | PTNO 2 | Reference URL | Reference URL1 | Item Number | Equipment Type | Equipment Manufacturer | Equipment Model | Equipment Serial | DWG | DRAWING VERSION | POS/TAG | Unused Text | Enriched/Cleansed | UNSPSC Ver.23.07 | Noun | Modifier | Attribute Name 1 | Attribute Value 1 | Attribute Name 2 | Attribute Value 2 | Attribute Name 3 | Attribute Value 3 | Attribute Name 4 | Attribute Value 4 | Attribute Name 5 | Attribute Value 5 | Attribute Name 6 | Attribute Value 6 | Attribute Name 7 | Attribute Value 7 | Attribute Name 8 | Attribute Value 8 | Attribute Name 9 | Attribute Value 9 | Attribute Name 10 | Attribute Value 10 | Attribute Name 11 | Attribute Value 11 | Attribute Name 12 | Attribute Value 12 | Attribute Name 13 | Attribute Value 13 | Attribute Name 14 | Attribute Value 14 | Attribute Name 15 | Attribute Value 15 | Attribute Name 16 | Attribute Value 16 | Attribute Name 17 | Attribute Value 17 | Attribute Name 18 | Attribute Value 18 | Attribute Name 19 | Attribute Value 19 | Attribute Name 20 | Attribute Value 20 | Attribute Name 21 | Attribute Value 21 | Attribute Name 22 | Attribute Value 22 | Attribute Name 23 | Attribute Value 23 | Attribute Name 24 | Attribute Value 24 | Attribute Name 25 | Attribute Value 25 | Attribute Name 26 | Attribute Value 26 | Attribute Name 27 | Attribute Value 27 | Attribute Name 28 | Attribute Value 28 | Attribute Name 29 | Attribute Value 29 | Attribute Name 30 | Attribute Value 30 | Attribute Name 31 | Attribute Value 31 | Attribute Name 32 | Attribute Value 32 | Attribute Name 33 | Attribute Value 33 | Attribute Name 34 | Attribute Value 34 | Attribute Name 35 | Attribute Value 35 | Attribute Name 36 | Attribute Value 36 | Remaining_Information | Status
STP_009 - Lot4 | Data Enrichment | CIR | URL NOT FOUND | 2023-07-21 | 24/7/2023 | ok | 1276878 | 1276878 | EA | FUSE,CRTG;100 A,660 VAC |  |  | FUSE,CARTRIDGE;CURRENT RATING:100 A,VOLTAGE RATING:660 VAC,ADDITIONAL FEATURES EN:HRC OTC TYPE 2 HOLE BOLT IN CENTRE TAGS 111MM F, MNFR:01)ENERGYQLD,PTNO:01)2404893 | 100 A,660 VAC,01)HRC OTC TYPE 2 HOLE BOLT IN,01)ENERGYQLD,01)2404893 |  |  | ENERGYQLD | ENERGY QUEENSLAND | 2404893 | [16 empty] | CLEANSED | 39121606 Cartridge fuses | FUSE | CARTRIDGE | TYPE | HRC | CURRENT RATING | 100 A | VOLTAGE RATING | 660 VAC | INTERRUPT RATING |  | SIZE |  | CLASS |  | MATERIAL |  | TERMINAL TYPE | (2) HOLE,CENTRE TAG | HAZARD CLASS |  | CERTIFICATION/STANDARD |  | ADDITIONAL FEATURES | OTC TYPE,FIXING CENTRES 111MM | [51 empty] | Production Completed
STP_009 - Lot4 | Data Enrichment | CIR | URL NOT FOUND | 2023-07-21 | 24/7/2023 | ok | 1276877 | 1276877 | EA | FUSE,CRTG;125 A,660 VAC |  |  | FUSE,CARTRIDGE;CURRENT RATING:125 A,VOLTAGE RATING:660 VAC,ADDITIONAL FEATURES EN:HRC OTF TYPE 2 HOLE BOLT IN CENTRE TAGS 111MM F, MNFR:01)ENERGYQLD,PTNO:01)611029 | 125 A,660 VAC,01)HRC OTF TYPE 2 HOLE BOLT IN,01)ENERGYQLD,01)611029 |  |  | ENERGYQLD | ENERGY QUEENSLAND | 611029 | [16 empty] | CLEANSED | 39121606 Cartridge fuses | FUSE | CARTRIDGE | TYPE | HRC | CURRENT RATING | 125 A | VOLTAGE RATING | 660 VAC | INTERRUPT RATING |  | SIZE |  | CLASS |  | MATERIAL |  | TERMINAL TYPE | (2) HOLE,CENTRE TAG | HAZARD CLASS |  | CERTIFICATION/STANDARD |  | ADDITIONAL FEATURES | OTF TYPE,FIXING CENTRES 111MM | [51 empty] | Production Completed
STP_009 - Lot4 | Data Enrichment | CIR | URL NOT FOUND | 2023-07-21 | 24/7/2023 | ok | 1276876 | 1276876 | EA | FUSE,CRTG;160 A,660 VAC |  |  | FUSE,CARTRIDGE;CURRENT RATING:160 A,VOLTAGE RATING:660 VAC,ADDITIONAL FEATURES EN:HRC OTF TYPE 2 HOLE BOLT IN CENTRE TAGS 111MM F, MNFR:01)ENERGYQLD,PTNO:01)611037 | 160 A,660 VAC,01)HRC OTF TYPE 2 HOLE BOLT IN,01)ENERGYQLD,01)611037 |  |  | ENERGYQLD | ENERGY QUEENSLAND | 611037 | [16 empty] | CLEANSED | 39121606 Cartridge fuses | FUSE | CARTRIDGE | TYPE | HRC | CURRENT RATING | 160 A | VOLTAGE RATING | 660 VAC | INTERRUPT RATING |  | SIZE |  | CLASS |  | MATERIAL |  | TERMINAL TYPE | (2) HOLE,CENTRE TAG | HAZARD CLASS |  | CERTIFICATION/STANDARD |  | ADDITIONAL FEATURES | OTF TYPE,FIXING CENTRES 111MM | [51 empty] | Production Completed
STP_009 - Lot4 | Data Enrichment | CIR | URL NOT FOUND | 2023-07-21 | 24/7/2023 | ok | 1276879 | 1276879 | EA | FUSE,CRTG;200 A,415 VAC |  |  | FUSE,CARTRIDGE;CURRENT RATING:200 A,VOLTAGE RATING:415 VAC,ADDITIONAL FEATURES EN:HRC OTF TYPE A 2 HOLE BOLT IN CENTRE TAGS 111MM, MNFR:01)ENERGYQLD,PTNO:01)611045 | 200 A,415 VAC,01)HRC OTF TYPE A 2 HOLE BOLT,01)ENERGYQLD,01)611045 |  |  | ENERGYQLD | ENERGY QUEENSLAND | 611045 | [16 empty] | CLEANSED | 39121606 Cartridge fuses | FUSE | CARTRIDGE | TYPE | HRC | CURRENT RATING | 200 A | VOLTAGE RATING | 415 VAC | INTERRUPT RATING |  | SIZE |  | CLASS |  | MATERIAL |  | TERMINAL TYPE | (2) HOLE,CENTRE TAG | HAZARD CLASS |  | CERTIFICATION/STANDARD |  | ADDITIONAL FEATURES | OTF TYPE,FIXING CENTRES 111MM | [51 empty] | Production Completed
STP_009 - Lot4 | Data Enrichment | CIR | URL NOT FOUND | 2023-07-21 | 24/7/2023 | ok | 1276997 | 1276997 | EA | FUSE,CRTG;250 A,660 VAC |  |  | FUSE,CARTRIDGE;CURRENT RATING:250 A,VOLTAGE RATING:660 VAC,ADDITIONAL FEATURES EN:HRC OTKF TYPE 2 HOLE BOLT IN CENTRE TAGS 111MM, MNFR:01)ENERGYQLD,PTNO:01)611053 | 250 A,660 VAC,01)HRC OTKF TYPE 2 HOLE BOLT I,01)ENERGYQLD,01)611053 |  |  | ENERGYQLD | ENERGY QUEENSLAND | 611053 | [16 empty] | CLEANSED | 39121606 Cartridge fuses | FUSE | CARTRIDGE | TYPE | HRC | CURRENT RATING | 250 A | VOLTAGE RATING | 660 VAC | INTERRUPT RATING |  | SIZE |  | CLASS |  | MATERIAL |  | TERMINAL TYPE | (2) HOLE,CENTRE TAG | HAZARD CLASS |  | CERTIFICATION/STANDARD |  | ADDITIONAL FEATURES | OTKF TYPE,FIXING CENTRES 111MM | [51 empty] | Production Completed
STP_009 - Lot4 | Data Enrichment | CIR | URL NOT FOUND | 2023-07-21 | 24/7/2023 | ok | 1276996 | 1276996 | EA | FUSE,CRTG;315 A,660 VAC |  |  | FUSE,CARTRIDGE;CURRENT RATING:315 A,VOLTAGE RATING:660 VAC,ADDITIONAL FEATURES EN:HRC OTKF TYPE 2 HOLE BOLT IN CENTRE TAGS 111MM, MNFR:01)ENERGYQLD,PTNO:01)611061 | 315 A,660 VAC,01)HRC OTKF TYPE 2 HOLE BOLT I,01)ENERGYQLD,01)611061 |  |  | ENERGYQLD | ENERGY QUEENSLAND | 611061 | [16 empty] | CLEANSED | 39121606 Cartridge fuses | FUSE | CARTRIDGE | TYPE | HRC | CURRENT RATING | 315 A | VOLTAGE RATING | 660 VAC | INTERRUPT RATING |  | SIZE |  | CLASS |  | MATERIAL |  | TERMINAL TYPE | (2) HOLE,CENTRE TAG | HAZARD CLASS |  | CERTIFICATION/STANDARD |  | ADDITIONAL FEATURES | OTKF TYPE,FIXING CENTRES 111MM | [51 empty] | Production Completed
STP_009 - Lot4 | Data Enrichment | CIR | URL NOT FOUND | 2023-07-21 | 24/7/2023 | ok | 1276873 | 1276873 | EA | FUSE,CRTG;355 A,660 VAC,M |  |  | FUSE,CARTRIDGE;CURRENT RATING:355 A,VOLTAGE RATING:660 VAC,ADDITIONAL FEATURES EN:HRC OTM TYPE 4 HOLE BOLT IN CENTRE TAGS 133/184, M,MNFR:01)ENERGYQLD,PTNO:01)611169 | 355 A,660 VAC,01)HRC OTM TYPE 4 HOLE BOLT IN,02)M,01)ENERGYQLD,01)611169 |  |  | ENERGYQLD | ENERGY QUEENSLAND | 611169 | [16 empty] | CLEANSED | 39121606 Cartridge fuses | FUSE | CARTRIDGE | TYPE | HRC | CURRENT RATING | 355 A | VOLTAGE RATING | 660 VAC | INTERRUPT RATING |  | SIZE |  | CLASS |  | MATERIAL |  | TERMINAL TYPE | (4) HOLE,CENTRE TAG | HAZARD CLASS |  | CERTIFICATION/STANDARD |  | ADDITIONAL FEATURES | OTM TYPE,FIXING CENTRES 133/184,M | [51 empty] | Production Completed
STP_009 - Lot4 | Data Enrichment | CIR | URL NOT FOUND | 2023-07-21 | 24/7/2023 | ok | 1276995 | 1276995 | EA | FUSE,CRTG;500 A,660 VAC,CM |  |  | FUSE,CARTRIDGE;CURRENT RATING:500 A,VOLTAGE RATING:660 VAC,ADDITIONAL FEATURES EN:HRC OTTM TYPE 4 HOLE BOLT IN CENTRE TAGS 133/18, CM,MNFR:01)ENERGYQLD,PTNO:01)611193 | 500 A,660 VAC,01)HRC OTTM TYPE 4 HOLE BOLT I,02)CM,01)ENERGYQLD,01)611193 |  |  | ENERGYQLD | ENERGY QUEENSLAND | 611193 | [16 empty] | CLEANSED | 39121606 Cartridge fuses | FUSE | CARTRIDGE | TYPE | HRC | CURRENT RATING | 500 A | VOLTAGE RATING | 660 VAC | INTERRUPT RATING |  | SIZE |  | CLASS |  | MATERIAL |  | TERMINAL TYPE | (4) HOLE,CENTRE TAG | HAZARD CLASS |  | CERTIFICATION/STANDARD |  | ADDITIONAL FEATURES | OTTM TYPE,FIXING CENTRES 133/18,CM | [51 empty] | Production Completed
STP_009 - Lot4 | Data Enrichment | CIR | URL NOT FOUND | 2023-07-21 | 24/7/2023 | ok | 1276999 | 1276999 | EA | FUSE,CRTG;710 A,660 VAC,CM |  |  | FUSE,CARTRIDGE;CURRENT RATING:710 A,VOLTAGE RATING:660 VAC,ADDITIONAL FEATURES EN:HRC OTLM TYPE 4 HOLE BOLT IN CENTRE TAGS 133/18, CM,MNFR:01)ENERGYQLD,PTNO:01)611207 | 710 A,660 VAC,01)HRC OTLM TYPE 4 HOLE BOLT I,02)CM,01)ENERGYQLD,01)611207 |  |  | ENERGYQLD | ENERGY QUEENSLAND | 611207 | [16 empty] | CLEANSED | 39121606 Cartridge fuses | FUSE | CARTRIDGE | TYPE | HRC | CURRENT RATING | 710 A | VOLTAGE RATING | 660 VAC | INTERRUPT RATING |  | SIZE |  | CLASS |  | MATERIAL |  | TERMINAL TYPE | (4) HOLE,CENTRE TAG | HAZARD CLASS |  | CERTIFICATION/STANDARD |  | ADDITIONAL FEATURES | OTLM TYPE,FIXING CENTRES 133/18,CM | [51 empty] | Production Completed
STP_009 - Lot4 | Data Enrichment | CIR | URL NOT FOUND | 2023-07-21 | 24/7/2023 | ok | 1276816 | 1276816 | EA | FUSE,CRTG;BARL,125 A,12 KV,DIN 43625 |  |  | FUSE,CARTRIDGE;TYPE:BARREL,CURRENT RATING:125 A,VOLTAGE RATING:12 KV,SIZE:DIA 76.2 X LG 359 MM,CERTIFICATION/STANDARD:DIN 43625, ADDITIONAL FEATURES EN:FULL RANGE, RMU DIN TYPE, AIR INSULATED,END CAP,A WITH STRIKER PIN,MNFR:01)ENERGYQLD,PTNO:01)2400629 | EN_01)BARREL,125 A,12 KV,EN_01)DIA 76.2 X LG 359 MM,EN_01)DIN 43625,01)FULL RANGE, RMU DIN TYPE, A,02)A WITH STRIKER PIN,01)ENERGYQLD,01)2400629 |  |  | ENERGYQLD | ENERGY QUEENSLAND | 2400629 | [16 empty] | CLEANSED | 39121606 Cartridge fuses | FUSE | CARTRIDGE | TYPE | BARREL | CURRENT RATING | 125 A | VOLTAGE RATING | 12 KV | INTERRUPT RATING |  | SIZE | 76.2 DIAX359 LG MM | CLASS |  | MATERIAL |  | TERMINAL TYPE |  | HAZARD CLASS |  | CERTIFICATION/STANDARD | DIN 43625 | ADDITIONAL FEATURES | FULL RANGE,RMU DIN TYPE,AIR INSULATED,END CAP C/W STRIKER PIN | [51 empty] | Production Completed
STP_009 - Lot4 | Data Enrichment | CIR | URL NOT FOUND | 2023-07-21 | 24/7/2023 | ok | 1277029 | 1277029 | EA | FUSE,CRTG;BARL,16 A,24 KV, (SCM) |  |  | FUSE,CARTRIDGE;TYPE:BARREL,CURRENT RATING:16 A,VOLTAGE RATING:24 KV,SIZE:DIA 50.8 X LG 442 MM,CERTIFICATION/STANDARD:DIN 43625, ETS 12-01-02,ADDITIONAL FEATURES EN:HRC RMU FULL RANGE TYPE, END CAPS 34MM LG, 45MM, (SCM),MNFR:01)ENERGYQLD,PTNO:01)2424919 | EN_01)BARREL,16 A,24 KV,EN_01)DIA 50.8 X LG 442 MM,EN_01)DIN 43625, ETS 12-01-02,01)HRC RMU FULL RANGE TYPE, EN,02) (SCM),01)ENERGYQLD,01)2424919 |  |  | ENERGYQLD | ENERGY QUEENSLAND | 2424919 | [16 empty] | CLEANSED | 39121606 Cartridge fuses | FUSE | CARTRIDGE | TYPE | BARREL,HRC | CURRENT RATING | 16 A | VOLTAGE RATING | 24 KV | INTERRUPT RATING |  | SIZE | 50.8 DIAX442 LG MM | CLASS |  | MATERIAL |  | TERMINAL TYPE |  | HAZARD CLASS |  | CERTIFICATION/STANDARD | DIN 43625 | ADDITIONAL FEATURES | RMU FULL RANGE TYPE,END CAPS 34MM LG,45MM,(SCM),ETS 12-01-02 | [51 empty] | Production Completed
STP_009 - Lot4 | Data Enrichment | CIR | URL NOT FOUND | 2023-07-21 | 24/7/2023 | ok | 1276963 | 1276963 | EA | FUSE,CRTG;BARL,20 A,12 KV,CKS)(SCM) |  |  | FUSE,CARTRIDGE;TYPE:BARREL,CURRENT RATING:20 A,VOLTAGE RATING:12 KV,SIZE:DIA 50.8 X LG 292 MM,CERTIFICATION/STANDARD:DIN 43625, ETS 12-01-02,ADDITIONAL FEATURES EN:FULL RANGE, END CAPS 34MM LG, 45MM DIA C/W STRI,CKS)(SCM),MNFR:01)ENERGYQLD,PTNO:01)620648 | EN_01)BARREL,20 A,12 KV,EN_01)DIA 50.8 X LG 292 MM,EN_01)DIN 43625, ETS 12-01-02,01)FULL RANGE, END CAPS 34MM L,02)CKS)(SCM),01)ENERGYQLD,01)620648 |  |  | ENERGYQLD | ENERGY QUEENSLAND | 620648 | [16 empty] | CLEANSED | 39121606 Cartridge fuses | FUSE | CARTRIDGE | TYPE | BARREL | CURRENT RATING | 20 A | VOLTAGE RATING | 12 KV | INTERRUPT RATING |  | SIZE | 50.8 DIAX292 LG MM | CLASS |  | MATERIAL |  | TERMINAL TYPE |  | HAZARD CLASS |  | CERTIFICATION/STANDARD | DIN 43625 | ADDITIONAL FEATURES | FULL RANGE,END CAPS 34MM LG,45MM DIA C/W STRI,CKS,(SCM),ETS 12-01-02 | [51 empty] | Production Completed
STP_009 - Lot4 | Data Enrichment | CIR | URL NOT FOUND | 2023-07-21 | 24/7/2023 | ok | 1276989 | 1276989 | EA | FUSE,CRTG;BARL,20 A,24 KV, (SCM) |  |  | FUSE,CARTRIDGE;TYPE:BARREL,CURRENT RATING:20 A,VOLTAGE RATING:24 KV,SIZE:DIA 50.8 X LG 442 MM,CERTIFICATION/STANDARD:DIN 43625, ETS 12-01-02,ADDITIONAL FEATURES EN:HRC RMU FULL RANGE TYPE, END CAPS 34MM LG, 45MM, (SCM),MNFR:01)ENERGYQLD,PTNO:01)621113 | EN_01)BARREL,20 A,24 KV,EN_01)DIA 50.8 X LG 442 MM,EN_01)DIN 43625, ETS 12-01-02,01)HRC RMU FULL RANGE TYPE, EN,02), (SCM),01)ENERGYQLD,01)621113 |  |  | ENERGYQLD | ENERGY QUEENSLAND | 621113 | [16 empty] | CLEANSED | 39121606 Cartridge fuses | FUSE | CARTRIDGE | TYPE | BARREL,HRC | CURRENT RATING | 20 A | VOLTAGE RATING | 24 KV | INTERRUPT RATING |  | SIZE | 50.8 DIAX442 LG MM | CLASS |  | MATERIAL |  | TERMINAL TYPE |  | HAZARD CLASS |  | CERTIFICATION/STANDARD | DIN 43625 | ADDITIONAL FEATURES | RMU FULL RANGE TYPE,END CAPS 34MM LG,45MM,(SCM),ETS 12-01-02 | [51 empty] | Production Completed
STP_009 - Lot4 | Data Enrichment | CIR | URL NOT FOUND | 2023-07-21 | 24/7/2023 | ok | 1277004 | 1277004 | EA | FUSE,CRTG;BARL,25 A,12 KV,DIN 43625 |  |  | FUSE,CARTRIDGE;TYPE:BARREL,CURRENT RATING:25 A,VOLTAGE RATING:12 KV,SIZE:DIA 50.8 X LG 292 MM,CERTIFICATION/STANDARD:DIN 43625, ADDITIONAL FEATURES EN:FULL RANGE, RMU DIN TYPE, AIR INSULATED, END CA, C/W STRIKER,MNFR:01)ENERGYQLD,PTNO:01)2404922 | EN_01)BARREL,25 A,12 KV,EN_01)DIA 50.8 X LG 292 MM,EN_01)DIN 43625,01)FULL RANGE, RMU DIN TYPE, A,02) C/W STRIKER,01)ENERGYQLD,01)2404922 |  |  | ENERGYQLD | ENERGY QUEENSLAND | 2404922 | [16 empty] | CLEANSED | 39121606 Cartridge fuses | FUSE | CARTRIDGE | TYPE | BARREL | CURRENT RATING | 25 A | VOLTAGE RATING | 12 KV | INTERRUPT RATING |  | SIZE | 50.8 DIAX292 LG MM | CLASS |  | MATERIAL |  | TERMINAL TYPE |  | HAZARD CLASS |  | CERTIFICATION/STANDARD | DIN 43625 | ADDITIONAL FEATURES | FULL RANGE,RMU DIN TYPE,AIR INSULATED,END CAP C/W STRIKER PIN | [51 empty] | Production Completed
STP_009 - Lot4 | Data Enrichment | CIR | URL NOT FOUND | 2023-07-21 | 24/7/2023 | ok | 1277008 | 1277008 | EA | FUSE,CRTG;BARL,25 A,24 KV,DIN 43625 |  |  | FUSE,CARTRIDGE;TYPE:BARREL,CURRENT RATING:25 A,VOLTAGE RATING:24 KV,SIZE:DIA 50.8 X LG 442 MM,CERTIFICATION/STANDARD:DIN 43625, ADDITIONAL FEATURES EN:FULL RANGE, END CAPS 33MM LG, 45MM DIA, WITH ST,MNFR:01)ENERGYQLD,PTNO:01)2404137 | EN_01)BARREL,25 A,24 KV,EN_01)DIA 50.8 X LG 442 MM,EN_01)DIN 43625,01)FULL RANGE, END CAPS 33MM L,01)ENERGYQLD,01)2404137 |  |  | ENERGYQLD | ENERGY QUEENSLAND | 2404137 | [16 empty] | CLEANSED | 39121606 Cartridge fuses | FUSE | CARTRIDGE | TYPE | BARREL | CURRENT RATING | 25 A | VOLTAGE RATING | 24 KV | INTERRUPT RATING |  | SIZE | 50.8 DIAX442 LG MM | CLASS |  | MATERIAL |  | TERMINAL TYPE |  | HAZARD CLASS |  | CERTIFICATION/STANDARD | DIN 43625 | ADDITIONAL FEATURES | FULL RANGE,END CAPS 33MM LG,45MM DIA,WITH ST | [51 empty] | Production Completed
STP_009 - Lot4 | Data Enrichment | CIR | URL NOT FOUND | 2023-07-21 | 24/7/2023 | ok | 1277007 | 1277007 | EA | FUSE,CRTG;BARL,40 A,12 KV |  |  | FUSE,CARTRIDGE;TYPE:BARREL,CURRENT RATING:40 A,VOLTAGE RATING:12 KV,SIZE:DIA 76.2 X LG 292 MM,CERTIFICATION/STANDARD:DIN 43625, ETS 12-01-02 (P3) (SCM),ADDITIONAL FEATURES EN:FULL RANGE, END CAPS 34MM LG, 45MM DIA C/W STRI,MNFR:01)ENERGYQLD,PTNO:01)621008 | EN_01)BARREL,40 A,12 KV,EN_01)DIA 76.2 X LG 292 MM,EN_01)DIN 43625, ETS 12-01-02,01)FULL RANGE, END CAPS 34MM L,01)ENERGYQLD,01)621008 |  |  | ENERGYQLD | ENERGY QUEENSLAND | 621008 | [16 empty] | CLEANSED | 39121606 Cartridge fuses | FUSE | CARTRIDGE | TYPE | BARREL | CURRENT RATING | 40 A | VOLTAGE RATING | 12 KV | INTERRUPT RATING |  | SIZE | 76.2 DIAX292 LG MM | CLASS |  | MATERIAL |  | TERMINAL TYPE |  | HAZARD CLASS |  | CERTIFICATION/STANDARD | DIN 43625 | ADDITIONAL FEATURES | FULL RANGE,END CAPS 34MM LG,45MM DIA C/W STRI,ETS 12-01-02 (P3) (SCM) | [51 empty] | Production Completed
STP_009 - Lot4 | Data Enrichment | CIR | URL NOT FOUND | 2023-07-21 | 24/7/2023 | ok | 1276666 | 1276666 | EA | FUSE,CRTG;BARL,40 A,24 KV,DIN 43625 |  |  | FUSE,CARTRIDGE;TYPE:BARREL,CURRENT RATING:40 A,VOLTAGE RATING:24 KV,SIZE:DIA 50.8 X LG 442 MM,CERTIFICATION/STANDARD:DIN 43625, ADDITIONAL FEATURES EN:FULL RANGE, RMU DIN TYPE, AIR INSULATED, END CA, C/W STRIKER PIN,MNFR:01)ENERGYQLD,PTNO:01)2404139 | EN_01)BARREL,40 A,24 KV,EN_01)DIA 50.8 X LG 442 MM,EN_01)DIN 43625,01)FULL RANGE, RMU DIN TYPE, A,02) C/W STRIKER PIN,01)ENERGYQLD,01)2404139 |  |  | ENERGYQLD | ENERGY QUEENSLAND | 2404139 | [16 empty] | CLEANSED | 39121606 Cartridge fuses | FUSE | CARTRIDGE | TYPE | BARREL | CURRENT RATING | 40 A | VOLTAGE RATING | 24 KV | INTERRUPT RATING |  | SIZE | 50.8 DIAX442 LG MM | CLASS |  | MATERIAL |  | TERMINAL TYPE |  | HAZARD CLASS |  | CERTIFICATION/STANDARD | DIN 43625 | ADDITIONAL FEATURES | FULL RANGE,RMU DIN TYPE,AIR INSULATED,END CAP C/W STRIKER PIN | [51 empty] | Production Completed
STP_009 - Lot4 | Data Enrichment | CIR | URL NOT FOUND | 2023-07-21 | 24/7/2023 | ok | 1276815 | 1276815 | EA | FUSE,CRTG;BARL,63 A,12 KV,DIN 43625 |  |  | FUSE,CARTRIDGE;TYPE:BARREL,CURRENT RATING:63 A,VOLTAGE RATING:12 KV,SIZE:DIA 50.8 X LG 292 MM,CERTIFICATION/STANDARD:DIN 43625, ADDITIONAL FEATURES EN:FULL RANGE,RMU DIN TYPE, AIR INSULATED, END CAP,C/W STRIKER PIN,MNFR:01)ENERGYQLD,PTNO:01)2406261 | EN_01)BARREL,63 A,12 KV,EN_01)DIA 50.8 X LG 292 MM,EN_01)DIN 43625,01)FULL RANGE,RMU DIN TYPE, AI,02)C/W STRIKER PIN,01)ENERGYQLD,01)2406261 |  |  | ENERGYQLD | ENERGY QUEENSLAND | 2406261 | [16 empty] | CLEANSED | 39121606 Cartridge fuses | FUSE | CARTRIDGE | TYPE | BARREL | CURRENT RATING | 63 A | VOLTAGE RATING | 12 KV | INTERRUPT RATING |  | SIZE | 50.8 DIAX292 LG MM | CLASS |  | MATERIAL |  | TERMINAL TYPE |  | HAZARD CLASS |  | CERTIFICATION/STANDARD | DIN 43625 | ADDITIONAL FEATURES | FULL RANGE,RMU DIN TYPE,AIR INSULATED,END CAP,C/W STRIKER PIN | [51 empty] | Production Completed
STP_009 - Lot4 | Data Enrichment | CIR | URL NOT FOUND | 2023-07-21 | 24/7/2023 | ok | 1277022 | 1277022 | EA | FUSE,CRTG;BARL,80 A,12 KV |  |  | FUSE,CARTRIDGE;TYPE:BARREL,CURRENT RATING:80 A,VOLTAGE RATING:12 KV,SIZE:DIA 76.2 X LG 292 MM,CERTIFICATION/STANDARD:DIN 43625, ETS 12-01-02,ADDITIONAL FEATURES EN:FULL RANGE, END CAPS 34MM LG, 45MM DIA C/W STRI,MNFR:01)ENERGYQLD,PTNO:01)621016 | EN_01)BARREL,80 A,12 KV,EN_01)DIA 76.2 X LG 292 MM,EN_01)DIN 43625, ETS 12-01-02,01)FULL RANGE, END CAPS 34MM L,01)ENERGYQLD,01)621016 |  |  | ENERGYQLD | ENERGY QUEENSLAND | 621016 | [16 empty] | CLEANSED | 39121606 Cartridge fuses | FUSE | CARTRIDGE | TYPE | BARREL | CURRENT RATING | 80 A | VOLTAGE RATING | 12 KV | INTERRUPT RATING |  | SIZE | 76.2 DIAX292 LG MM | CLASS |  | MATERIAL |  | TERMINAL TYPE |  | HAZARD CLASS |  | CERTIFICATION/STANDARD | DIN 43625 | ADDITIONAL FEATURES | FULL RANGE,END CAPS 34MM LG,45MM DIA C/W STRIKER PIN,ETS 12-01-02 | [51 empty] | Production Completed
STP_009 - Lot4 | Data Enrichment | CIR | ok | 2023-07-21 | 24/7/2023 | ok | 1381810 | 1381810 | EA | FUSE,CRTG;GENRLPRPS, HRC, LINK,670 A |  |  | FUSE,CARTRIDGE;TYPE:GENERAL PURPOSE, HRC, LINK,CURRENT RATING:670 A,VOLTAGE RATING:660 V,INTERRUPT RATING:80 KA,MNFR:01)GEC,PTNO: 01)TLT670 | EN_01)GENERAL PURPOSE, HRC, LI,670 A,660 V,EN_01)80 KA,01)GEC,01)TLT670 |  |  | GEC | GEC | TLT670 | [5 empty] | https://www.farnell.com/datasheets/101341.pdf | [10 empty] | CLEANSED | 39121606 Cartridge fuses | FUSE | CARTRIDGE | TYPE | GENERAL PURPOSE,HRC,LINK | CURRENT RATING | 670 A | VOLTAGE RATING | 660 V | INTERRUPT RATING | 80 KA | SIZE |  | CLASS |  | MATERIAL |  | TERMINAL TYPE |  | HAZARD CLASS |  | CERTIFICATION/STANDARD |  | ADDITIONAL FEATURES | [52 empty] | Production Completed
STP_009 - Lot4 | Data Enrichment | CIR | URL NOT FOUND | 2023-07-21 | 24/7/2023 | ok | 1276607 | 1276607 | EA | FUSE,CRTG;HRC CURRENT LIMITING,8 A,20 KA |  |  | FUSE,CARTRIDGE;TYPE:HRC CURRENT LIMITING,CURRENT RATING:8 A,VOLTAGE RATING:11/22 KV,INTERRUPT RATING:20 KA,ADDITIONAL FEATURES EN: POWDER FILLED,MNFR:01)ENERGYQLD,PTNO:01)104607 | EN_01)HRC CURRENT LIMITING,8 A,11/22 KV,EN_01)20 KA,01)POWDER FILLED,01)ENERGYQLD,01)104607 |  |  | ENERGYQLD | ENERGY QUEENSLAND | 104607 | [16 empty] | CLEANSED | 39121606 Cartridge fuses | FUSE | CARTRIDGE | TYPE | HRC CURRENT LIMITING | CURRENT RATING | 8 A | VOLTAGE RATING | 11/22 KV | INTERRUPT RATING | 20 KA | SIZE |  | CLASS |  | MATERIAL |  | TERMINAL TYPE |  | HAZARD CLASS |  | CERTIFICATION/STANDARD |  | ADDITIONAL FEATURES | POWDER FILLED | [51 empty] | Production Completed
STP_009 - Lot4 | Data Enrichment | CIR | ok | 2023-07-21 | 24/7/2023 | ok | 1299142 | 1299142 | EA | FUSE,CRTG;HRC, LINK, DIN,80 A,500 VAC,GG |  |  | FUSE,CARTRIDGE;TYPE:HRC, LINK, DIN,CURRENT RATING:80 A,VOLTAGE RATING:500 VAC,INTERRUPT RATING:120 KA,CLASS:GG,TERMINAL TYPE: BLADE CLIP IN,ADDITIONAL FEATURES EN:DIN 000,MNFR:01)HAYMANS,PTNO:01)EEFNHG00-080 | EN_01)HRC, LINK, DIN,80 A,500 VAC,EN_01)120 KA,GG,BLADE CLIP IN,01)DIN 000,01)HAYMANS,01)EEFNHG00-080 |  |  | HAYMANS | HAYMANS | EEFNHG00-080 | MMEM |  |  |  |  | https://mm.mmem.com.au/eefnhg00-080 | [10 empty] | ENRICHED | 39121606 Cartridge fuses | FUSE | CARTRIDGE | TYPE | HRC,LINK | CURRENT RATING | 80 A | VOLTAGE RATING | 500 VAC | INTERRUPT RATING | 120 KA | SIZE | 20.8 WDX52.5 HTX79 DP MM | CLASS | GG | MATERIAL |  | TERMINAL TYPE | BLADE CLIP IN | HAZARD CLASS |  | CERTIFICATION/STANDARD | DIN 000 | ADDITIONAL FEATURES | [52 empty] | Production Completed
STP_009 - Lot4 | Data Enrichment | CIR | URL NOT FOUND | 2023-07-21 | 24/7/2023 | ok | 1237946 | 1237946 | EA | FUSE,CRTG;HRC, LINK, MOTOR START,100 A |  |  | FUSE,CARTRIDGE;HRC, LINK, MOTOR START,CURRENT RATING:100 A,VOLTAGE RATING:RMS 3.6 KV,INTERRUPT RATING:40 KA,SIZE:LG 340 MM, TERMINAL TYPE:BOLT ON, (2) HOLE OFFSET TAGS,ADDITIONAL FEATURES EN:CTRES 305 MM, CW STRIKER, RMS SYM,MNFR:01)GEC,PTNO:01) K81PEX100 | EN_01)HRC, LINK, MOTOR START,100 A,RMS 3.6 KV,EN_01)40 KA,EN_01)LG 340 MM,BOLT ON, (2) HOLE OFFSET TAGS,01)CTRES 305 MM, CW STRIKER, R,01)GEC,01)K81PEX100 |  |  | GEC | GEC | K81PEX100 | [16 empty] | CLEANSED | 39121606 Cartridge fuses | FUSE | CARTRIDGE | TYPE | HRC,LINK | CURRENT RATING | 100 A | VOLTAGE RATING | RMS 3.6 KV | INTERRUPT RATING | 40 KA | SIZE | 340 MM LG | CLASS |  | MATERIAL |  | TERMINAL TYPE | BOLT ON,(2) HOLE OFFSET TAG | HAZARD CLASS |  | CERTIFICATION/STANDARD |  | ADDITIONAL FEATURES | CTRES 305 MM,CW STRIKER,RMS SYM | [51 empty] | Production Completed
STP_009 - Lot4 | Data Enrichment | CIR | ok | 2023-07-21 | 24/7/2023 | ok | 1352293 | 1352293 | EA | FUSE,CRTG;HRC, LINK, MOTOR START,100 A |  |  | FUSE,CARTRIDGE;TYPE:HRC, LINK, MOTOR START,CURRENT RATING:100 A,VOLTAGE RATING:3.6 KV,ADDITIONAL FEATURES EN:STRIKER PIN FITTED, 3.3 KV,MNFR:01)GEC,PTNO:01)K3PGX100 | EN_01)HRC, LINK, MOTOR START,100 A,3.6 KV,01)STRIKER PIN FITTED, 3.3 KV,01)GEC,01)K3PGX100 |  |  | GEC | GEC | K3PGX100 | [5 empty] | https://www.eaton.com/content/dam/eaton/products/electrical-circuit-protection/bussmann-iec-medium-voltage-fuses/eaton-bussmann-series-medium-voltage-fuses-catalogue-ca132062en-en-gb.pdf | [10 empty] | CLEANSED | 39121606 Cartridge fuses | FUSE | CARTRIDGE | TYPE | HRC,LINK,MOTOR START | CURRENT RATING | 100 A | VOLTAGE RATING | 3.6 KV | INTERRUPT RATING |  | SIZE |  | CLASS |  | MATERIAL |  | TERMINAL TYPE |  | HAZARD CLASS |  | CERTIFICATION/STANDARD |  | ADDITIONAL FEATURES | STRIKER PIN FITTED,3.3 KV | [51 empty] | Production Completed
STP_009 - Lot4 | Data Enrichment | CIR | ok | 2023-07-21 | 24/7/2023 | ok | 1298580 | 1298580 | EA | FUSE,CRTG;HRC, LINK, MOTOR START,250 A |  |  | FUSE,CARTRIDGE;HRC, LINK, MOTOR START,CURRENT RATING:250 A,VOLTAGE RATING:3.6 KV,INTERRUPT RATING:40 KA,SIZE:LG 340 MM,TERMINAL TYPE:OFFSET TAGS,ADDITIONAL FEATURES EN:RMS,HRC, SYM, CTRES 305 MM, CW STRIKER,MNFR:01)GEC,PTNO:01)K81PEX250 | EN_01)HRC, LINK, MOTOR START,250 A,3.6 KV,EN_01)40 KA,EN_01)LG 340 MM,OFFSET TAGS,01)RMS,HRC, SYM, CTRES 305 MM,01)GEC,01)K81PEX250 |  |  | GEC | GEC | K81PEX250 | [5 empty] | https://axxacnc.com/fuse-link-k81-pex-250-gec-250a-k81pex250/ | [10 empty] | CLEANSED | 39121606 Cartridge fuses | FUSE | CARTRIDGE | TYPE | HRC,LINK | CURRENT RATING | 250 A | VOLTAGE RATING | 3.6 KV | INTERRUPT RATING | 40 KA | SIZE | 340 MM LG | CLASS |  | MATERIAL |  | TERMINAL TYPE | OFFSET TAG | HAZARD CLASS |  | CERTIFICATION/STANDARD |  | ADDITIONAL FEATURES | RMS,SYM,CTRES 305 MM,CW STRIKER | [51 empty] | Production Completed
STP_009 - Lot4 | Data Enrichment | CIR | ok | 2023-07-21 | 24/7/2023 | ok | 1299147 | 1299147 | EA | FUSE,CRTG;HRC, LINK,10 A,500 VAC,120 KA |  |  | FUSE,CARTRIDGE;TYPE:HRC, LINK,CURRENT RATING:10 A,VOLTAGE RATING:500 VAC,INTERRUPT RATING:120 KA,CLASS:GG,TERMINAL TYPE:BLADE CLIP IN,ADDITIONAL FEATURES EN:DIN 000,MNFR:01)HAYMANS,PTNO:01)EEFNHG00-010 | EN_01)HRC, LINK,10 A,500 VAC,EN_01)120 KA,GG,BLADE CLIP IN,01)DIN 000,01)HAYMANS,01)EEFNHG00-010 |  |  | HAYMANS | HAYMANS | EEFNHG00-010 | MMEM |  |  |  |  | https://mm.mmem.com.au/eefnhg00-010 | [10 empty] | ENRICHED | 39121606 Cartridge fuses | FUSE | CARTRIDGE | TYPE | HRC,LINK | CURRENT RATING | 10 A | VOLTAGE RATING | 500 VAC | INTERRUPT RATING | 120 KA | SIZE | 20.8 WDX52.5 HTX79 DP MM | CLASS | GG | MATERIAL |  | TERMINAL TYPE | BLADE CLIP IN | HAZARD CLASS |  | CERTIFICATION/STANDARD | DIN 000 | ADDITIONAL FEATURES | [52 empty] | Production Completed
STP_009 - Lot4 | Data Enrichment | CIR | ok | 2023-07-21 | 24/7/2023 | ok | 1320087 | 1320087 | EA | FUSE,CRTG;HRC, LINK,10 A,SCREW MOUNTING |  |  | FUSE,CARTRIDGE;TYPE:HRC, LINK,CURRENT RATING:10 A,ADDITIONAL FEATURES EN:SCREW MOUNTING,MNFR:01)AUSLEC,PTNO:01)GECTBC10 | EN_01)HRC, LINK,10 A,01)SCREW MOUNTING,01)AUSLEC,01)GECTBC10 |  |  | AUSLEC | GEC | TBC10 |  | AUSLEC |  |  |  | https://www.farnell.com/datasheets/101341.pdf | https://www.luckinslive.com/data/3532a634-8a22-428d-9efd-7c467c0ec6cb/4f67f87b-a110-4c05-a748-c31431fc8833.PDF | [9 empty] | ENRICHED | 39121606 Cartridge fuses | FUSE | CARTRIDGE | TYPE | HRC,LINK | CURRENT RATING | 10 A | VOLTAGE RATING | 415 VAC | INTERRUPT RATING | 80 KA | SIZE | 26 DIAX128 LG MM | CLASS |  | MATERIAL |  | TERMINAL TYPE | (2) HOLE,CENTRE TAG | HAZARD CLASS |  | CERTIFICATION/STANDARD | ASTA 20 | ADDITIONAL FEATURES | SCREW MOUNTING,FIXING CENTRES 111 MM | [51 empty] | Production Completed
STP_009 - Lot4 | Data Enrichment | CIR | ok | 2023-07-21 | 24/7/2023 | ok | 1352292 | 1352292 | EA | FUSE,CRTG;HRC, LINK,100 A,3.6 KV,3.3 KV |  |  | FUSE,CARTRIDGE;TYPE:HRC, LINK,CURRENT RATING:100 A,VOLTAGE RATING:3.6 KV,ADDITIONAL FEATURES EN:3.3 KV,MNFR:01)GEC,PTNO:01)K3PGX- 100A | EN_01)HRC, LINK,100 A,3.6 KV,01)3.3 KV,01)GEC,01)K3PGX-100A |  |  | GEC | GEC | K3PGX-100A | [5 empty] | https://www.monsterfuses.com/fuses/K3PGX-100A/ | [10 empty] | ENRICHED | 39121606 Cartridge fuses | FUSE | CARTRIDGE | TYPE | HRC,LINK,SINGLE BARREL | CURRENT RATING | 100 A | VOLTAGE RATING | 3.6 KV | INTERRUPT RATING |  | SIZE |  | CLASS |  | MATERIAL |  | TERMINAL TYPE | BOLT-IN | HAZARD CLASS |  | CERTIFICATION/STANDARD |  | ADDITIONAL FEATURES | 3.3 KV | [51 empty] | Production Completed
STP_009 - Lot4 | Data Enrichment | CIR | ok | 2023-07-21 | 24/7/2023 | ok | 1234625 | 1234625 | EA | FUSE,CRTG;HRC, LINK,100 A,500 VAC,80 KA |  |  | FUSE,CARTRIDGE;HRC, LINK,CURRENT RATING:100 A,VOLTAGE RATING:500 VAC,INTERRUPT RATING:80 KA,SIZE:DIA 26 X LG 137 MM,CLASS:GM, TERMINAL TYPE:BOLT ON, (2) HOLE CENTRE TAGS,BS 88-2, IEC 60269-2,ADDITIONAL FEATURES EN:FIXING CENTRES 111 MM, 160 AMP,MNFR:01) GEC,PTNO:01)TC100M160 | EN_01)HRC, LINK,100 A,500 VAC,EN_01)80 KA,EN_01)DIA 26 X LG 137 MM,GM,BOLT ON, (2) HOLE CENTRE TAGS,EN_01)BS 88-2, IEC 60269-2,01)FIXING CENTRES 111 MM, 160,01)GEC,01)TC100M160 |  |  | GEC | GEC | TC100M160 | [5 empty] | https://axxacnc.com/fuse-tc100m160-gec-100m160a-tc-100-m-160-new/ | [10 empty] | CLEANSED | 39121606 Cartridge fuses | FUSE | CARTRIDGE | TYPE | HRC,LINK | CURRENT RATING | 100 A | VOLTAGE RATING | 500 VAC | INTERRUPT RATING | 80 KA | SIZE | 26 DIAX137 LG MM | CLASS | GM | MATERIAL |  | TERMINAL TYPE | BOLT ON,(2) HOLE CENTRE TAG | HAZARD CLASS |  | CERTIFICATION/STANDARD | BS 88-2,IEC 60269-2 | ADDITIONAL FEATURES | FIXING CENTRES 111 MM,160 AMP | [51 empty] | Production Completed
STP_009 - Lot4 | Data Enrichment | CIR | ok | 2023-07-21 | 24/7/2023 | ok | 1299141 | 1299141 | EA | FUSE,CRTG;HRC, LINK,125 A,500 VAC,120 KA |  |  | FUSE,CARTRIDGE;TYPE:HRC, LINK,CURRENT RATING:125 A,VOLTAGE RATING:500 VAC,INTERRUPT RATING:120 KA,CLASS:GG,TERMINAL TYPE:BLADE CLIP IN,ADDITIONAL FEATURES EN:DIN 00,MNFR:01)HAYMANS,PTNO:01)EEFNHG00-125 | EN_01)HRC, LINK,125 A,500 VAC,EN_01)120 KA,GG,BLADE CLIP IN,01)DIN 00,01)HAYMANS,01)EEFNHG00-125 |  |  | HAYMANS | HAYMANS | EEFNHG00-125 | MMEM |  |  |  |  | https://mm.mmem.com.au/eefnhg00-125 | [10 empty] | ENRICHED | 39121606 Cartridge fuses | FUSE | CARTRIDGE | TYPE | HRC,LINK | CURRENT RATING | 125 A | VOLTAGE RATING | 500 VAC | INTERRUPT RATING | 120 KA | SIZE | 29.5 WDX59.5 HTX79 DP MM | CLASS | GG | MATERIAL |  | TERMINAL TYPE | BLADE CLIP IN | HAZARD CLASS |  | CERTIFICATION/STANDARD | DIN 00 | ADDITIONAL FEATURES | [52 empty] | Production Completed
STP_009 - Lot4 | Data Enrichment | CIR | ok | 2023-07-21 | 24/7/2023 | ok | 1319958 | 1319958 | EA | FUSE,CRTG;HRC, LINK,15 A,550 VAC,CERMC |  |  | FUSE,CARTRIDGE;HRC, LINK,CURRENT RATING:15 A,VOLTAGE RATING:550 VAC,SIZE:LG 55 MM,MATERIAL:CERAMIC,TERMINAL TYPE:(2) HOLE, CENTER TAG,MNFR:01)CNW,PTNO:01)GECTB16,MNFR:02)AUSLEC,PTNO:02)GECTB16 | EN_01)HRC, LINK,15 A,550 VAC,EN_01)LG 55 MM,EN_01)CERAMIC,(2) HOLE, CENTER TAG,01)CNW,02)AUSLEC,01)GECTB16,02)GECTB16 |  |  | AUSLEC | GEC | TB16 |  | AUSLEC |  | CNW ELECTRICAL WHOLESALE |  | https://www.farnell.com/datasheets/101341.pdf | [10 empty] | ENRICHED | 39121606 Cartridge fuses | FUSE | CARTRIDGE | TYPE | HRC,LINK | CURRENT RATING | 15 A | VOLTAGE RATING | 550 VAC | INTERRUPT RATING |  | SIZE | 26 DIAX55 LG MM | CLASS |  | MATERIAL | CERAMIC | TERMINAL TYPE | (2) HOLE,CENTRE TAG | HAZARD CLASS |  | CERTIFICATION/STANDARD |  | ADDITIONAL FEATURES | FIXING CENTRES 96 MM | [51 empty] | Production Completed
STP_009 - Lot4 | Data Enrichment | CIR | URL NOT FOUND | 2023-07-21 | 24/7/2023 | ok | 1351335 | 1351335 | EA | FUSE,CRTG;HRC, LINK,16 A,415 VAC |  |  | FUSE,CARTRIDGE;TYPE:HRC, LINK,CURRENT RATING:16 A,VOLTAGE RATING:415 VAC,INTERRUPT RATING:40 KA AT 250 V DC,TERMINAL TYPE:OFFSET STAGGERED,ADDITIONAL FEATURES EN:CLIP MOUNTING,MNFR:01)GEC,PTNO:01)NS16 [L/JULIUS SPARE] | EN_01)HRC, LINK,16 A,415 VAC,EN_01)40 KA AT 250 V DC,OFFSET STAGGERED,01)CLIP MOUNTING,01)GEC,01)NS16 [L/JULIUS SPARE] |  |  | GEC | GEC | NS16 [L/JULIUS SPARE] | [16 empty] | CLEANSED | 39121606 Cartridge fuses | FUSE | CARTRIDGE | TYPE | HRC,LINK | CURRENT RATING | 16 A | VOLTAGE RATING | 415 VAC | INTERRUPT RATING | 40 KA AT 250 V DC | SIZE |  | CLASS |  | MATERIAL |  | TERMINAL TYPE | OFFSET STAGGERED | HAZARD CLASS |  | CERTIFICATION/STANDARD |  | ADDITIONAL FEATURES | CLIP MOUNTING | [51 empty] | Production Completed
STP_009 - Lot4 | Data Enrichment | CIR | ok | 2023-07-21 | 24/7/2023 | ok | 1299146 | 1299146 | EA | FUSE,CRTG;HRC, LINK,16 A,500 VAC,120 KA |  |  | FUSE,CARTRIDGE;TYPE:HRC, LINK,CURRENT RATING:16 A,VOLTAGE RATING:500 VAC,INTERRUPT RATING:120 KA,CLASS:GG,TERMINAL TYPE:BLADE CLIP IN,ADDITIONAL FEATURES EN:DIN 000,MNFR:01)HAYMANS,PTNO:01)EEFNHG00-016 | EN_01)HRC, LINK,16 A,500 VAC,EN_01)120 KA,GG,BLADE CLIP IN,01)DIN 000,01)HAYMANS,01)EEFNHG00-016 |  |  | HAYMANS | HAYMANS | EEFNHG00-016 | MMEM |  |  |  |  | https://mm.mmem.com.au/eefnhg00-016 | [10 empty] | ENRICHED | 39121606 Cartridge fuses | FUSE | CARTRIDGE | TYPE | HRC,LINK | CURRENT RATING | 16 A | VOLTAGE RATING | 500 VAC | INTERRUPT RATING | 120 KA | SIZE | 20.8 WDX52.5 HTX79 DP MM | CLASS | GG | MATERIAL |  | TERMINAL TYPE | BLADE CLIP IN | HAZARD CLASS |  | CERTIFICATION/STANDARD | DIN 000 | ADDITIONAL FEATURES | [52 empty] | Production Completed
STP_009 - Lot4 | Data Enrichment | CIR | ok | 2023-07-21 | 24/7/2023 | ok | 1285664 | 1285664 | EA | FUSE,CRTG;HRC, LINK,16 A,SCREW MOUNTING |  |  | FUSE,CARTRIDGE;TYPE:HRC, LINK,CURRENT RATING:16 A,VOLTAGE RATING:660 VAC, 250 VDC,ADDITIONAL FEATURES EN:SCREW MOUNTING,MNFR:01) CNW,PTNO:01)GECTBC16,MNFR:02)AUSLEC,PTNO:02)16K09-660 | EN_01)HRC, LINK,16 A,660 VAC, 250 VDC,01)SCREW MOUNTING,01)CNW,02)AUSLEC,01)GECTBC16,02)16K09-660 |  |  | AUSLEC | GEC | TBC16 |  | AUSLEC | 16K09-660 | CNW ELECTRICAL WHOLESALE |  | https://www.farnell.com/datasheets/101341.pdf | [10 empty] | ENRICHED | 39121606 Cartridge fuses | FUSE | CARTRIDGE | TYPE | HRC,LINK | CURRENT RATING | 16 A | VOLTAGE RATING | 660 VAC,250 VDC | INTERRUPT RATING |  | SIZE | 26 DIAX58 LG MM | CLASS |  | MATERIAL |  | TERMINAL TYPE | (2) HOLE,CENTRE TAG | HAZARD CLASS |  | CERTIFICATION/STANDARD |  | ADDITIONAL FEATURES | SCREW MOUNTING,FIXING CENTRES 111 MM | [51 empty] | Production Completed
STP_009 - Lot4 | Data Enrichment | CIR | URL NOT FOUND | 2023-07-21 | 24/7/2023 | ok | 1348724 | 1348724 | EA | FUSE,CRTG;HRC, LINK,160 A,3.3 KV |  |  | FUSE,CARTRIDGE;TYPE:HRC, LINK,CURRENT RATING:160 A,VOLTAGE RATING:3.3 KV,MNFR:01)GEC,PTNO:01)K4PHX160 | EN_01)HRC, LINK,160 A,3.3 KV,01)GEC,01)K4PHX160 |  |  | GEC | GEC | K4PHX160 | [16 empty] | CLEANSED | 39121606 Cartridge fuses | FUSE | CARTRIDGE | TYPE | HRC,LINK | CURRENT RATING | 160 A | VOLTAGE RATING | 3.3 KV | INTERRUPT RATING |  | SIZE |  | CLASS |  | MATERIAL |  | TERMINAL TYPE |  | HAZARD CLASS |  | CERTIFICATION/STANDARD |  | ADDITIONAL FEATURES | [52 empty] | Production Completed
STP_009 - Lot4 | Data Enrichment | CIR | URL NOT FOUND | 2023-07-21 | 24/7/2023 | ok | 1348546 | 1348546 | EA | FUSE,CRTG;HRC, LINK,160 A,3.6 KV,40 KA |  |  | FUSE,CARTRIDGE;HRC, LINK,CURRENT RATING:160 A,VOLTAGE RATING:3.6 KV,INTERRUPT RATING:40 KA,SIZE:LG 340 MM,TERMINAL TYPE:OFFSET TAGS,ADDITIONAL FEATURES EN:RMS, SYM, 305 MM CTRES, CW STRIKER,MNFR:01)AUSLEC,PTNO:01)4GECK81PEX160 | EN_01)HRC, LINK,160 A,3.6 KV,EN_01)40 KA,EN_01)LG 340 MM,OFFSET TAGS,01)RMS, SYM, 305 MM CTRES, CW,01)AUSLEC,01)4GECK81PEX160 |  |  | AUSLEC | GEC | 4K81PEX160 |  | AUSLEC | [14 empty] | CLEANSED | 39121606 Cartridge fuses | FUSE | CARTRIDGE | TYPE | HRC,LINK | CURRENT RATING | 160 A | VOLTAGE RATING | 3.6 KV | INTERRUPT RATING | 40 KA | SIZE | 340 MM LG | CLASS |  | MATERIAL |  | TERMINAL TYPE | OFFSET TAG | HAZARD CLASS |  | CERTIFICATION/STANDARD |  | ADDITIONAL FEATURES | RMS,SYM,305 MM CTRES,CW STRIKER | [51 empty] | Production Completed
STP_009 - Lot4 | Data Enrichment | CIR | ok | 2023-07-21 | 24/7/2023 | ok | 1289779 | 1289779 | EA | FUSE,CRTG;HRC, LINK,20 A,440 VAC,CERMC |  |  | FUSE,CARTRIDGE;HRC, LINK,CURRENT RATING:20 A,VOLTAGE RATING:440 VAC,SIZE:LG 52 MM,MATERIAL:CERAMIC,TERMINAL TYPE:(2) HOLE CENTRE TAGS,MNFR:01)AUSLEC,PTNO:01)GECTB20 | EN_01)HRC, LINK,20 A,440 VAC,EN_01)LG 52 MM,EN_01)CERAMIC,(2) HOLE CENTRE TAGS,01)AUSLEC,01)GECTB20 |  |  | AUSLEC | GEC | TB20 |  | AUSLEC |  |  |  | https://www.farnell.com/datasheets/101341.pdf | https://www.luckinslive.com/data/3532a634-8a22-428d-9efd-7c467c0ec6cb/4f67f87b-a110-4c05-a748-c31431fc8833.PDF | [9 empty] | ENRICHED | 39121606 Cartridge fuses | FUSE | CARTRIDGE | TYPE | HRC,LINK | CURRENT RATING | 20 A | VOLTAGE RATING | 440 VAC | INTERRUPT RATING | 80 KA | SIZE | 26 DIAX111 LG MM | CLASS |  | MATERIAL | CERAMIC | TERMINAL TYPE | (2) HOLE,CENTRE TAG | HAZARD CLASS |  | CERTIFICATION/STANDARD | ASTA 20 | ADDITIONAL FEATURES | FIXING CENTRES 96 MM | [51 empty] | Production Completed
STP_009 - Lot4 | Data Enrichment | CIR | ok | 2023-07-21 | 24/7/2023 | ok | 1299145 | 1299145 | EA | FUSE,CRTG;HRC, LINK,20 A,500 VAC,GG |  |  | FUSE,CARTRIDGE;TYPE:HRC, LINK,CURRENT RATING:20 A,VOLTAGE RATING:500 VAC,CLASS:GG,TERMINAL TYPE:BLADE CLIP IN,ADDITIONAL FEATURES EN:DIN 000,MNFR:01)HAYMANS,PTNO:01)EEFNHG00-020 | EN_01)HRC, LINK,20 A,500 VAC,GG,BLADE CLIP IN,01)DIN 000,01)HAYMANS,01)EEFNHG00-020 |  |  | HAYMANS | HAYMANS | EEFNHG00-020 | MMEM |  |  |  |  | https://mm.mmem.com.au/eefnhg00-020 | [10 empty] | ENRICHED | 39121606 Cartridge fuses | FUSE | CARTRIDGE | TYPE | HRC,LINK | CURRENT RATING | 20 A | VOLTAGE RATING | 500 VAC | INTERRUPT RATING | 120 KA | SIZE | 20.8 WDX52.5 HTX79 DP MM | CLASS | GG | MATERIAL |  | TERMINAL TYPE | BLADE CLIP IN | HAZARD CLASS |  | CERTIFICATION/STANDARD | DIN 000 | ADDITIONAL FEATURES | [52 empty] | Production Completed
STP_009 - Lot4 | Data Enrichment | CIR | ok | 2023-07-21 | 24/7/2023 | ok | 1381811 | 1381811 | EA | FUSE,CRTG;HRC, LINK,20 A,SCREW MOUNTING |  |  | FUSE,CARTRIDGE;TYPE:HRC, LINK,CURRENT RATING:20 A,ADDITIONAL FEATURES EN:SCREW MOUNTING,MNFR:01)AUSLEC,PTNO:01)GECTBC20 | EN_01)HRC, LINK,20 A,01)SCREW MOUNTING,01)AUSLEC,01)GECTBC20 |  |  | AUSLEC | GEC | TBC20 |  | AUSLEC |  |  |  | https://www.farnell.com/datasheets/101341.pdf | https://www.luckinslive.com/data/3532a634-8a22-428d-9efd-7c467c0ec6cb/4f67f87b-a110-4c05-a748-c31431fc8833.PDF | [9 empty] | ENRICHED | 39121606 Cartridge fuses | FUSE | CARTRIDGE | TYPE | HRC,LINK | CURRENT RATING | 20 A | VOLTAGE RATING | 415 VAC | INTERRUPT RATING | 80 KA | SIZE | 26 DIAX128 LG MM | CLASS |  | MATERIAL |  | TERMINAL TYPE | (2) HOLE,CENTRE TAG | HAZARD CLASS |  | CERTIFICATION/STANDARD | ASTA 20 | ADDITIONAL FEATURES | SCREW MOUNTING,FIXING CENTRES 111 MM | [51 empty] | Production Completed
STP_009 - Lot4 | Data Enrichment | CIR | URL NOT FOUND | 2023-07-21 | 24/7/2023 | ok | 1353172 | 1353172 | EA | FUSE,CRTG;HRC, LINK,200 A,3.6 KV,3.3 KV |  |  | FUSE,CARTRIDGE;TYPE:HRC, LINK,CURRENT RATING:200 A,VOLTAGE RATING:3.6 KV,ADDITIONAL FEATURES EN:3.3 KV,MNFR:01)GEC,PTNO:01) K4PHX200 | EN_01)HRC, LINK,200 A,3.6 KV,01)3.3 KV,01)GEC,01)K4PHX200 |  |  | GEC | GEC | K4PHX200 | [16 empty] | CLEANSED | 39121606 Cartridge fuses | FUSE | CARTRIDGE | TYPE | HRC,LINK | CURRENT RATING | 200 A | VOLTAGE RATING | 3.6 KV | INTERRUPT RATING |  | SIZE |  | CLASS |  | MATERIAL |  | TERMINAL TYPE |  | HAZARD CLASS |  | CERTIFICATION/STANDARD |  | ADDITIONAL FEATURES | 3.3 KV | [51 empty] | Production Completed
STP_009 - Lot4 | Data Enrichment | CIR | ok | 2023-07-21 | 24/7/2023 | ok | 1349233 | 1349233 | EA | FUSE,CRTG;HRC, LINK,250 A,415 VAC,80 KA |  |  | FUSE,CARTRIDGE;HRC, LINK,CURRENT RATING:250 A,VOLTAGE RATING:415 VAC,INTERRUPT RATING:80 KA,TERMINAL TYPE:BOLT ON, (2) HOLE CENTRE OFFSET TAGS,ADDITIONAL FEATURES EN:FIXING CENTRES 94 MM,MNFR:01)CNW,PTNO:01)BUSTFP200M250L,MNFR:02)FUSECO,PTNO:02) TFP200M250L | EN_01)HRC, LINK,250 A,415 VAC,EN_01)80 KA,BOLT ON, (2) HOLE CENTRE OFFSE,01)FIXING CENTRES 94 MM,01)CNW,02)FUSECO,01)BUSTFP200M250L,02)TFP200M250L |  |  | FUSECO | EATON | TFP200M250L |  | FUSECO |  | CNW ELECTRICAL WHOLESALE |  | https://www.eaton.com/in/en-us/skuPage.TFP200M250.html | https://www.eaton.com/in/en-us/skuPage.TFP200M250.pdf | [9 empty] | ENRICHED | 39121606 Cartridge fuses | FUSE | CARTRIDGE | TYPE | HRC,LINK | CURRENT RATING | 250 A | VOLTAGE RATING | 415 VAC | INTERRUPT RATING | 80 KA | SIZE | 111 LGX40 WD MM | CLASS | GM | MATERIAL |  | TERMINAL TYPE | BOLT ON,(2) HOLE CENTRE OFFSET TAG | HAZARD CLASS |  | CERTIFICATION/STANDARD | CE,ROHS | ADDITIONAL FEATURES | SERIES:BUSSMANN,FIXING CENTRES 94 MM | [51 empty] | Production Completed
STP_009 - Lot4 | Data Enrichment | CIR | ok | 2023-07-21 | 24/7/2023 | ok | 1298458 | 1298458 | EA | FUSE,CRTG;HRC, LINK,250 A,500 VAC,120 KA |  |  | FUSE,CARTRIDGE;TYPE:HRC, LINK,CURRENT RATING:250 A,VOLTAGE RATING:500 VAC,INTERRUPT RATING:120 KA,CLASS:GG,TERMINAL TYPE:BLADE CLIP IN,CERTIFICATION/STANDARD:DIN 1,MNFR:01)HAYMANS,PTNO:01)EEFNHG1-250 | EN_01)HRC, LINK,250 A,500 VAC,EN_01)120 KA,GG,BLADE CLIP IN,EN_01)DIN 1,01)HAYMANS,01)EEFNHG1-250 |  |  | HAYMANS | HAYMANS | EEFNHG1-250 | MMEM |  |  |  |  | https://mm.mmem.com.au/eefnhg1-250 | [10 empty] | ENRICHED | 39121606 Cartridge fuses | FUSE | CARTRIDGE | TYPE | HRC,LINK | CURRENT RATING | 250 A | VOLTAGE RATING | 500 VAC | INTERRUPT RATING | 120 KA | SIZE | 39.5 WDX64.5 HTX135 DP MM | CLASS | GG | MATERIAL |  | TERMINAL TYPE | BLADE CLIP IN | HAZARD CLASS |  | CERTIFICATION/STANDARD | DIN 1 | ADDITIONAL FEATURES | [52 empty] | Production Completed
STP_009 - Lot4 | Data Enrichment | CIR | ok | 2023-07-21 | 24/7/2023 | ok | 1354849 | 1354849 | EA | FUSE,CRTG;HRC, LINK,250 A,550 VAC,AUSLEC |  |  | FUSE,CARTRIDGE;HRC, LINK,CURRENT RATING:250 A,VOLTAGE RATING:550 VAC,TERMINAL TYPE:(2) HOLE CENTRE TAGS,ADDITIONAL FEATURES EN: FIXING CENTRES 133.4 MM,MNFR:01)AUSLEC,PTNO:01)GECTKM250 | EN_01)HRC, LINK,250 A,550 VAC,(2) HOLE CENTRE TAGS,01)FIXING CENTRES 133.4 MM,01)AUSLEC,01)GECTKM250 |  |  | AUSLEC | GEC | TKM250 |  | AUSLEC |  |  |  | https://www.farnell.com/datasheets/101341.pdf | [10 empty] | ENRICHED | 39121606 Cartridge fuses | FUSE | CARTRIDGE | TYPE | HRC,LINK | CURRENT RATING | 250 A | VOLTAGE RATING | 550 VAC | INTERRUPT RATING |  | SIZE | 54 DIAX160 LG MM | CLASS |  | MATERIAL |  | TERMINAL TYPE | (2) HOLE,CENTRE TAG | HAZARD CLASS |  | CERTIFICATION/STANDARD |  | ADDITIONAL FEATURES | FIXING CENTRES 133.4 MM | [51 empty] | Production Completed
STP_009 - Lot4 | Data Enrichment | CIR | ok | 2023-07-21 | 24/7/2023 | ok | 1350664 | 1350664 | EA | FUSE,CRTG;HRC, LINK,250 A,BODY CERAMIC |  |  | FUSE,CARTRIDGE;TYPE:HRC, LINK,CURRENT RATING:250 A,MATERIAL:BODY CERAMIC,TERMINAL TYPE:BOLT ON TAGS,MNFR:01)AUSLEC,PTNO:01) GECGSGB250 | EN_01)HRC, LINK,250 A,EN_01)BODY CERAMIC,BOLT ON TAGS,01)AUSLEC,01)GECGSGB250 |  |  | AUSLEC | GEC | GSGB250 |  | AUSLEC |  |  |  | https://www.farnell.com/datasheets/101343.pdf | [10 empty] | ENRICHED | 39121606 Cartridge fuses | FUSE | CARTRIDGE | TYPE | HRC,LINK,ULTRA FAST ACTING | CURRENT RATING | 250 A | VOLTAGE RATING | 350 VDC | INTERRUPT RATING | 13.2 KA | SIZE |  | CLASS |  | MATERIAL | CERAMIC | TERMINAL TYPE | BOLT ON TAG | HAZARD CLASS |  | CERTIFICATION/STANDARD |  | ADDITIONAL FEATURES | [52 empty] | Production Completed
STP_009 - Lot4 | Data Enrichment | CIR | URL NOT FOUND | 2023-07-21 | 24/7/2023 | ok | 1289805 | 1289805 | EA | FUSE,CRTG;HRC, LINK,32 A,1.2 KV,63 KA |  |  | FUSE,CARTRIDGE;TYPE:HRC, LINK,CURRENT RATING:32 A,VOLTAGE RATING:1.2 KV,INTERRUPT RATING:63 KA,TERMINAL TYPE:OFFSET TAGS,MNFR:01) GEC,PTNO:01)TAC-30 | EN_01)HRC, LINK,32 A,1.2 KV,EN_01)63 KA,OFFSET TAGS,01)GEC,01)TAC-30 |  |  | GEC | GEC | TAC-30 | [16 empty] | CLEANSED | 39121606 Cartridge fuses | FUSE | CARTRIDGE | TYPE | HRC,LINK | CURRENT RATING | 32 A | VOLTAGE RATING | 1.2 KV | INTERRUPT RATING | 63 KA | SIZE |  | CLASS |  | MATERIAL |  | TERMINAL TYPE | OFFSET TAG | HAZARD CLASS |  | CERTIFICATION/STANDARD |  | ADDITIONAL FEATURES | [52 empty] | Production Completed
STP_009 - Lot4 | Data Enrichment | CIR | ok | 2023-07-21 | 24/7/2023 | ok | 1299144 | 1299144 | EA | FUSE,CRTG;HRC, LINK,32 A,500 VAC,120 KA |  |  | FUSE,CARTRIDGE;TYPE:HRC, LINK,CURRENT RATING:32 A,VOLTAGE RATING:500 VAC,INTERRUPT RATING:120 KA,CLASS:GG,TERMINAL TYPE:BLADE CLIP IN,ADDITIONAL FEATURES EN:DIN 000,MNFR:01)HAYMANS,PTNO:01)EEFNHG00-032 | EN_01)HRC, LINK,32 A,500 VAC,EN_01)120 KA,GG,BLADE CLIP IN,01)DIN 000,01)HAYMANS,01)EEFNHG00-032 |  |  | HAYMANS | HAYMANS | EEFNHG00-032 | MMEM |  |  |  |  | https://mm.mmem.com.au/eefnhg00-032 | [10 empty] | ENRICHED | 39121606 Cartridge fuses | FUSE | CARTRIDGE | TYPE | HRC,LINK | CURRENT RATING | 32 A | VOLTAGE RATING | 500 VAC | INTERRUPT RATING | 120 KA | SIZE | 20.8 WDX52.5 HTX79 DP MM | CLASS | GG | MATERIAL |  | TERMINAL TYPE | BLADE CLIP IN | HAZARD CLASS |  | CERTIFICATION/STANDARD | DIN 000 | ADDITIONAL FEATURES | [52 empty] | Production Completed
STP_009 - Lot4 | Data Enrichment | CIR | URL NOT FOUND | 2023-07-21 | 24/7/2023 | ok | 1381771 | 1381771 | EA | FUSE,CRTG;HRC, LINK,6 A,440 VAC,80 KA |  |  | FUSE,CARTRIDGE;TYPE:HRC, LINK,CURRENT RATING:6 A,VOLTAGE RATING:440 VAC,INTERRUPT RATING:80 KA,TERMINAL TYPE:OFFSET BLADE, ADDITIONAL FEATURES EN:CLIP MOUNTING,MNFR:01)GEC,PTNO:01)NS6 [L/JULIUS SPARE] | EN_01)HRC, LINK,6 A,440 VAC,EN_01)80 KA,OFFSET BLADE,01)CLIP MOUNTING,01)GEC,01)NS6 [L/JULIUS SPARE] |  |  | GEC | GEC | NS6 [L/JULIUS SPARE] | [16 empty] | CLEANSED | 39121606 Cartridge fuses | FUSE | CARTRIDGE | TYPE | HRC,LINK | CURRENT RATING | 6 A | VOLTAGE RATING | 440 VAC | INTERRUPT RATING | 80 KA | SIZE |  | CLASS |  | MATERIAL |  | TERMINAL TYPE | OFFSET BLADE | HAZARD CLASS |  | CERTIFICATION/STANDARD |  | ADDITIONAL FEATURES | CLIP MOUNTING | [51 empty] | Production Completed
STP_009 - Lot4 | Data Enrichment | CIR | ok | 2023-07-21 | 24/7/2023 | ok | 1299148 | 1299148 | EA | FUSE,CRTG;HRC, LINK,6 A,500 VAC,120 KA |  |  | FUSE,CARTRIDGE;TYPE:HRC, LINK,CURRENT RATING:6 A,VOLTAGE RATING:500 VAC,INTERRUPT RATING:120 KA,CLASS:GG,TERMINAL TYPE:BLADE CLIP IN,CERTIFICATION/STANDARD:DIN 000,MNFR:01)HAYMANS,PTNO:01)EEFNHG00-006 | EN_01)HRC, LINK,6 A,500 VAC,EN_01)120 KA,GG,BLADE CLIP IN,EN_01)DIN 000,01)HAYMANS,01)EEFNHG00-006 |  |  | HAYMANS | HAYMANS | EEFNHG00-006 | MMEM |  |  |  |  | https://mm.mmem.com.au/eefnhg00-006 | [10 empty] | ENRICHED | 39121606 Cartridge fuses | FUSE | CARTRIDGE | TYPE | HRC,LINK | CURRENT RATING | 6 A | VOLTAGE RATING | 500 VAC | INTERRUPT RATING | 120 KA | SIZE | 20.8 WDX52.5 HTX79 DP MM | CLASS | GG | MATERIAL |  | TERMINAL TYPE | BLADE CLIP IN | HAZARD CLASS |  | CERTIFICATION/STANDARD | DIN 000 | ADDITIONAL FEATURES | [52 empty] | Production Completed
STP_009 - Lot4 | Data Enrichment | CIR | ok | 2023-07-21 | 24/7/2023 | ok | 1347457 | 1347457 | EA | FUSE,CRTG;HRC, LINK,6 A,SCREW MOUNTING |  |  | FUSE,CARTRIDGE;TYPE:HRC, LINK,CURRENT RATING:6 A,ADDITIONAL FEATURES EN:SCREW MOUNTING,MNFR:01)AUSLEC,PTNO:01)GECTB6 | EN_01)HRC, LINK,6 A,01)SCREW MOUNTING,01)AUSLEC,01)GECTB6 |  |  | AUSLEC | GEC | TB6 |  | AUSLEC |  |  |  | https://www.farnell.com/datasheets/101341.pdf | https://www.luckinslive.com/data/3532a634-8a22-428d-9efd-7c467c0ec6cb/4f67f87b-a110-4c05-a748-c31431fc8833.PDF | [9 empty] | ENRICHED | 39121606 Cartridge fuses | FUSE | CARTRIDGE | TYPE | HRC,LINK | CURRENT RATING | 6 A | VOLTAGE RATING | 415 VAC | INTERRUPT RATING | 80 KA | SIZE | 26 DIAX111 LG MM | CLASS |  | MATERIAL |  | TERMINAL TYPE | (2) HOLE,CENTRE TAG | HAZARD CLASS |  | CERTIFICATION/STANDARD | ASTA 20 | ADDITIONAL FEATURES | SCREW MOUNTING,FIXING CENTRES 96 MM | [51 empty] | Production Completed
STP_009 - Lot4 | Data Enrichment | CIR | ok | 2023-07-21 | 24/7/2023 | ok | 1299143 | 1299143 | EA | FUSE,CRTG;HRC, LINK,63 A,500 VAC,120 KA |  |  | FUSE,CARTRIDGE;TYPE:HRC, LINK,CURRENT RATING:63 A,VOLTAGE RATING:500 VAC,INTERRUPT RATING:120 KA,CLASS:GG,TERMINAL TYPE:BLADE CLIP IN,ADDITIONAL FEATURES EN:DIN 000,MNFR:01)HAYMANS,PTNO:01)EEFNHG00-063 | EN_01)HRC, LINK,63 A,500 VAC,EN_01)120 KA,GG,BLADE CLIP IN,01)DIN 000,01)HAYMANS,01)EEFNHG00-063 |  |  | HAYMANS | HAYMANS | EEFNHG00-063 | MMEM |  |  |  |  | https://mm.mmem.com.au/eefnhg00-063 | [10 empty] | ENRICHED | 39121606 Cartridge fuses | FUSE | CARTRIDGE | TYPE | HRC,LINK | CURRENT RATING | 63 A | VOLTAGE RATING | 500 VAC | INTERRUPT RATING | 120 KA | SIZE | 20.8 WDX52.5 HTX79 DP MM | CLASS | GG | MATERIAL |  | TERMINAL TYPE | BLADE CLIP IN | HAZARD CLASS |  | CERTIFICATION/STANDARD | DIN 000 | ADDITIONAL FEATURES | [52 empty] | Production Completed
STP_009 - Lot4 | Data Enrichment | CIR | ok | 2023-07-21 | 24/7/2023 | ok | 1319024 | 1319024 | EA | FUSE,CRTG;HRC, LINK,63 A,550 VAC,CNW |  |  | FUSE,CARTRIDGE;HRC, LINK,CURRENT RATING:63 A,VOLTAGE RATING:550 VAC,TERMINAL TYPE:BOLT ON, (2) HOLE CENTRE TAGS,ADDITIONAL FEATURES EN:FIXING CENTRES 96.9 MM,MNFR:01)CNW,PTNO:01)GECTB63,MNFR:02)AUSLEC,PTNO:02)GECTB63 | EN_01)HRC, LINK,63 A,550 VAC,BOLT ON, (2) HOLE CENTRE TAGS,01)FIXING CENTRES 96.9 MM,01)CNW,02)AUSLEC,01)GECTB63,02)GECTB63 |  |  | AUSLEC | GEC | TB63 |  | AUSLEC |  | CNW ELECTRICAL WHOLESALE |  | https://www.farnell.com/datasheets/101341.pdf | [10 empty] | ENRICHED | 39121606 Cartridge fuses | FUSE | CARTRIDGE | TYPE | HRC,LINK | CURRENT RATING | 63 A | VOLTAGE RATING | 550 VAC | INTERRUPT RATING |  | SIZE | 26 DIAX58 LG MM | CLASS |  | MATERIAL |  | TERMINAL TYPE | BOLT ON,(2) HOLE,CENTRE TAG | HAZARD CLASS |  | CERTIFICATION/STANDARD |  | ADDITIONAL FEATURES | FIXING CENTRES 96.9 MM | [51 empty] | Production Completed
STP_009 - Lot4 | Data Enrichment | CIR | ok | 2023-07-21 | 24/7/2023 | ok | 1290035 | 1290035 | EA | FUSE,CRTG;HRC, LINK,630 A,660 VAC,80 KA |  |  | FUSE,CARTRIDGE;HRC, LINK,CURRENT RATING:630 A,VOLTAGE RATING:660 VAC,INTERRUPT RATING:80 KA,TERMINAL TYPE:CENTRE TAG,MNFR:01)GEC, PTNO:01)TTM630L | EN_01)HRC, LINK,630 A,660 VAC,EN_01)80 KA,CENTRE TAG,01)GEC,01)TTM630L |  |  | GEC | GEC | TTM630L | [5 empty] | https://axxacnc.com/fuse-ttm630-gec-alsthom-red-spot-630a-t-t-m630/ | [10 empty] | CLEANSED | 39121606 Cartridge fuses | FUSE | CARTRIDGE | TYPE | HRC,LINK | CURRENT RATING | 630 A | VOLTAGE RATING | 660 VAC | INTERRUPT RATING | 80 KA | SIZE |  | CLASS |  | MATERIAL |  | TERMINAL TYPE | CENTRE TAG | HAZARD CLASS |  | CERTIFICATION/STANDARD |  | ADDITIONAL FEATURES | [52 empty] | Production Completed
STP_009 - Lot4 | Data Enrichment | CIR | URL NOT FOUND | 2023-07-21 | 24/7/2023 | ok | 1276592 | 1276592 | EA | FUSE,CRTG;HRC,100 A,415 VAC,VK |  |  | FUSE,CARTRIDGE;TYPE:HRC,CURRENT RATING:100 A,VOLTAGE RATING:415 VAC,SIZE:DIA 22.2 X LG 57 MM,CLASS:VK,MNFR:01)ENERGYQLD,PTNO:01) 408939 | EN_01)HRC,100 A,415 VAC,EN_01)DIA 22.2 X LG 57 MM,VK,01)ENERGYQLD,01)408939 |  |  | ENERGYQLD | ENERGY QUEENSLAND | 408939 | [16 empty] | CLEANSED | 39121606 Cartridge fuses | FUSE | CARTRIDGE | TYPE | HRC | CURRENT RATING | 100 A | VOLTAGE RATING | 415 VAC | INTERRUPT RATING |  | SIZE | 22.2 DIAX57 LG MM | CLASS | VK | MATERIAL |  | TERMINAL TYPE |  | HAZARD CLASS |  | CERTIFICATION/STANDARD |  | ADDITIONAL FEATURES | [52 empty] | Production Completed
STP_009 - Lot4 | Data Enrichment | CIR | URL NOT FOUND | 2023-07-21 | 24/7/2023 | ok | 1276639 | 1276639 | EA | FUSE,CRTG;HRC,100 A,500 VAC,1,DIN |  |  | FUSE,CARTRIDGE;TYPE:HRC,CURRENT RATING:100 A,VOLTAGE RATING:500 VAC,SIZE:1,CERTIFICATION/STANDARD:DIN,ADDITIONAL FEATURES EN:ETS 12-02-01 GROUP E (P3),MNFR:01)ENERGYQLD,PTNO:01)140827 | EN_01)HRC,100 A,500 VAC,EN_01)1,EN_01)DIN,01)ETS 12-02-01 GROUP E (P3),01)ENERGYQLD,01)140827 |  |  | ENERGYQLD | ENERGY QUEENSLAND | 140827 | [16 empty] | CLEANSED | 39121606 Cartridge fuses | FUSE | CARTRIDGE | TYPE | HRC | CURRENT RATING | 100 A | VOLTAGE RATING | 500 VAC | INTERRUPT RATING |  | SIZE | 1 | CLASS |  | MATERIAL |  | TERMINAL TYPE |  | HAZARD CLASS |  | CERTIFICATION/STANDARD | DIN | ADDITIONAL FEATURES | ETS 12-02-01 GROUP E (P3) | [51 empty] | Production Completed
STP_009 - Lot4 | Data Enrichment | CIR | URL NOT FOUND | 2023-07-21 | 24/7/2023 | ok | 1276704 | 1276704 | EA | FUSE,CRTG;HRC,100 A,500 VAC,2,DIN |  |  | FUSE,CARTRIDGE;TYPE:HRC,CURRENT RATING:100 A,VOLTAGE RATING:500 VAC,SIZE:2,CERTIFICATION/STANDARD:DIN,ADDITIONAL FEATURES EN:ETS 12-02-01 GROUP E,MNFR:01)ENERGYQLD,PTNO:01)2403164 | EN_01)HRC,100 A,500 VAC,EN_01)2,EN_01)DIN,01)ETS 12-02-01 GROUP E,01)ENERGYQLD,01)2403164 |  |  | ENERGYQLD | ENERGY QUEENSLAND | 2403164 | [16 empty] | CLEANSED | 39121606 Cartridge fuses | FUSE | CARTRIDGE | TYPE | HRC | CURRENT RATING | 100 A | VOLTAGE RATING | 500 VAC | INTERRUPT RATING |  | SIZE | 2 | CLASS |  | MATERIAL |  | TERMINAL TYPE |  | HAZARD CLASS |  | CERTIFICATION/STANDARD | DIN | ADDITIONAL FEATURES | ETS 12-02-01 GROUP E | [51 empty] | Production Completed
STP_009 - Lot4 | Data Enrichment | CIR | URL NOT FOUND | 2023-07-21 | 24/7/2023 | ok | 1276706 | 1276706 | EA | FUSE,CRTG;HRC,125 A,500 VAC,1,DIN |  |  | FUSE,CARTRIDGE;TYPE:HRC,CURRENT RATING:125 A,VOLTAGE RATING:500 VAC,SIZE:1,CERTIFICATION/STANDARD:DIN,ADDITIONAL FEATURES EN:ETS 12-02-01 GROUP E,MNFR:01)ENERGYQLD,PTNO:01)140835 | EN_01)HRC,125 A,500 VAC,EN_01)1,EN_01)DIN,01)ETS 12-02-01 GROUP E,01)ENERGYQLD,01)140835 |  |  | ENERGYQLD | ENERGY QUEENSLAND | 140835 | [16 empty] | CLEANSED | 39121606 Cartridge fuses | FUSE | CARTRIDGE | TYPE | HRC | CURRENT RATING | 125 A | VOLTAGE RATING | 500 VAC | INTERRUPT RATING |  | SIZE | 1 | CLASS |  | MATERIAL |  | TERMINAL TYPE |  | HAZARD CLASS |  | CERTIFICATION/STANDARD | DIN | ADDITIONAL FEATURES | ETS 12-02-01 GROUP E | [51 empty] | Production Completed
STP_009 - Lot4 | Data Enrichment | CIR | URL NOT FOUND | 2023-07-21 | 24/7/2023 | ok | 1276703 | 1276703 | EA | FUSE,CRTG;HRC,125 A,500 VAC,2,DIN |  |  | FUSE,CARTRIDGE;TYPE:HRC,CURRENT RATING:125 A,VOLTAGE RATING:500 VAC,SIZE:2,TERMINAL TYPE:DIN,ADDITIONAL FEATURES EN:ETS 12-02-01 GROUP E,MNFR:01)ENERGYQLD,PTNO:01)2403168 | EN_01)HRC,125 A,500 VAC,EN_01)2,DIN,01)ETS 12-02-01 GROUP E,01)ENERGYQLD,01)2403168 |  |  | ENERGYQLD | ENERGY QUEENSLAND | 2403168 | [16 empty] | CLEANSED | 39121606 Cartridge fuses | FUSE | CARTRIDGE | TYPE | HRC | CURRENT RATING | 125 A | VOLTAGE RATING | 500 VAC | INTERRUPT RATING |  | SIZE | 2 | CLASS |  | MATERIAL |  | TERMINAL TYPE |  | HAZARD CLASS |  | CERTIFICATION/STANDARD | DIN | ADDITIONAL FEATURES | ETS 12-02-01 GROUP E | [51 empty] | Production Completed
STP_009 - Lot4 | Data Enrichment | CIR | URL NOT FOUND | 2023-07-21 | 24/7/2023 | ok | 1276699 | 1276699 | EA | FUSE,CRTG;HRC,160 A,500 VAC,00,DIN |  |  | FUSE,CARTRIDGE;TYPE:HRC,CURRENT RATING:160 A,VOLTAGE RATING:500 VAC,SIZE:00,CERTIFICATION/STANDARD:DIN,ADDITIONAL FEATURES EN:LOW WATTS LOSS, ETS 12-02-01 GROUP E,MNFR:01)ENERGYQLD,PTNO:01)621172 | EN_01)HRC,160 A,500 VAC,EN_01)00,EN_01)DIN,01)LOW WATTS LOSS, ETS 12-02-0,01)ENERGYQLD,01)621172 |  |  | ENERGYQLD | ENERGY QUEENSLAND | 621172 | [16 empty] | CLEANSED | 39121606 Cartridge fuses | FUSE | CARTRIDGE | TYPE | HRC | CURRENT RATING | 160 A | VOLTAGE RATING | 500 VAC | INTERRUPT RATING |  | SIZE | 00 | CLASS |  | MATERIAL |  | TERMINAL TYPE |  | HAZARD CLASS |  | CERTIFICATION/STANDARD | DIN | ADDITIONAL FEATURES | LOW WATTS LOSS,ETS 12-02-01 GROUP E | [51 empty] | Production Completed
STP_009 - Lot4 | Data Enrichment | CIR | URL NOT FOUND | 2023-07-21 | 24/7/2023 | ok | 1276691 | 1276691 | EA | FUSE,CRTG;HRC,160 A,500 VAC,1,DIN |  |  | FUSE,CARTRIDGE;TYPE:HRC,CURRENT RATING:160 A,VOLTAGE RATING:500 VAC,SIZE:1,CERTIFICATION/STANDARD:DIN,ADDITIONAL FEATURES EN:ETS 12-02-01 GROUP E,MNFR:01)ENERGYQLD,PTNO:01)140843 | EN_01)HRC,160 A,500 VAC,EN_01)1,EN_01)DIN,01)ETS 12-02-01 GROUP E,01)ENERGYQLD,01)140843 |  |  | ENERGYQLD | ENERGY QUEENSLAND | 140843 | [16 empty] | CLEANSED | 39121606 Cartridge fuses | FUSE | CARTRIDGE | TYPE | HRC | CURRENT RATING | 160 A | VOLTAGE RATING | 500 VAC | INTERRUPT RATING |  | SIZE | 1 | CLASS |  | MATERIAL |  | TERMINAL TYPE |  | HAZARD CLASS |  | CERTIFICATION/STANDARD | DIN | ADDITIONAL FEATURES | ETS 12-02-01 GROUP E | [51 empty] | Production Completed
STP_009 - Lot4 | Data Enrichment | CIR | URL NOT FOUND | 2023-07-21 | 24/7/2023 | ok | 1276690 | 1276690 | EA | FUSE,CRTG;HRC,200 A,500 VAC,1,DIN |  |  | FUSE,CARTRIDGE;TYPE:HRC,CURRENT RATING:200 A,VOLTAGE RATING:500 VAC,SIZE:1,CERTIFICATION/STANDARD:DIN,ADDITIONAL FEATURES EN:ETS 12-02-01 GROUP E,MNFR:01)ENERGYQLD,PTNO:01)140851 | EN_01)HRC,200 A,500 VAC,EN_01)1,EN_01)DIN,01)ETS 12-02-01 GROUP E,01)ENERGYQLD,01)140851 |  |  | ENERGYQLD | ENERGY QUEENSLAND | 140851 | [16 empty] | CLEANSED | 39121606 Cartridge fuses | FUSE | CARTRIDGE | TYPE | HRC | CURRENT RATING | 200 A | VOLTAGE RATING | 500 VAC | INTERRUPT RATING |  | SIZE | 1 | CLASS |  | MATERIAL |  | TERMINAL TYPE |  | HAZARD CLASS |  | CERTIFICATION/STANDARD | DIN | ADDITIONAL FEATURES | ETS 12-02-01 GROUP E | [51 empty] | Production Completed
STP_009 - Lot4 | Data Enrichment | CIR | URL NOT FOUND | 2023-07-21 | 24/7/2023 | ok | 1276948 | 1276948 | EA | FUSE,CRTG;HRC,200 A,500 VAC,2,DIN |  |  | FUSE,CARTRIDGE;TYPE:HRC,CURRENT RATING:200 A,VOLTAGE RATING:500 VAC,SIZE:2,CERTIFICATION/STANDARD:DIN,ADDITIONAL FEATURES EN:ETS 12-02-01 GROUP E (P3) (MOQ27),MNFR:01)ENERGYQLD,PTNO:01)140884 | EN_01)HRC,200 A,500 VAC,EN_01)2,EN_01)DIN,01)ETS 12-02-01 GROUP E (P3) (,01)ENERGYQLD,01)140884 |  |  | ENERGYQLD | ENERGY QUEENSLAND | 140884 | [16 empty] | CLEANSED | 39121606 Cartridge fuses | FUSE | CARTRIDGE | TYPE | HRC | CURRENT RATING | 200 A | VOLTAGE RATING | 500 VAC | INTERRUPT RATING |  | SIZE | 2 | CLASS |  | MATERIAL |  | TERMINAL TYPE |  | HAZARD CLASS |  | CERTIFICATION/STANDARD | DIN | ADDITIONAL FEATURES | ETS 12-02-01 GROUP E (P3) (MOQ27) | [51 empty] | Production Completed
STP_009 - Lot4 | Data Enrichment | CIR | URL NOT FOUND | 2023-07-21 | 24/7/2023 | ok | 1276763 | 1276763 | EA | FUSE,CRTG;HRC,250 A,500 VAC,1,DIN |  |  | FUSE,CARTRIDGE;TYPE:HRC,CURRENT RATING:250 A,VOLTAGE RATING:500 VAC,SIZE:1,CERTIFICATION/STANDARD:DIN,ADDITIONAL FEATURES EN:ETS 12-02-01 GROUP E (P3),MNFR:01)ENERGYQLD,PTNO:01)140878 | EN_01)HRC,250 A,500 VAC,EN_01)1,EN_01)DIN,01)ETS 12-02-01 GROUP E (P3),01)ENERGYQLD,01)140878 |  |  | ENERGYQLD | ENERGY QUEENSLAND | 140878 | [16 empty] | CLEANSED | 39121606 Cartridge fuses | FUSE | CARTRIDGE | TYPE | HRC | CURRENT RATING | 250 A | VOLTAGE RATING | 500 VAC | INTERRUPT RATING |  | SIZE | 1 | CLASS |  | MATERIAL |  | TERMINAL TYPE |  | HAZARD CLASS |  | CERTIFICATION/STANDARD | DIN | ADDITIONAL FEATURES | ETS 12-02-01 GROUP E (P3) | [51 empty] | Production Completed
STP_009 - Lot4 | Data Enrichment | CIR | URL NOT FOUND | 2023-07-21 | 24/7/2023 | ok | 1276702 | 1276702 | EA | FUSE,CRTG;HRC,250 A,500 VAC,2,DIN |  |  | FUSE,CARTRIDGE;TYPE:HRC,CURRENT RATING:250 A,VOLTAGE RATING:500 VAC,SIZE:2,CERTIFICATION/STANDARD:DIN,ADDITIONAL FEATURES EN:ETS 12-02-01 GROUP E,MNFR:01)ENERGYQLD,PTNO:01)2406252 | EN_01)HRC,250 A,500 VAC,EN_01)2,EN_01)DIN,01)ETS 12-02-01 GROUP E,01)ENERGYQLD,01)2406252 |  |  | ENERGYQLD | ENERGY QUEENSLAND | 2406252 | [16 empty] | CLEANSED | 39121606 Cartridge fuses | FUSE | CARTRIDGE | TYPE | HRC | CURRENT RATING | 250 A | VOLTAGE RATING | 500 VAC | INTERRUPT RATING |  | SIZE | 2 | CLASS |  | MATERIAL |  | TERMINAL TYPE |  | HAZARD CLASS |  | CERTIFICATION/STANDARD | DIN | ADDITIONAL FEATURES | ETS 12-02-01 GROUP E | [51 empty] | Production Completed
STP_009 - Lot4 | Data Enrichment | CIR | URL NOT FOUND | 2023-07-21 | 24/7/2023 | ok | 1276689 | 1276689 | EA | FUSE,CRTG;HRC,315 A,500 VAC,2,DIN |  |  | FUSE,CARTRIDGE;TYPE:HRC,CURRENT RATING:315 A,VOLTAGE RATING:500 VAC,SIZE:2,CERTIFICATION/STANDARD:DIN,ADDITIONAL FEATURES EN:ETS 12-02-01 GROUP E,MNFR:01)ENERGYQLD,PTNO:01)140886 | EN_01)HRC,315 A,500 VAC,EN_01)2,EN_01)DIN,01)ETS 12-02-01 GROUP E,01)ENERGYQLD,01)140886 |  |  | ENERGYQLD | ENERGY QUEENSLAND | 140886 | [16 empty] | CLEANSED | 39121606 Cartridge fuses | FUSE | CARTRIDGE | TYPE | HRC | CURRENT RATING | 315 A | VOLTAGE RATING | 500 VAC | INTERRUPT RATING |  | SIZE | 2 | CLASS |  | MATERIAL |  | TERMINAL TYPE |  | HAZARD CLASS |  | CERTIFICATION/STANDARD | DIN | ADDITIONAL FEATURES | ETS 12-02-01 GROUP E | [51 empty] | Production Completed
STP_009 - Lot4 | Data Enrichment | CIR | URL NOT FOUND | 2023-07-21 | 24/7/2023 | ok | 1276945 | 1276945 | EA | FUSE,CRTG;HRC,32 A,415 VAC,VK |  |  | FUSE,CARTRIDGE;TYPE:HRC,CURRENT RATING:32 A,VOLTAGE RATING:415 VAC,SIZE:DIA 22.2 X LG 57 MM,CLASS:VK,ADDITIONAL FEATURES EN:ETS 12-02-01 GROUP A,MNFR:01)ENERGYQLD,PTNO:01)124002 | EN_01)HRC,32 A,415 VAC,EN_01)DIA 22.2 X LG 57 MM,VK,01)ETS 12-02-01 GROUP A,01)ENERGYQLD,01)124002 |  |  | ENERGYQLD | ENERGY QUEENSLAND | 124002 | [16 empty] | CLEANSED | 39121606 Cartridge fuses | FUSE | CARTRIDGE | TYPE | HRC | CURRENT RATING | 32 A | VOLTAGE RATING | 415 VAC | INTERRUPT RATING |  | SIZE | 22.2 DIAX57 LG MM | CLASS | VK | MATERIAL |  | TERMINAL TYPE |  | HAZARD CLASS |  | CERTIFICATION/STANDARD |  | ADDITIONAL FEATURES | ETS 12-02-01 GROUP A | [51 empty] | Production Completed
STP_009 - Lot4 | Data Enrichment | CIR | URL NOT FOUND | 2023-07-21 | 24/7/2023 | ok | 1276762 | 1276762 | EA | FUSE,CRTG;HRC,355 A,500 VAC,2,DIN |  |  | FUSE,CARTRIDGE;TYPE:HRC,CURRENT RATING:355 A,VOLTAGE RATING:500 VAC,SIZE:2,CERTIFICATION/STANDARD:DIN,ADDITIONAL FEATURES EN:ETS 12-02-01 GROUP E,MNFR:01)ENERGYQLD,PTNO:01)140894 | EN_01)HRC,355 A,500 VAC,EN_01)2,EN_01)DIN,01)ETS 12-02-01 GROUP E,01)ENERGYQLD,01)140894 |  |  | ENERGYQLD | ENERGY QUEENSLAND | 140894 | [16 empty] | CLEANSED | 39121606 Cartridge fuses | FUSE | CARTRIDGE | TYPE | HRC | CURRENT RATING | 355 A | VOLTAGE RATING | 500 VAC | INTERRUPT RATING |  | SIZE | 2 | CLASS |  | MATERIAL |  | TERMINAL TYPE |  | HAZARD CLASS |  | CERTIFICATION/STANDARD | DIN | ADDITIONAL FEATURES | ETS 12-02-01 GROUP E | [51 empty] | Production Completed
STP_009 - Lot4 | Data Enrichment | CIR | URL NOT FOUND | 2023-07-21 | 24/7/2023 | ok | 1276770 | 1276770 | EA | FUSE,CRTG;HRC,4 A,500 VAC,10G |  |  | FUSE,CARTRIDGE;TYPE:HRC,CURRENT RATING:4 A,VOLTAGE RATING:500 VAC,SIZE:DIA 10.3 X LG 38 MM,CLASS:10G,ADDITIONAL FEATURES EN:TYPE MODULAR, ETS 12-02-01 GROUP A,MNFR:01)ENERGYQLD,PTNO:01)104730 | EN_01)HRC,4 A,500 VAC,EN_01)DIA 10.3 X LG 38 MM,10G,01)TYPE MODULAR, ETS 12-02-01,01)ENERGYQLD,01)104730 |  |  | ENERGYQLD | ENERGY QUEENSLAND | 104730 | [16 empty] | CLEANSED | 39121606 Cartridge fuses | FUSE | CARTRIDGE | TYPE | HRC | CURRENT RATING | 4 A | VOLTAGE RATING | 500 VAC | INTERRUPT RATING |  | SIZE | 10.3 DIAX38 LG MM | CLASS | 10G | MATERIAL |  | TERMINAL TYPE |  | HAZARD CLASS |  | CERTIFICATION/STANDARD |  | ADDITIONAL FEATURES | TYPE MODULAR,ETS 12-02-01 GROUP A | [51 empty] | Production Completed
STP_009 - Lot4 | Data Enrichment | CIR | URL NOT FOUND | 2023-07-21 | 24/7/2023 | ok | 1276688 | 1276688 | EA | FUSE,CRTG;HRC,400 A,500 VAC,2,DIN |  |  | FUSE,CARTRIDGE;TYPE:HRC,CURRENT RATING:400 A,VOLTAGE RATING:500 VAC,SIZE:2,TERMINAL TYPE:DIN,ADDITIONAL FEATURES EN:ETS 12-02-01 GROUP E,MNFR:01)ENERGYQLD,PTNO:01)140908 | EN_01)HRC,400 A,500 VAC,EN_01)2,DIN,01)ETS 12-02-01 GROUP E,01)ENERGYQLD,01)140908 |  |  | ENERGYQLD | ENERGY QUEENSLAND | 140908 | [16 empty] | CLEANSED | 39121606 Cartridge fuses | FUSE | CARTRIDGE | TYPE | HRC | CURRENT RATING | 400 A | VOLTAGE RATING | 500 VAC | INTERRUPT RATING |  | SIZE | 2 | CLASS |  | MATERIAL |  | TERMINAL TYPE |  | HAZARD CLASS |  | CERTIFICATION/STANDARD | DIN | ADDITIONAL FEATURES | ETS 12-02-01 GROUP E | [51 empty] | Production Completed
STP_009 - Lot4 | Data Enrichment | CIR | URL NOT FOUND | 2023-07-21 | 24/7/2023 | ok | 1276686 | 1276686 | EA | FUSE,CRTG;HRC,50 A,500 VAC,1,DIN |  |  | FUSE,CARTRIDGE;TYPE:HRC,CURRENT RATING:50 A,VOLTAGE RATING:500 VAC,SIZE:1,CERTIFICATION/STANDARD:DIN,ADDITIONAL FEATURES EN:ETS 12-02-01 GROUP E,MNFR:01)ENERGYQLD,PTNO:01)104604 | EN_01)HRC,50 A,500 VAC,EN_01)1,EN_01)DIN,01)ETS 12-02-01 GROUP E,01)ENERGYQLD,01)104604 |  |  | ENERGYQLD | ENERGY QUEENSLAND | 104604 | [16 empty] | CLEANSED | 39121606 Cartridge fuses | FUSE | CARTRIDGE | TYPE | HRC | CURRENT RATING | 50 A | VOLTAGE RATING | 500 VAC | INTERRUPT RATING |  | SIZE | 1 | CLASS |  | MATERIAL |  | TERMINAL TYPE |  | HAZARD CLASS |  | CERTIFICATION/STANDARD | DIN | ADDITIONAL FEATURES | ETS 12-02-01 GROUP E | [51 empty] | Production Completed
STP_009 - Lot4 | Data Enrichment | CIR | URL NOT FOUND | 2023-07-21 | 24/7/2023 | ok | 1276687 | 1276687 | EA | FUSE,CRTG;HRC,500 A,500 VAC,3,DIN |  |  | FUSE,CARTRIDGE;TYPE:HRC,CURRENT RATING:500 A,VOLTAGE RATING:500 VAC,SIZE:3,CERTIFICATION/STANDARD:DIN,ADDITIONAL FEATURES EN:ETS 12-02-01 GROUP E,MNFR:01)ENERGYQLD,PTNO:01)140916 | EN_01)HRC,500 A,500 VAC,EN_01)3,EN_01)DIN,01)ETS 12-02-01 GROUP E,01)ENERGYQLD,01)140916 |  |  | ENERGYQLD | ENERGY QUEENSLAND | 140916 | [16 empty] | CLEANSED | 39121606 Cartridge fuses | FUSE | CARTRIDGE | TYPE | HRC | CURRENT RATING | 500 A | VOLTAGE RATING | 500 VAC | INTERRUPT RATING |  | SIZE | 3 | CLASS |  | MATERIAL |  | TERMINAL TYPE |  | HAZARD CLASS |  | CERTIFICATION/STANDARD | DIN | ADDITIONAL FEATURES | ETS 12-02-01 GROUP E | [51 empty] | Production Completed
STP_009 - Lot4 | Data Enrichment | CIR | URL NOT FOUND | 2023-07-21 | 24/7/2023 | ok | 1276769 | 1276769 | EA | FUSE,CRTG;HRC,60 A,415 VAC,VK |  |  | FUSE,CARTRIDGE;TYPE:HRC,CURRENT RATING:60 A,VOLTAGE RATING:415 VAC,SIZE:DIA 22.2 X LG 57 MM,CLASS:VK,ADDITIONAL FEATURES EN:ETS 12-02-01 GROUP A,MNFR:01)ENERGYQLD,PTNO:01)124015 | EN_01)HRC,60 A,415 VAC,EN_01)DIA 22.2 X LG 57 MM,VK,01)ETS 12-02-01 GROUP A,01)ENERGYQLD,01)124015 |  |  | ENERGYQLD | ENERGY QUEENSLAND | 124015 | [16 empty] | CLEANSED | 39121606 Cartridge fuses | FUSE | CARTRIDGE | TYPE | HRC | CURRENT RATING | 60 A | VOLTAGE RATING | 415 VAC | INTERRUPT RATING |  | SIZE | 22.2 DIAX57 LG MM | CLASS | VK | MATERIAL |  | TERMINAL TYPE |  | HAZARD CLASS |  | CERTIFICATION/STANDARD |  | ADDITIONAL FEATURES | ETS 12-02-01 GROUP A | [51 empty] | Production Completed
STP_009 - Lot4 | Data Enrichment | CIR | URL NOT FOUND | 2023-07-21 | 24/7/2023 | ok | 1276681 | 1276681 | EA | FUSE,CRTG;HRC,630 A,500 VAC,3,DIN |  |  | FUSE,CARTRIDGE;TYPE:HRC,CURRENT RATING:630 A,VOLTAGE RATING:500 VAC,SIZE:3,CERTIFICATION/STANDARD:DIN,ADDITIONAL FEATURES EN:ETS 12-02-01 GROUP E,MNFR:01)ENERGYQLD,PTNO:01)621208 | EN_01)HRC,630 A,500 VAC,EN_01)3,EN_01)DIN,01)ETS 12-02-01 GROUP E,01)ENERGYQLD,01)621208 |  |  | ENERGYQLD | ENERGY QUEENSLAND | 621208 | [16 empty] | CLEANSED | 39121606 Cartridge fuses | FUSE | CARTRIDGE | TYPE | HRC | CURRENT RATING | 630 A | VOLTAGE RATING | 500 VAC | INTERRUPT RATING |  | SIZE | 3 | CLASS |  | MATERIAL |  | TERMINAL TYPE |  | HAZARD CLASS |  | CERTIFICATION/STANDARD | DIN | ADDITIONAL FEATURES | ETS 12-02-01 GROUP E | [51 empty] | Production Completed
STP_009 - Lot4 | Data Enrichment | CIR | URL NOT FOUND | 2023-07-21 | 24/7/2023 | ok | 1276692 | 1276692 | EA | FUSE,CRTG;HRC,8 A,250 VAC,SK,DIN |  |  | FUSE,CARTRIDGE;TYPE:HRC,CURRENT RATING:8 A,VOLTAGE RATING:250 VAC,SIZE:DIA 12.7 X LG 29 MM,CLASS:SK,CERTIFICATION/STANDARD:DIN, MNFR:01)ENERGYQLD,PTNO:01)2406257 | EN_01)HRC,8 A,250 VAC,EN_01)DIA 12.7 X LG 29 MM,SK,EN_01)DIN,01)ENERGYQLD,01)2406257 |  |  | ENERGYQLD | ENERGY QUEENSLAND | 2406257 | [16 empty] | CLEANSED | 39121606 Cartridge fuses | FUSE | CARTRIDGE | TYPE | HRC | CURRENT RATING | 8 A | VOLTAGE RATING | 250 VAC | INTERRUPT RATING |  | SIZE | 12.7 DIAX29 LG MM | CLASS | SK | MATERIAL |  | TERMINAL TYPE |  | HAZARD CLASS |  | CERTIFICATION/STANDARD | DIN | ADDITIONAL FEATURES | [52 empty] | Production Completed
STP_009 - Lot4 | Data Enrichment | CIR | URL NOT FOUND | 2023-07-21 | 24/7/2023 | ok | 1276943 | 1276943 | EA | FUSE,CRTG;HRC,80 A,415 VAC,VK |  |  | FUSE,CARTRIDGE;TYPE:HRC,CURRENT RATING:80 A,VOLTAGE RATING:415 VAC,SIZE:DIA 22.2 X LG 57 MM,CLASS:VK,ADDITIONAL FEATURES EN:ETS 12-02-01 GROUP A,MNFR:01)ENERGYQLD,PTNO:01)408931 | EN_01)HRC,80 A,415 VAC,EN_01)DIA 22.2 X LG 57 MM,VK,01)ETS 12-02-01 GROUP A,01)ENERGYQLD,01)408931 |  |  | ENERGYQLD | ENERGY QUEENSLAND | 408931 | [16 empty] | CLEANSED | 39121606 Cartridge fuses | FUSE | CARTRIDGE | TYPE | HRC | CURRENT RATING | 80 A | VOLTAGE RATING | 415 VAC | INTERRUPT RATING |  | SIZE | 22.2 DIAX57 LG MM | CLASS | VK | MATERIAL |  | TERMINAL TYPE |  | HAZARD CLASS |  | CERTIFICATION/STANDARD |  | ADDITIONAL FEATURES | ETS 12-02-01 GROUP A | [51 empty] | Production Completed
STP_009 - Lot4 | Data Enrichment | CIR | URL NOT FOUND | 2023-07-21 | 24/7/2023 | ok | 1276680 | 1276680 | EA | FUSE,CRTG;HRC,80 A,500 VAC,00,DIN |  |  | FUSE,CARTRIDGE;TYPE:HRC,CURRENT RATING:80 A,VOLTAGE RATING:500 VAC,SIZE:00,CERTIFICATION/STANDARD:DIN,ADDITIONAL FEATURES EN:ETS 12-02-01 GROUP E,MNFR:01)ENERGYQLD,PTNO:01)621156 | EN_01)HRC,80 A,500 VAC,EN_01)00,EN_01)DIN,01)ETS 12-02-01 GROUP E,01)ENERGYQLD,01)621156 |  |  | ENERGYQLD | ENERGY QUEENSLAND | 621156 | [16 empty] | CLEANSED | 39121606 Cartridge fuses | FUSE | CARTRIDGE | TYPE | HRC | CURRENT RATING | 80 A | VOLTAGE RATING | 500 VAC | INTERRUPT RATING |  | SIZE | 00 | CLASS |  | MATERIAL |  | TERMINAL TYPE |  | HAZARD CLASS |  | CERTIFICATION/STANDARD | DIN | ADDITIONAL FEATURES | ETS 12-02-01 GROUP E | [51 empty] | Production Completed
STP_009 - Lot4 | Data Enrichment | CIR | URL NOT FOUND | 2023-07-21 | 24/7/2023 | ok | 1352454 | 1352454 | EA | FUSE,CRTG;INTL, LINK,2 A |  |  | FUSE,CARTRIDGE;TYPE:INTERNAL, LINK,CURRENT RATING:2 A,MNFR:01)GEC,PTNO:01)K2656288-4 | EN_01)INTERNAL, LINK,2 A,01)GEC,01)K2656288-4 |  |  | GEC | GEC | K2656288-4 | [16 empty] | CLEANSED | 39121606 Cartridge fuses | FUSE | CARTRIDGE | TYPE | INTERNAL,LINK | CURRENT RATING | 2 A | VOLTAGE RATING |  | INTERRUPT RATING |  | SIZE |  | CLASS |  | MATERIAL |  | TERMINAL TYPE |  | HAZARD CLASS |  | CERTIFICATION/STANDARD |  | ADDITIONAL FEATURES | [52 empty] | Production Completed
STP_009 - Lot4 | Data Enrichment | CIR | URL NOT FOUND | 2023-07-21 | 24/7/2023 | ok | 1352453 | 1352453 | EA | FUSE,CRTG;LNK |  |  | FUSE,CARTRIDGE;TYPE:LINK,MNFR:01)GEC,PTNO:01)SK/1404956/4 | EN_01)LINK,01)GEC,01)SK/1404956/4 |  |  | GEC | GEC | SK/1404956/4 | [16 empty] | CLEANSED | 39121606 Cartridge fuses | FUSE | CARTRIDGE | TYPE | LINK | CURRENT RATING |  | VOLTAGE RATING |  | INTERRUPT RATING |  | SIZE |  | CLASS |  | MATERIAL |  | TERMINAL TYPE |  | HAZARD CLASS |  | CERTIFICATION/STANDARD |  | ADDITIONAL FEATURES | [52 empty] | Production Completed
STP_009 - Lot4 | Data Enrichment | CIR | URL NOT FOUND | 2023-07-21 | 24/7/2023 | ok | 1352455 | 1352455 | EA | FUSE,CRTG;LNK |  |  | FUSE,CARTRIDGE;TYPE:LINK,MNFR:01)GEC,PTNO:01)SK1404956-8 | EN_01)LINK,01)GEC,01)SK1404956-8 |  |  | GEC | GEC | SK1404956-8 | [16 empty] | CLEANSED | 39121606 Cartridge fuses | FUSE | CARTRIDGE | TYPE | LINK | CURRENT RATING |  | VOLTAGE RATING |  | INTERRUPT RATING |  | SIZE |  | CLASS |  | MATERIAL |  | TERMINAL TYPE |  | HAZARD CLASS |  | CERTIFICATION/STANDARD |  | ADDITIONAL FEATURES | [52 empty] | Production Completed
STP_009 - Lot4 | Data Enrichment | CIR | ok | 2023-07-21 | 24/7/2023 | ok | 1351511 | 1351511 | PAC | FUSE,CRTG;LNK, DELAYED ACTION,3 A |  |  | FUSE,CARTRIDGE;TYPE:LINK, DELAYED ACTION,CURRENT RATING:3 A,VOLTAGE RATING:250 VAC,SIZE:DIA 1/4 X LG 1-1/4 IN,MATERIAL:BODY GLASS, ADDITIONAL FEATURES EN:PKT OF 5,MNFR:01)AUSLEC,PTNO:01)AUS3AGDA3.15A | EN_01)LINK, DELAYED ACTION,3 A,250 VAC,EN_01)DIA 1/4 X LG 1-1/4 IN,EN_01)BODY GLASS,01)PKT OF 5,01)AUSLEC,01)AUS3AGDA3.15A |  |  | AUSLEC |  | AUS3AGDA3.15A | MMEM | AUSLEC |  |  |  | https://awm.mmem.com.au/aus3agda3-2e-15a | [10 empty] | CLEANSED | 39121606 Cartridge fuses | FUSE | CARTRIDGE | TYPE | LINK,DELAYED ACTION | CURRENT RATING | 3 A | VOLTAGE RATING | 250 VAC | INTERRUPT RATING |  | SIZE | 1/4 DIAX1-1/4 LG IN | CLASS |  | MATERIAL | GLASS | TERMINAL TYPE |  | HAZARD CLASS |  | CERTIFICATION/STANDARD |  | ADDITIONAL FEATURES | BRAND:AUSTRALUX,PACKAGE QUANTITY:5 | [51 empty] | Production Completed
STP_009 - Lot4 | Data Enrichment | CIR | ok | 2023-07-21 | 24/7/2023 | ok | 1351513 | 1351513 | PAC | FUSE,CRTG;LNK, DELAYED ACTION,7.5 A |  |  | FUSE,CARTRIDGE;TYPE:LINK, DELAYED ACTION,CURRENT RATING:7.5 A,VOLTAGE RATING:150 VAC,SIZE:DIA 1/4 X LG 1-1/4 IN,MATERIAL:BODY GLASS,ADDITIONAL FEATURES EN:PKT OF 5,MNFR:01)AUSTRLUX,PTNO:01)3AGDA/7.5A | EN_01)LINK, DELAYED ACTION,7.5 A,150 VAC,EN_01)DIA 1/4 X LG 1-1/4 IN,EN_01)BODY GLASS,01)PKT OF 5,01)AUSTRLUX,01)3AGDA/7.5A |  |  | AUSTRLUX |  | 3AGDA/7.5A | FUSECO |  |  |  |  | https://arc-fuseco.s3.ap-southeast-2.amazonaws.com/1WK5gvyrLMQGAkCwkPK36T4H?response-content-disposition=inline%3B%20filename%3D%22Australux%203AG%252C%203AGDA%252C%203AB%20%2526%203ABDA%20Datasheets.pdf%22%3B%20filename%2A%3DUTF-8%27%27Australux%25203AG%252C%25203AGDA%252C%25203AB%2520%2526%25203ABDA%2520Datasheets.pdf&response-content-type=application%2Fpdf&X-Amz-Algorithm=AWS4-HMAC-SHA256&X-Amz-Credential=ASIASXSRCKME4RHVWEZE%2F20230724%2Fap-southeast-2%2Fs3%2Faws4_request&X-Amz-Date=20230724T113000Z&X-Amz-Expires=300&X-Amz-SignedHeaders=host&X-Amz-Security-Token=IQoJb3JpZ2luX2VjEHcaDmFwLXNvdXRoZWFzdC0yIkcwRQIhAL2QtCQ%2FlCnCicZ4A6I%2BD0O4ubgzRzl%2FUktUljl77gapAiA%2FF2yHYY%2BnZRzol7E1xQ8nmE%2BBlppZLa80VC1%2BrpYzyirABQgQEAAaDDE4ODA3NDg0MDg0MSIMdA1Pf1%2By2bQLVebDKp0Fm3txoIxwLVdWQ%2BdDXMkYxFM8O54TNl1WO4QK%2BsdzbCGPbk%2BngJihSfOizGaTtTO4KmaKmhvIXR%2BmzD9MN%2FfHHpdK4Ni04MMo%2BeSbGS9oq1YKwCm3aZb8%2Fx3Q4BuMMk1deR6aOxG4hZ87pUs7JhFgnJjhZpy3ji02CR2IdE706C2qJn2%2BtTZ99kEErytzitqqWc8CUvcVy2d0qsNUF8TDLfGnTd5GNuUda9m4nhHnlrVOdw%2Bq8Zsmz8HPP6hi%2BHBxcAffDaZHAWdEYjZmy3n3aDxoLrhqG64QFZjpSbX66B22B0Nufx06dvUwN1Ik4Vb5uvd1H3yKf9Ob4V6jYzaYeMpKYEflB2Mlo0YWB1jblCFQdslEmkyUxSHJENWPa3eNWdVNbl9Dv9Z8jtTwR2l4paJyZvPw%2FIOD%2B3NmrnCaZ%2BEFbqC6sdwNHyVgw3BqjJrmrgnmyBckdWo9dkVRhW1MuDwwVaIuucmvRB9NNKSJeMXtzjT9NeU3OF8ut3ffBD4lOJcALeMNaVLH1rjKF1uTI31iC9mV3uu5j%2BRh0yt1v55Vak5XF%2FawqwXHTolKpGfk6WjDLVHBRJLDJrTRtiN3YA58e0U3ar7le%2FfTMxBSQFapwjRi53zW8CBRvEcU08HrwItno1r79MppaUHv5bmgL9qSEHOvkCZL8k5oXhUKuOn8ESP%2FDoDZb33o8WOs27cRNtBrWfsiFj6WqkJP1c8G981PKG6rSr%2B4gYohL5nNqhMxtNQV8QcL9rk1Slau1Xk2zIOtCuZemCKyEqwS3EZ3LqpwnILk%2Bwtmyze3G4zhHJG4YjxxfwLpJxFwGdzkJUDuBPKd7m%2F9H2vBW2%2FLcXCvLKGThgrWV1k%2BqsCxEGWdl3DITlTB1THs%2FAta6xhZMOfA%2BKUGOrEBTHl%2BrI5oJJ%2BzG7ncKm9iXDxorbro9UeGQRJjtjdiZbfa1H%2FPTMvd7rqP%2FM1yHFW0eCBH8qTVZqmVZdcSttWXrhMfAorHw%2FqPqlqJEIGb1109n%2BKGKHoZftvHOxgbFwrdqTGoOdssb%2B5rc3p5gxiQIJ%2BO4QXz2U6Q3QP1qIkA%2FOE%2By3y2q5aeugOWbGC9YprxIj5OdA5ovDOZZyeSC90NVQWIKRezHti9%2Bn2OJf25yAH1&X-Amz-Signature=baec896fa5fa8f6fe974624abdb9f3f89d1c222dca9762271fee1257cd05f6d1 | [10 empty] | CLEANSED | 39121606 Cartridge fuses | FUSE | CARTRIDGE | TYPE | LINK,DELAYED ACTION | CURRENT RATING | 7.5 A | VOLTAGE RATING | 150 VAC | INTERRUPT RATING |  | SIZE | 1/4 DIAX1-1/4 LG IN | CLASS |  | MATERIAL | GLASS | TERMINAL TYPE |  | HAZARD CLASS |  | CERTIFICATION/STANDARD |  | ADDITIONAL FEATURES | BRAND:AUSTRLUX,PACAKGE QUANTITY:5 | [51 empty] | Production Completed
STP_009 - Lot4 | Data Enrichment | CIR | ok | 2023-07-21 | 24/7/2023 | ok | 1347872 | 1347872 | EA | FUSE,CRTG;LNK, DUAL BARREL, HIGH SPEED |  |  | FUSE,CARTRIDGE;LINK, DUAL BARREL, HIGH SPEED,CURRENT RATING:RMS 400 A,VOLTAGE RATING:RMS 240 TO PEAK 450 VAC, MAX 200 VDC, INTERRUPT RATING:100 KA,TERMINAL TYPE:BOLT ON, OFFSET,CERTIFICATION/STANDARD:BS 88-4,ADDITIONAL FEATURES EN:20M SECS,MNFR:01)GEC, PTNO:01)GSA400 | EN_01)LINK, DUAL BARREL, HIGH,RMS 400 A,RMS 240 TO PEAK 450 VAC, MAX 2,EN_01)100 KA,BOLT ON, OFFSET,EN_01)BS 88-4,01)20M SECS,01)GEC,01)GSA400 |  |  | GEC | GEC | GSA400 | [5 empty] | https://sbindustrialsupply.com/shop/new-box-of-4-gec-alsthom-gsa400-fuse-400a/ | [10 empty] | CLEANSED | 39121606 Cartridge fuses | FUSE | CARTRIDGE | TYPE | LINK,DUAL BARREL | CURRENT RATING | RMS 400 A | VOLTAGE RATING | RMS 240 TO PEAK 450 VAC,MAX 200 VDC | INTERRUPT RATING | 100 KA | SIZE |  | CLASS |  | MATERIAL |  | TERMINAL TYPE | BOLT ON,OFFSET | HAZARD CLASS |  | CERTIFICATION/STANDARD | BS 88-4 | ADDITIONAL FEATURES | 20M SECS | [51 empty] | Production Completed
STP_009 - Lot4 | Data Enrichment | CIR | ok | 2023-07-21 | 24/7/2023 | ok | 1298680 | 1298680 | EA | FUSE,CRTG;LNK, VERY FAST ACTING, SEMI CO |  |  | FUSE,CARTRIDGE;LINK, VERY FAST ACTING, SEMI CONDUCTOR RECTIFIER,CURRENT RATING:1 A,VOLTAGE RATING:700 VAC,INTERRUPT RATING:200 KA, SIZE:DIA 14.3 X LG 50.8 MM,TERMINAL TYPE:CLIP IN,ADDITIONAL FEATURES EN:FF,MNFR:01)BUSSMANN,PTNO:01)FWP-1A14F | EN_01)LINK, VERY FAST ACTING,1 A,700 VAC,EN_01)200 KA,EN_01)DIA 14.3 X LG 50.8 MM,CLIP IN,01)FF,01)BUSSMANN,01)FWP-1A14F |  |  | BUSSMANN | EATON | FWP-1A14F | [5 empty] | https://www.eaton.com/in/en-us/skuPage.FWP-1A14F.html | https://www.eaton.com/us/en-us/skuPage.FWP-1A14F.pdf | [9 empty] | ENRICHED | 39121606 Cartridge fuses | FUSE | CARTRIDGE | TYPE | LINK,VERY FAST ACTING,SEMI CONDUCTOR RECTIFIER | CURRENT RATING | 1 A | VOLTAGE RATING | 700 VAC | INTERRUPT RATING | 200 KA | SIZE | 14.3 DIAX50.8 LG MM | CLASS | FF | MATERIAL | CERAMIC | TERMINAL TYPE | CLIP IN | HAZARD CLASS |  | CERTIFICATION/STANDARD | CSA,ROHS,UL | ADDITIONAL FEATURES | SERIES:BUSSMANN | [51 empty] | Production Completed
STP_009 - Lot4 | Data Enrichment | CIR | ok | 2023-07-21 | 24/7/2023 | ok | 1290135 | 1290135 | EA | FUSE,CRTG;LNK, VT, TRANSFORMER PROTECTIO |  |  | FUSE,CARTRIDGE;TYPE:LINK, VT, TRANSFORMER PROTECTION,CURRENT RATING:0.62 A,VOLTAGE RATING:11 KVAC,SIZE:DIA 22 X LG 196 MM, ADDITIONAL FEATURES EN:ENCLOSED, IN OIL,MNFR:01)GEC,PTNO:01)OIR11/0.62 | EN_01)LINK, VT, TRANSFORMER PR,0.62 A,11 KVAC,EN_01)DIA 22 X LG 196 MM,01)ENCLOSED, IN OIL,01)GEC,01)OIR11/0.62 |  |  | GEC | GEC | OIR11/0.62 | [5 empty] | https://www.csl-online.nz/wp-content/uploads/2016/01/Fuseco_Fuse_Catalogue_2015_2016_LR.pdf | [10 empty] | CLEANSED | 39121606 Cartridge fuses | FUSE | CARTRIDGE | TYPE | LINK,VT,TRANSFORMER PROTECTION | CURRENT RATING | 0.62 A | VOLTAGE RATING | 11 KVAC | INTERRUPT RATING |  | SIZE | 22 DIAX196 LG MM | CLASS |  | MATERIAL |  | TERMINAL TYPE |  | HAZARD CLASS |  | CERTIFICATION/STANDARD |  | ADDITIONAL FEATURES | ENCLOSED,IN OIL | [51 empty] | Production Completed
STP_009 - Lot4 | Data Enrichment | CIR | ok | 2023-07-21 | 24/7/2023 | ok | 1299100 | 1299100 | EA | FUSE,CRTG;LNK,1 A,500 VAC,10 KA,B |  |  | FUSE,CARTRIDGE;TYPE:LINK,CURRENT RATING:1 A,VOLTAGE RATING:500 VAC,INTERRUPT RATING:10 KA,SIZE:DIA 10.3 X LG 38.1 MM,CLASS:B, TERMINAL TYPE:CLIP IN,MNFR:01)BUSSMANN,PTNO:01)FNQ-1 | EN_01)LINK,1 A,500 VAC,EN_01)10 KA,EN_01)DIA 10.3 X LG 38.1 MM,B,CLIP IN,01)BUSSMANN,01)FNQ-1 |  |  | BUSSMANN | EATON | FNQ-1 | [5 empty] | https://www.eaton.com/us/en-us/skuPage.FNQ-1.html | https://www.eaton.com/us/en-us/skuPage.FNQ-1.pdf | [9 empty] | ENRICHED | 39121606 Cartridge fuses | FUSE | CARTRIDGE | TYPE | LINK,TIME-DELAY | CURRENT RATING | 1 A | VOLTAGE RATING | 500 VAC | INTERRUPT RATING | 10 KA | SIZE | 10.3 DIAX38.1 LG MM | CLASS | B | MATERIAL | NICKEL-PLATED BRONZE ENDCAP | TERMINAL TYPE | CLIP IN | HAZARD CLASS |  | CERTIFICATION/STANDARD | CE,ROHS | ADDITIONAL FEATURES | SERIES:BUSSMANN | [51 empty] | Production Completed
STP_009 - Lot4 | Data Enrichment | CIR | ok | 2023-07-21 | 24/7/2023 | ok | 1232306 | 1232306 | EA | FUSE,CRTG;LNK,10 A,250 VAC,BODY GLASS |  |  | FUSE,CARTRIDGE;TYPE:LINK,CURRENT RATING:10 A,VOLTAGE RATING:250 VAC,SIZE:DIA 1/4 X LG 1-1/4 IN,MATERIAL:BODY GLASS,MNFR:01)CNW, PTNO:01)3AG-10A,MNFR:02)AUSTRALX,PTNO:02)FUS3AG-10A | EN_01)LINK,10 A,250 VAC,EN_01)DIA 1/4 X LG 1-1/4 IN,EN_01)BODY GLASS,01)CNW,02)AUSTRALX,01)3AG-10A,02)FUS3AG-10A |  |  | AUSTRALX |  | 3AG-10A | FUSECO | CNW ELECTRICAL WHOLESALE |  |  |  | https://arc-fuseco.s3.ap-southeast-2.amazonaws.com/1WK5gvyrLMQGAkCwkPK36T4H?response-content-disposition=inline%3B%20filename%3D%22Australux%203AG%252C%203AGDA%252C%203AB%20%2526%203ABDA%20Datasheets.pdf%22%3B%20filename%2A%3DUTF-8%27%27Australux%25203AG%252C%25203AGDA%252C%25203AB%2520%2526%25203ABDA%2520Datasheets.pdf&response-content-type=application%2Fpdf&X-Amz-Algorithm=AWS4-HMAC-SHA256&X-Amz-Credential=ASIASXSRCKME4RHVWEZE%2F20230724%2Fap-southeast-2%2Fs3%2Faws4_request&X-Amz-Date=20230724T113000Z&X-Amz-Expires=300&X-Amz-SignedHeaders=host&X-Amz-Security-Token=IQoJb3JpZ2luX2VjEHcaDmFwLXNvdXRoZWFzdC0yIkcwRQIhAL2QtCQ%2FlCnCicZ4A6I%2BD0O4ubgzRzl%2FUktUljl77gapAiA%2FF2yHYY%2BnZRzol7E1xQ8nmE%2BBlppZLa80VC1%2BrpYzyirABQgQEAAaDDE4ODA3NDg0MDg0MSIMdA1Pf1%2By2bQLVebDKp0Fm3txoIxwLVdWQ%2BdDXMkYxFM8O54TNl1WO4QK%2BsdzbCGPbk%2BngJihSfOizGaTtTO4KmaKmhvIXR%2BmzD9MN%2FfHHpdK4Ni04MMo%2BeSbGS9oq1YKwCm3aZb8%2Fx3Q4BuMMk1deR6aOxG4hZ87pUs7JhFgnJjhZpy3ji02CR2IdE706C2qJn2%2BtTZ99kEErytzitqqWc8CUvcVy2d0qsNUF8TDLfGnTd5GNuUda9m4nhHnlrVOdw%2Bq8Zsmz8HPP6hi%2BHBxcAffDaZHAWdEYjZmy3n3aDxoLrhqG64QFZjpSbX66B22B0Nufx06dvUwN1Ik4Vb5uvd1H3yKf9Ob4V6jYzaYeMpKYEflB2Mlo0YWB1jblCFQdslEmkyUxSHJENWPa3eNWdVNbl9Dv9Z8jtTwR2l4paJyZvPw%2FIOD%2B3NmrnCaZ%2BEFbqC6sdwNHyVgw3BqjJrmrgnmyBckdWo9dkVRhW1MuDwwVaIuucmvRB9NNKSJeMXtzjT9NeU3OF8ut3ffBD4lOJcALeMNaVLH1rjKF1uTI31iC9mV3uu5j%2BRh0yt1v55Vak5XF%2FawqwXHTolKpGfk6WjDLVHBRJLDJrTRtiN3YA58e0U3ar7le%2FfTMxBSQFapwjRi53zW8CBRvEcU08HrwItno1r79MppaUHv5bmgL9qSEHOvkCZL8k5oXhUKuOn8ESP%2FDoDZb33o8WOs27cRNtBrWfsiFj6WqkJP1c8G981PKG6rSr%2B4gYohL5nNqhMxtNQV8QcL9rk1Slau1Xk2zIOtCuZemCKyEqwS3EZ3LqpwnILk%2Bwtmyze3G4zhHJG4YjxxfwLpJxFwGdzkJUDuBPKd7m%2F9H2vBW2%2FLcXCvLKGThgrWV1k%2BqsCxEGWdl3DITlTB1THs%2FAta6xhZMOfA%2BKUGOrEBTHl%2BrI5oJJ%2BzG7ncKm9iXDxorbro9UeGQRJjtjdiZbfa1H%2FPTMvd7rqP%2FM1yHFW0eCBH8qTVZqmVZdcSttWXrhMfAorHw%2FqPqlqJEIGb1109n%2BKGKHoZftvHOxgbFwrdqTGoOdssb%2B5rc3p5gxiQIJ%2BO4QXz2U6Q3QP1qIkA%2FOE%2By3y2q5aeugOWbGC9YprxIj5OdA5ovDOZZyeSC90NVQWIKRezHti9%2Bn2OJf25yAH1&X-Amz-Signature=baec896fa5fa8f6fe974624abdb9f3f89d1c222dca9762271fee1257cd05f6d1 | [10 empty] | ENRICHED | 39121606 Cartridge fuses | FUSE | CARTRIDGE | TYPE | LINK,FAST ACTING | CURRENT RATING | 10 A | VOLTAGE RATING | 250 VAC | INTERRUPT RATING |  | SIZE | 1/4 DIAX1-1/4 LG IN | CLASS |  | MATERIAL | GLASS | TERMINAL TYPE |  | HAZARD CLASS |  | CERTIFICATION/STANDARD |  | ADDITIONAL FEATURES | BRAND:AUSTRALUX | [51 empty] | Production Completed
STP_009 - Lot4 | Data Enrichment | CIR | ok | 2023-07-21 | 24/7/2023 | ok | 1297807 | 1297807 | EA | FUSE,CRTG;LNK,125 A,3.6 KV,RMS, H,GEC |  |  | FUSE,CARTRIDGE;TYPE:LINK,CURRENT RATING:125 A,VOLTAGE RATING:3.6 KV,ADDITIONAL FEATURES EN:RMS, H,MNFR:01)GEC,PTNO:01)K81PEX125 | EN_01)LINK,125 A,3.6 KV,01)RMS, H,01)GEC,01)K81PEX125 |  |  | GEC | GEC | K81PEX125 | [5 empty] | https://www.eaton.com/content/dam/eaton/products/electrical-circuit-protection/bussmann-iec-medium-voltage-fuses/eaton-bussmann-series-medium-voltage-fuses-catalogue-ca132062en-en-gb.pdf | [10 empty] | CLEANSED | 39121606 Cartridge fuses | FUSE | CARTRIDGE | TYPE | LINK | CURRENT RATING | 125 A | VOLTAGE RATING | 3.6 KV | INTERRUPT RATING |  | SIZE |  | CLASS |  | MATERIAL |  | TERMINAL TYPE |  | HAZARD CLASS |  | CERTIFICATION/STANDARD |  | ADDITIONAL FEATURES | RMS,H | [51 empty] | Production Completed
STP_009 - Lot4 | Data Enrichment | CIR | ok | 2023-07-21 | 24/7/2023 | ok | 1289788 | 1289788 | EA | FUSE,CRTG;LNK,2 A,250 V,DIA 5 X LG 20 MM |  |  | FUSE,CARTRIDGE;TYPE:LINK,CURRENT RATING:2 A,VOLTAGE RATING:250 V,SIZE:DIA 5 X LG 20 MM,MATERIAL:BODY GLASS,MNFR:01)AUSLEC,PTNO:01) AUSM205-2A | EN_01)LINK,2 A,250 V,EN_01)DIA 5 X LG 20 MM,EN_01)BODY GLASS,01)AUSLEC,01)AUSM205-2A |  |  | AUSLEC |  | AUSM205-2A | MMEM | AUSLEC |  |  |  | https://awm.mmem.com.au/ausm2052a | [10 empty] | ENRICHED | 39121606 Cartridge fuses | FUSE | CARTRIDGE | TYPE | FAST ACTING,LINK | CURRENT RATING | 2 A | VOLTAGE RATING | 250 VAC | INTERRUPT RATING |  | SIZE | 5 DIAX20 LG MM | CLASS |  | MATERIAL | GLASS | TERMINAL TYPE |  | HAZARD CLASS |  | CERTIFICATION/STANDARD |  | ADDITIONAL FEATURES | BRAND:AUSTRALUX | [51 empty] | Production Completed
STP_009 - Lot4 | Data Enrichment | CIR | URL NOT FOUND | 2023-07-21 | 24/7/2023 | ok | 1285665 | 1285665 | EA | FUSE,CRTG;LNK,2 A,250 VAC,BODY CERAMIC |  |  | FUSE,CARTRIDGE;TYPE:LINK,CURRENT RATING:2 A,VOLTAGE RATING:250 VAC,SIZE:DIA 6 X LG 25 MM,MATERIAL:BODY CERAMIC, CERTIFICATION/STANDARD:BS 1362,MNFR:01)AUSLEC,PTNO:01)CLIBPF2 | EN_01)LINK,2 A,250 VAC,EN_01)DIA 6 X LG 25 MM,EN_01)BODY CERAMIC,EN_01)BS 1362,01)AUSLEC,01)CLIBPF2 |  |  | AUSLEC |  | CLIBPF2 |  | AUSLEC | [14 empty] | CLEANSED | 39121606 Cartridge fuses | FUSE | CARTRIDGE | TYPE | LINK | CURRENT RATING | 2 A | VOLTAGE RATING | 250 VAC | INTERRUPT RATING |  | SIZE | 6 DIAX25 LG MM | CLASS |  | MATERIAL | CERAMIC | TERMINAL TYPE |  | HAZARD CLASS |  | CERTIFICATION/STANDARD | BS 1362 | ADDITIONAL FEATURES | [52 empty] | Production Completed
STP_009 - Lot4 | Data Enrichment | CIR | URL NOT FOUND | 2023-07-21 | 24/7/2023 | ok | 1351506 | 1351506 | PAC | FUSE,CRTG;LNK,2 A,250 VAC,BODY GLASS |  |  | FUSE,CARTRIDGE;TYPE:LINK,CURRENT RATING:2 A,VOLTAGE RATING:250 VAC,SIZE:DIA 1/4 X LG 7/8 IN,MATERIAL:BODY GLASS,ADDITIONAL FEATURES EN:PKT OF 5,MNFR:01)AUSLEC,PTNO:01)AUS2AG2A | EN_01)LINK,2 A,250 VAC,EN_01)DIA 1/4 X LG 7/8 IN,EN_01)BODY GLASS,01)PKT OF 5,01)AUSLEC,01)AUS2AG2A |  |  | AUSLEC |  | AUS2AG2A | MMEM | AUSLEC | [14 empty] | CLEANSED | 39121606 Cartridge fuses | FUSE | CARTRIDGE | TYPE | LINK | CURRENT RATING | 2 A | VOLTAGE RATING | 250 VAC | INTERRUPT RATING |  | SIZE | 1/4 DIAX7/8 LG IN | CLASS |  | MATERIAL | GLASS | TERMINAL TYPE |  | HAZARD CLASS |  | CERTIFICATION/STANDARD |  | ADDITIONAL FEATURES | BRAND:AUSTRALUX,PACKAGE QUANTITY:5 | [51 empty] | Production Completed
STP_009 - Lot4 | Data Enrichment | CIR | URL NOT FOUND | 2023-07-21 | 24/7/2023 | ok | 1351344 | 1351344 | EA | FUSE,CRTG;LNK,2 A,600 V,BUSSMANN,FRS 2 |  |  | FUSE,CARTRIDGE;TYPE:LINK,CURRENT RATING:2 A,VOLTAGE RATING:600 V,SIZE:DIA 0.812 X LG 5 IN,ADDITIONAL FEATURES EN:TIME DELAY 10 SEC AT 400 PCT OF RATED CURRENT,MNFR:01)BUSSMANN,PTNO:01)FRS 2 | EN_01)LINK,2 A,600 V,EN_01)DIA 0.812 X LG 5 IN,01)TIME DELAY 10 SEC AT 400 PC,01)BUSSMANN,01)FRS 2 |  |  | BUSSMANN | EATON | FRS 2 | [16 empty] | CLEANSED | 39121606 Cartridge fuses | FUSE | CARTRIDGE | TYPE | LINK | CURRENT RATING | 2 A | VOLTAGE RATING | 600 V | INTERRUPT RATING |  | SIZE | 0.812 DIAX5 LG IN | CLASS |  | MATERIAL |  | TERMINAL TYPE |  | HAZARD CLASS |  | CERTIFICATION/STANDARD |  | ADDITIONAL FEATURES | SERIES:BUSSMANN,TIME DELAY 10 SEC AT 400 PCT OF RATED CURRENT | [51 empty] | Production Completed
STP_009 - Lot4 | Data Enrichment | CIR | ok | 2023-07-21 | 24/7/2023 | ok | 1291257 | 1291257 | PAC | FUSE,CRTG;LNK,250 MA,250 V,BODY GLASS |  |  | FUSE,CARTRIDGE;TYPE:LINK,CURRENT RATING:250 MA,VOLTAGE RATING:250 V,SIZE:DIA 5 X LG 20 MM,MATERIAL:BODY GLASS,ADDITIONAL FEATURES EN:PKT OF 5,MNFR:01)AUSLEC,PTNO:01)AUSM205-250MA | EN_01)LINK,250 MA,250 V,EN_01)DIA 5 X LG 20 MM,EN_01)BODY GLASS,01)PKT OF 5,01)AUSLEC,01)AUSM205-250MA |  |  | AUSLEC |  | AUSM205-250MA | MMEM | AUSLEC |  |  |  | https://haymans.mmem.com.au/ausm205250ma | [10 empty] | ENRICHED | 39121606 Cartridge fuses | FUSE | CARTRIDGE | TYPE | FAST ACTING,LINK | CURRENT RATING | 250 MA | VOLTAGE RATING | 250 VAC | INTERRUPT RATING |  | SIZE | 5 DIAX20 LG MM | CLASS |  | MATERIAL | GLASS | TERMINAL TYPE |  | HAZARD CLASS |  | CERTIFICATION/STANDARD |  | ADDITIONAL FEATURES | BRAND:AUSTRALUX,PACKAGE QUANTITY:5 | [51 empty] | Production Completed
STP_009 - Lot4 | Data Enrichment | CIR | URL NOT FOUND | 2023-07-21 | 24/7/2023 | ok | 1352529 | 1352529 | PAC | FUSE,CRTG;LNK,250 MA,250 V,BODY GLASS |  |  | FUSE,CARTRIDGE;TYPE:LINK,CURRENT RATING:250 MA,VOLTAGE RATING:250 V,SIZE:DIA 3/16 X LG 5/8 IN,MATERIAL:BODY GLASS,ADDITIONAL FEATURES EN:PKT OF 5,MNFR:01)AUSLEC,PTNO:01)AUSM58F-250MA | EN_01)LINK,250 MA,250 V,EN_01)DIA 3/16 X LG 5/8 IN,EN_01)BODY GLASS,01)PKT OF 5,01)AUSLEC,01)AUSM58F-250MA |  |  | AUSLEC |  | AUSM58F-250MA | MMEM | AUSLEC | [14 empty] | CLEANSED | 39121606 Cartridge fuses | FUSE | CARTRIDGE | TYPE | LINK | CURRENT RATING | 250 MA | VOLTAGE RATING | 250 V | INTERRUPT RATING |  | SIZE | 3/16 DIAX5/8 LG IN | CLASS |  | MATERIAL | GLASS | TERMINAL TYPE |  | HAZARD CLASS |  | CERTIFICATION/STANDARD |  | ADDITIONAL FEATURES | BRAND:AUSTRALUX,PACKAGE QUANTITY:5 | [51 empty] | Production Completed
STP_009 - Lot4 | Data Enrichment | CIR | ok | 2023-07-21 | 24/7/2023 | ok | 1291256 | 1291256 | PAC | FUSE,CRTG;LNK,3.15 A,250 VAC,BODY GLASS |  |  | FUSE,CARTRIDGE;TYPE:LINK,CURRENT RATING:3.15 A,VOLTAGE RATING:250 VAC,SIZE:DIA 5 X LG 20 MM,MATERIAL:BODY GLASS,ADDITIONAL FEATURES EN:PKT OF 5,MNFR:01)AUSLEC,PTNO:01)AUSM205-3.15A | EN_01)LINK,3.15 A,250 VAC,EN_01)DIA 5 X LG 20 MM,EN_01)BODY GLASS,01)PKT OF 5,01)AUSLEC,01)AUSM205-3.15A |  |  | AUSLEC |  | AUSM205-3.15A | MMEM | AUSLEC |  |  |  | https://haymans.mmem.com.au/ausm2053-2e-15a | [10 empty] | ENRICHED | 39121606 Cartridge fuses | FUSE | CARTRIDGE | TYPE | FAST ACTING,LINK | CURRENT RATING | 3.15 A | VOLTAGE RATING | 250 VAC | INTERRUPT RATING |  | SIZE | 5 DIAX20 LG MM | CLASS |  | MATERIAL | GLASS | TERMINAL TYPE |  | HAZARD CLASS |  | CERTIFICATION/STANDARD |  | ADDITIONAL FEATURES | BRAND:AUSTRALUX,PACKAGE QUANTITY:5 | [51 empty] | Production Completed
STP_009 - Lot4 | Data Enrichment | CIR | ok | 2023-07-21 | 24/7/2023 | ok | 1291255 | 1291255 | PAC | FUSE,CRTG;LNK,4 A,250 V,DIA 5 X LG 20 MM |  |  | FUSE,CARTRIDGE;TYPE:LINK,CURRENT RATING:4 A,VOLTAGE RATING:250 V,SIZE:DIA 5 X LG 20 MM,MATERIAL:BODY GLASS,ADDITIONAL FEATURES EN: PKT OF 5,MNFR:01)AUSLEC,PTNO:01)AUSM205-4A | EN_01)LINK,4 A,250 V,EN_01)DIA 5 X LG 20 MM,EN_01)BODY GLASS,01)PKT OF 5,01)AUSLEC,01)AUSM205-4A |  |  | AUSLEC |  | AUSM205-4A | MMEM | AUSLEC |  |  |  | https://haymans.mmem.com.au/ausm2054a | [10 empty] | ENRICHED | 39121606 Cartridge fuses | FUSE | CARTRIDGE | TYPE | FAST ACTING,LINK | CURRENT RATING | 4 A | VOLTAGE RATING | 250 VAC | INTERRUPT RATING |  | SIZE | 5 DIAX20 LG MM | CLASS |  | MATERIAL | GLASS | TERMINAL TYPE |  | HAZARD CLASS |  | CERTIFICATION/STANDARD |  | ADDITIONAL FEATURES | BRAND:AUSTRALUX,PACKAGE QUANTITY:5 | [51 empty] | Production Completed
STP_009 - Lot4 | Data Enrichment | CIR | ok | 2023-07-21 | 24/7/2023 | ok | 1290018 | 1290018 | EA | FUSE,CRTG;LNK,4 A,415 VAC,80 KA,CLIP IN |  |  | FUSE,CARTRIDGE;TYPE:LINK,CURRENT RATING:4 A,VOLTAGE RATING:415 VAC,INTERRUPT RATING:80 KA,TERMINAL TYPE:CLIP IN,ADDITIONAL FEATURES EN:F1, GENERAL PUR,MNFR:01)GEC,PTNO:01)IPDNS4 | EN_01)LINK,4 A,415 VAC,EN_01)80 KA,CLIP IN,01)F1, GENERAL PUR,01)GEC,01)IPDNS4 |  |  | GEC | GEC | IPDNS4 | [5 empty] | https://www.ipd.com.au/fuse-link-4a-415v-f1-clip-in-general-purpose-80ka-use-in-sc20-and-sc32-holders-ns4 | [10 empty] | ENRICHED | 39121606 Cartridge fuses | FUSE | CARTRIDGE | TYPE | LINK | CURRENT RATING | 4 A | VOLTAGE RATING | 415 VAC,240 VDC | INTERRUPT RATING | 80 KA | SIZE | 59 MMLG | CLASS |  | MATERIAL |  | TERMINAL TYPE | CLIP IN | HAZARD CLASS |  | CERTIFICATION/STANDARD |  | ADDITIONAL FEATURES | F1,GENERAL PUR | [51 empty] | Production Completed
STP_009 - Lot4 | Data Enrichment | CIR | ok | 2023-07-21 | 24/7/2023 | ok | 1232305 | 1232305 | EA | FUSE,CRTG;LNK,5 A,250 V,DIA 5 X LG 20 MM |  |  | FUSE,CARTRIDGE;TYPE:LINK,CURRENT RATING:5 A,VOLTAGE RATING:250 V,SIZE:DIA 5 X LG 20 MM,MATERIAL:BODY GLASS,MNFR:01)AUSLEC,PTNO:01) AUSM205-5A | EN_01)LINK,5 A,250 V,EN_01)DIA 5 X LG 20 MM,EN_01)BODY GLASS,01)AUSLEC,01)AUSM205-5A |  |  | AUSLEC |  | AUSM205-5A | MMEM | AUSLEC |  |  |  | https://haymans.mmem.com.au/ausm2055a | [10 empty] | ENRICHED | 39121606 Cartridge fuses | FUSE | CARTRIDGE | TYPE | FAST ACTING,LINK | CURRENT RATING | 5 A | VOLTAGE RATING | 250 VAC | INTERRUPT RATING |  | SIZE | 5 DIAX20 LG MM | CLASS |  | MATERIAL | GLASS | TERMINAL TYPE |  | HAZARD CLASS |  | CERTIFICATION/STANDARD |  | ADDITIONAL FEATURES | BRAND:AUSTRALUX | [51 empty] | Production Completed
STP_009 - Lot4 | Data Enrichment | CIR | ok | 2023-07-21 | 24/7/2023 | ok | 1351507 | 1351507 | PAC | FUSE,CRTG;LNK,50 A,32 V,BODY GLASS |  |  | FUSE,CARTRIDGE;TYPE:LINK,CURRENT RATING:50 A,VOLTAGE RATING:32 V,SIZE:DIA 1/4 X LG 1-1/4 IN,MATERIAL:BODY GLASS,ADDITIONAL FEATURES EN:PKT OF 5,MNFR:01)AUSTRLUX,PTNO:01)3AG-50AMP | EN_01)LINK,50 A,32 V,EN_01)DIA 1/4 X LG 1-1/4 IN,EN_01)BODY GLASS,01)PKT OF 5,01)AUSTRLUX,01)3AG-50AMP |  |  | AUSTRLUX |  | 3AG-50AMP | FUSECO |  |  |  |  | https://arc-fuseco.s3.ap-southeast-2.amazonaws.com/1WK5gvyrLMQGAkCwkPK36T4H?response-content-disposition=inline%3B%20filename%3D%22Australux%203AG%252C%203AGDA%252C%203AB%20%2526%203ABDA%20Datasheets.pdf%22%3B%20filename%2A%3DUTF-8%27%27Australux%25203AG%252C%25203AGDA%252C%25203AB%2520%2526%25203ABDA%2520Datasheets.pdf&response-content-type=application%2Fpdf&X-Amz-Algorithm=AWS4-HMAC-SHA256&X-Amz-Credential=ASIASXSRCKME4RHVWEZE%2F20230724%2Fap-southeast-2%2Fs3%2Faws4_request&X-Amz-Date=20230724T113000Z&X-Amz-Expires=300&X-Amz-SignedHeaders=host&X-Amz-Security-Token=IQoJb3JpZ2luX2VjEHcaDmFwLXNvdXRoZWFzdC0yIkcwRQIhAL2QtCQ%2FlCnCicZ4A6I%2BD0O4ubgzRzl%2FUktUljl77gapAiA%2FF2yHYY%2BnZRzol7E1xQ8nmE%2BBlppZLa80VC1%2BrpYzyirABQgQEAAaDDE4ODA3NDg0MDg0MSIMdA1Pf1%2By2bQLVebDKp0Fm3txoIxwLVdWQ%2BdDXMkYxFM8O54TNl1WO4QK%2BsdzbCGPbk%2BngJihSfOizGaTtTO4KmaKmhvIXR%2BmzD9MN%2FfHHpdK4Ni04MMo%2BeSbGS9oq1YKwCm3aZb8%2Fx3Q4BuMMk1deR6aOxG4hZ87pUs7JhFgnJjhZpy3ji02CR2IdE706C2qJn2%2BtTZ99kEErytzitqqWc8CUvcVy2d0qsNUF8TDLfGnTd5GNuUda9m4nhHnlrVOdw%2Bq8Zsmz8HPP6hi%2BHBxcAffDaZHAWdEYjZmy3n3aDxoLrhqG64QFZjpSbX66B22B0Nufx06dvUwN1Ik4Vb5uvd1H3yKf9Ob4V6jYzaYeMpKYEflB2Mlo0YWB1jblCFQdslEmkyUxSHJENWPa3eNWdVNbl9Dv9Z8jtTwR2l4paJyZvPw%2FIOD%2B3NmrnCaZ%2BEFbqC6sdwNHyVgw3BqjJrmrgnmyBckdWo9dkVRhW1MuDwwVaIuucmvRB9NNKSJeMXtzjT9NeU3OF8ut3ffBD4lOJcALeMNaVLH1rjKF1uTI31iC9mV3uu5j%2BRh0yt1v55Vak5XF%2FawqwXHTolKpGfk6WjDLVHBRJLDJrTRtiN3YA58e0U3ar7le%2FfTMxBSQFapwjRi53zW8CBRvEcU08HrwItno1r79MppaUHv5bmgL9qSEHOvkCZL8k5oXhUKuOn8ESP%2FDoDZb33o8WOs27cRNtBrWfsiFj6WqkJP1c8G981PKG6rSr%2B4gYohL5nNqhMxtNQV8QcL9rk1Slau1Xk2zIOtCuZemCKyEqwS3EZ3LqpwnILk%2Bwtmyze3G4zhHJG4YjxxfwLpJxFwGdzkJUDuBPKd7m%2F9H2vBW2%2FLcXCvLKGThgrWV1k%2BqsCxEGWdl3DITlTB1THs%2FAta6xhZMOfA%2BKUGOrEBTHl%2BrI5oJJ%2BzG7ncKm9iXDxorbro9UeGQRJjtjdiZbfa1H%2FPTMvd7rqP%2FM1yHFW0eCBH8qTVZqmVZdcSttWXrhMfAorHw%2FqPqlqJEIGb1109n%2BKGKHoZftvHOxgbFwrdqTGoOdssb%2B5rc3p5gxiQIJ%2BO4QXz2U6Q3QP1qIkA%2FOE%2By3y2q5aeugOWbGC9YprxIj5OdA5ovDOZZyeSC90NVQWIKRezHti9%2Bn2OJf25yAH1&X-Amz-Signature=baec896fa5fa8f6fe974624abdb9f3f89d1c222dca9762271fee1257cd05f6d1 | [10 empty] | ENRICHED | 39121606 Cartridge fuses | FUSE | CARTRIDGE | TYPE | LINK,FAST ACTING | CURRENT RATING | 50 A | VOLTAGE RATING | 32 V | INTERRUPT RATING |  | SIZE | 1/4 DIAX1-1/4 LG IN | CLASS |  | MATERIAL | GLASS | TERMINAL TYPE |  | HAZARD CLASS |  | CERTIFICATION/STANDARD |  | ADDITIONAL FEATURES | BRAND:AUSTRLUX,PACAKGE QUANTITY:5 | [51 empty] | Production Completed
STP_009 - Lot4 | Data Enrichment | CIR | URL NOT FOUND | 2023-07-21 | 24/7/2023 | ok | 1349450 | 1349450 | EA | FUSE,CRTG;LNK,6 A,6.2 KV,43.8 KA,6.6 KV |  |  | FUSE,CARTRIDGE;TYPE:LINK,CURRENT RATING:6 A,VOLTAGE RATING:6.2 KV,INTERRUPT RATING:43.8 KA,SIZE:DIA 22 X LG 144 MM,ADDITIONAL FEATURES EN:6.6 KV,MNFR:01)GEC,PTNO:01)5HV9762-060,MNFR:02)GEC,PTNO:02)AIR6.6/1 | EN_01)LINK,6 A,6.2 KV,EN_01)43.8 KA,EN_01)DIA 22 X LG 144 MM,01)6.6 KV,01)GEC,02)GEC,01)5HV9762-060,02)AIR6.6/1 |  |  | GEC | GEC | 5HV9762-060 |  | GEC | AIR6.6/1 | [13 empty] | CLEANSED | 39121606 Cartridge fuses | FUSE | CARTRIDGE | TYPE | LINK | CURRENT RATING | 6 A | VOLTAGE RATING | 6.2 KV | INTERRUPT RATING | 43.8 KA | SIZE | 22 DIAX144 LG MM | CLASS |  | MATERIAL |  | TERMINAL TYPE |  | HAZARD CLASS |  | CERTIFICATION/STANDARD |  | ADDITIONAL FEATURES | 6.6 KV | [51 empty] | Production Completed
STP_009 - Lot4 | Data Enrichment | CIR | ok | 2023-07-21 | 24/7/2023 | ok | 1352530 | 1352530 | PAC | FUSE,CRTG;LNK,800 MA,250 VAC,BODY GLASS |  |  | FUSE,CARTRIDGE;TYPE:LINK,CURRENT RATING:800 MA,VOLTAGE RATING:250 VAC,SIZE:DIA 5 X LG 20 MM,MATERIAL:BODY GLASS,ADDITIONAL FEATURES EN:PKT OF 5,MNFR:01)AUSLEC,PTNO:01)AUSM205-800MA | EN_01)LINK,800 MA,250 VAC,EN_01)DIA 5 X LG 20 MM,EN_01)BODY GLASS,01)PKT OF 5,01)AUSLEC,01)AUSM205-800MA |  |  | AUSLEC |  | AUSM205-800MA | MMEM | AUSLEC |  |  |  | https://haymans.mmem.com.au/ausm205800ma | [10 empty] | ENRICHED | 39121606 Cartridge fuses | FUSE | CARTRIDGE | TYPE | FAST ACTING,LINK | CURRENT RATING | 800 MA | VOLTAGE RATING | 250 VAC | INTERRUPT RATING |  | SIZE | 5 DIAX20 LG MM | CLASS |  | MATERIAL | GLASS | TERMINAL TYPE |  | HAZARD CLASS |  | CERTIFICATION/STANDARD |  | ADDITIONAL FEATURES | BRAND:AUSTRALUX,PACKAGE QUANTITY:5 | [51 empty] | Production Completed
STP_009 - Lot4 | Data Enrichment | CIR | ok | 2023-07-21 | 24/7/2023 | ok | 1320086 | 1320086 | EA | FUSE,CRTG;LNK,RMS 100 A,100 KA,20M SEC |  |  | FUSE,CARTRIDGE;TYPE:LINK,CURRENT RATING:RMS 100 A,VOLTAGE RATING:RMS 600 TO PEAK 1000 VAC, MAX 400 VDC,INTERRUPT RATING:100 KA, SIZE:DIA 9 X LG 75 MM,TERMINAL TYPE:BOLT ON, OFFSET,ADDITIONAL FEATURES EN:20M SEC,MNFR:01)GEC,PTNO:01)GSB100 | EN_01)LINK,RMS 100 A,RMS 600 TO PEAK 1000 VAC, MAX,EN_01)100 KA,EN_01)DIA 9 X LG 75 MM,BOLT ON, OFFSET,01)20M SEC,01)GEC,01)GSB100 |  |  | GEC | GEC | GSB100 | [5 empty] | https://nationalfuse.com/shop/gsb-100/ | [10 empty] | ENRICHED | 39121606 Cartridge fuses | FUSE | CARTRIDGE | TYPE | FAST ACTING,LINK | CURRENT RATING | RMS 100 A | VOLTAGE RATING | RMS 600 TO PEAK 1000 VAC,MAX 400 VDC | INTERRUPT RATING | 100 KA | SIZE | 9 DIAX75 LG MM | CLASS | GS | MATERIAL |  | TERMINAL TYPE | BOLT ON,OFFSET | HAZARD CLASS |  | CERTIFICATION/STANDARD | BS 88-4,IEC269-4 | ADDITIONAL FEATURES | 20M SECS | [51 empty] | Production Completed