## Sheet1
Project | Activities | Production User | Production Comments | Start Date | End Date | Remarks | Griha ID | MATNR | MEINS | MAKTX_EN | MAKTX_ES | MAKTX_FR | TEXT_EN | Class_Char_Catted | MFRPN | MFRNR | MFRNR DES | MNFR | PTNO | Verified MNFR from web | MNFR 1 | PTNO 1 | MNFR 2 | PTNO 2 | Reference URL | Reference URL1 | Item Number | Equipment Type | Equipment Manufacturer | Equipment Model | Equipment Serial | DWG | DRAWING VERSION | POS/TAG | Unused Text | Enriched/Cleansed | UNSPSC Ver.23.07 | Noun | Modifier | Attribute Name 1 | Attribute Value 1 | Attribute Name 2 | Attribute Value 2 | Attribute Name 3 | Attribute Value 3 | Attribute Name 4 | Attribute Value 4 | Attribute Name 5 | Attribute Value 5 | Attribute Name 6 | Attribute Value 6 | Attribute Name 7 | Attribute Value 7 | Attribute Name 8 | Attribute Value 8 | Attribute Name 9 | Attribute Value 9 | Attribute Name 10 | Attribute Value 10 | Attribute Name 11 | Attribute Value 11 | Attribute Name 12 | Attribute Value 12 | Attribute Name 13 | Attribute Value 13 | Attribute Name 14 | Attribute Value 14 | Attribute Name 15 | Attribute Value 15 | Attribute Name 16 | Attribute Value 16 | Attribute Name 17 | Attribute Value 17 | Attribute Name 18 | Attribute Value 18 | Attribute Name 19 | Attribute Value 19 | Attribute Name 20 | Attribute Value 20 | Attribute Name 21 | Attribute Value 21 | Attribute Name 22 | Attribute Value 22 | Attribute Name 23 | Attribute Value 23 | Attribute Name 24 | Attribute Value 24 | Attribute Name 25 | Attribute Value 25 | Attribute Name 26 | Attribute Value 26 | Attribute Name 27 | Attribute Value 27 | Attribute Name 28 | Attribute Value 28 | Attribute Name 29 | Attribute Value 29 | Attribute Name 30 | Attribute Value 30 | Attribute Name 31 | Attribute Value 31 | Attribute Name 32 | Attribute Value 32 | Attribute Name 33 | Attribute Value 33 | Attribute Name 34 | Attribute Value 34 | Attribute Name 35 | Attribute Value 35 | Attribute Name 36 | Attribute Value 36 | Remaining_Information | Status
STP_009 - Lot4 | Data Enrichment | SMX | OK | 2023-07-21 | 2023-07-24 |  | 1253326 | 1253326 | EA | CLAMP,CBL;AL,PLP,D-ABC5-1 | ABRAZADERA CABLE; | COLLIER-CABLE; | CLAMP,CABLE;MATERIAL:ALUMINIUM,ADDITIONAL FEATURES EN:PLP,D-ABC5-1,BAIL,S/S H/WARE | 01)PREFORMED LINE PRODUCTS,01)D-ABC5-1,01)PREFORMED LINE PRODUCTS,01)D-ABC5-1,EN_01)ALUMINIUM,01)PLP,D-ABC5-1,02)BAIL,S/S H/WARE | D-ABC5-1 | 1068388 | PREFORMED LINE PRODUCTS (AUST) | PREFORMED LINE PRODUCTS (AUST) | D-ABC5-1 | DULMISON |  |  |  |  | https://media.mmem.com.au/Datasheets/PLP/PLP_Dulmison.pdf | [10 empty] | Cleansed | 39121705 Cable clamp and staple | CLAMP | CABLE | TYPE | CLEVIS SUSPENSION | DIAMETER | 6.75 TO 18.8 MM | MATERIAL | ALUMINIUM | MOUNTING TYPE |  | AFFIXING METHOD |  | COLOUR |  | HAZARD CLASS |  | CERTIFICATION/STANDARD |  | ADDITIONAL FEATURES | HARDWARE MATERIAL: STAINLESS STEEL | [55 empty] | Production Completed
STP_009 - Lot4 | Data Enrichment | SMX | OK | 2023-07-21 | 2023-07-24 |  | 1253325 | 1253325 | EA | CLAMP,CBL;AL,PLP,D-ACC0721A(BBA0721A) | ABRAZADERA CABLE; | COLLIER-CABLE; | CLAMP,CABLE;MATERIAL:ALUMINIUM,ADDITIONAL FEATURES EN:PLP,D-ACC0721A(BBA0721A),CLEVIS,SUSPN,7-21 BOLT | 01)PREFORMED LINE PRODUCTS,01)D-ACC0721A (BBA0721A),01)PREFORMED LINE PRODUCTS,01)D-ACC0721A (BBA0721A),EN_01)ALUMINIUM,01)PLP,D-ACC0721A(BBA0721A),02)CLEVIS,SUSPN,7-21 BOLT | D-ACC0721A(BBA0721A) | 1068388 | PREFORMED LINE PRODUCTS (AUST) | PREFORMED LINE PRODUCTS (AUST) | D-ACC0721A | DULMISON | PREFORMED LINE PRODUCTS (AUST) | BBA0721A |  |  | https://media.mmem.com.au/Datasheets/PLP/PLP_Dulmison.pdf | [10 empty] | Cleansed | 39121705 Cable clamp and staple | CLAMP | CABLE | TYPE | CLEVIS SUSPENSION | DIAMETER | 7 TO 21 MM | MATERIAL | ALUMINIUM | MOUNTING TYPE |  | AFFIXING METHOD |  | COLOUR |  | HAZARD CLASS |  | CERTIFICATION/STANDARD |  | ADDITIONAL FEATURES | HARDWARE TYPE: BOLT | [55 empty] | Production Completed
STP_009 - Lot4 | Data Enrichment | SMX | OK | 2023-07-21 | 2023-07-24 |  | 1253324 | 1253324 | EA | CLAMP,CBL;AL,PLP,D-ACC1723A (DES21723) | ABRAZADERA CABLE; | COLLIER-CABLE; | CLAMP,CABLE;MATERIAL:ALUMINIUM,ADDITIONAL FEATURES EN:PLP,D-ACC1723A (DES21723),CLEVIS,SUSPN,12-28 BOLT | 01)PREFORMED LINE PRODUCTS,01)D-ACC1723A (DES21723),01)PREFORMED LINE PRODUCTS,01)D-ACC1723A (DES21723),EN_01)ALUMINIUM,01)PLP,D-ACC1723A (DES21723),02)CLEVIS,SUSPN,12-28 BOLT | D-ACC1723A (DES21723) | 1068388 | PREFORMED LINE PRODUCTS (AUST) | PREFORMED LINE PRODUCTS (AUST) | D-ACC1723A | DULMISON | PREFORMED LINE PRODUCTS (AUST) | DES21723 |  |  | https://media.mmem.com.au/Datasheets/PLP/PLP_Dulmison.pdf | [10 empty] | Cleansed | 39121705 Cable clamp and staple | CLAMP | CABLE | TYPE | CLEVIS SUSPENSION | DIAMETER | 12 TO 28 MM | MATERIAL | ALUMINIUM | MOUNTING TYPE |  | AFFIXING METHOD |  | COLOUR |  | HAZARD CLASS |  | CERTIFICATION/STANDARD |  | ADDITIONAL FEATURES | HARDWARE TYPE: BOLT | [55 empty] | Production Completed
STP_009 - Lot4 | Data Enrichment | SMX | OK | 2023-07-21 | 2023-07-24 |  | 1253323 | 1253323 | EA | CLAMP,CBL;AL,PLP,D-ADE0900 | ABRAZADERA CABLE; | COLLIER-CABLE; | CLAMP,CABLE;MATERIAL:ALUMINIUM,ADDITIONAL FEATURES EN:PLP,D-ADE0900,DEADEND,8.67-9.35 | 01)PREFORMED LINE PRODUCTS,01)D-ADE0900,01)PREFORMED LINE PRODUCTS,01)D-ADE0900,EN_01)ALUMINIUM,01)PLP,D-ADE0900,02)DEADEND,8.67-9.35 | D-ADE0900 | 1068388 | PREFORMED LINE PRODUCTS (AUST) | PREFORMED LINE PRODUCTS (AUST) | D-ADE0900 | [5 empty] | Url Not Found | [10 empty] | Cleansed | 39121705 Cable clamp and staple | CLAMP | CABLE | TYPE | DEADEND | DIAMETER | 8.67 TO 9.35 MM | MATERIAL | ALUMINIUM | MOUNTING TYPE |  | AFFIXING METHOD |  | COLOUR |  | HAZARD CLASS |  | CERTIFICATION/STANDARD |  | ADDITIONAL FEATURES | [56 empty] | Production Completed
STP_009 - Lot4 | Data Enrichment | SMX | OK | 2023-07-21 | 2023-07-24 |  | 1253322 | 1253322 | EA | CLAMP,CBL;AL,PLP,D-ADE1125 | ABRAZADERA CABLE; | COLLIER-CABLE; | CLAMP,CABLE;MATERIAL:ALUMINIUM,ADDITIONAL FEATURES EN:PLP,D-ADE1125,DEADEND,10.80-11.29 | 01)PREFORMED LINE PRODUCTS,01)D-ADE1125,01)PREFORMED LINE PRODUCTS,01)D-ADE1125,EN_01)ALUMINIUM,01)PLP,D-ADE1125,02)DEADEND,10.80-11.29 | D-ADE1125 | 1068388 | PREFORMED LINE PRODUCTS (AUST) | PREFORMED LINE PRODUCTS (AUST) | D-ADE1125 | [5 empty] | https://www.blackwoods.com.au/electrical/cables/cable-and-electric-wire-accessories/clamp-dead-end-ade1125-3-75mm/p/00480309 | [10 empty] | Cleansed | 39121705 Cable clamp and staple | CLAMP | CABLE | TYPE | DEADEND | DIAMETER | 10.80 TO 11.29 MM | MATERIAL | ALUMINIUM | MOUNTING TYPE |  | AFFIXING METHOD |  | COLOUR |  | HAZARD CLASS |  | CERTIFICATION/STANDARD |  | ADDITIONAL FEATURES | [56 empty] | Production Completed
STP_009 - Lot4 | Data Enrichment | SMX | OK | 2023-07-21 | 2023-07-24 |  | 1253321 | 1253321 | EA | CLAMP,CBL;AL,PLP,D-ADE1625 | ABRAZADERA CABLE; | COLLIER-CABLE; | CLAMP,CABLE;MATERIAL:ALUMINIUM,ADDITIONAL FEATURES EN:PLP,D-ADE1625,DEADEND,15.66-16.88 | 01)PREFORMED LINE PRODUCTS,01)D-ADE1625,01)PREFORMED LINE PRODUCTS,01)D-ADE1625,EN_01)ALUMINIUM,01)PLP,D-ADE1625,02)DEADEND,15.66-16.88 | D-ADE1625 | 1068388 | PREFORMED LINE PRODUCTS (AUST) | PREFORMED LINE PRODUCTS (AUST) | D-ADE1625 | [5 empty] | Url Not Found | [10 empty] | Cleansed | 39121705 Cable clamp and staple | CLAMP | CABLE | TYPE | DEADEND | DIAMETER | 15.66 TO 16.88 MM | MATERIAL | ALUMINIUM | MOUNTING TYPE |  | AFFIXING METHOD |  | COLOUR |  | HAZARD CLASS |  | CERTIFICATION/STANDARD |  | ADDITIONAL FEATURES | [56 empty] | Production Completed
STP_009 - Lot4 | Data Enrichment | SMX | OK | 2023-07-21 | 2023-07-24 |  | 1253320 | 1253320 | EA | CLAMP,CBL;AL,PLP,D-ADE1750 | ABRAZADERA CABLE; | COLLIER-CABLE; | CLAMP,CABLE;MATERIAL:ALUMINIUM,ADDITIONAL FEATURES EN:PLP,D-ADE1750,DEADEND,17.05-17.79 | 01)PREFORMED LINE PRODUCTS,01)D-ADE1750,01)PREFORMED LINE PRODUCTS,01)D-ADE1750,EN_01)ALUMINIUM,01)PLP,D-ADE1750,02)DEADEND,17.05-17.79 | D-ADE1750 | 1068388 | PREFORMED LINE PRODUCTS (AUST) | PREFORMED LINE PRODUCTS (AUST) | D-ADE1750 | [5 empty] | Url Not Found | [10 empty] | Cleansed | 39121705 Cable clamp and staple | CLAMP | CABLE | TYPE | DEADEND | DIAMETER | 17.05 TO 17.79 MM | MATERIAL | ALUMINIUM | MOUNTING TYPE |  | AFFIXING METHOD |  | COLOUR |  | HAZARD CLASS |  | CERTIFICATION/STANDARD |  | ADDITIONAL FEATURES | [56 empty] | Production Completed
STP_009 - Lot4 | Data Enrichment | SMX | OK | 2023-07-21 | 2023-07-24 |  | 1253319 | 1253319 | EA | CLAMP,CBL;AL,PLP,D-ADE2625 | ABRAZADERA CABLE; | COLLIER-CABLE; | CLAMP,CABLE;MATERIAL:ALUMINIUM,ADDITIONAL FEATURES EN:PLP,D-ADE2625,DEADEND,25.30-27.27,LIM TENS | 01)PREFORMED LINE PRODUCTS,01)D-ADE2625,01)PREFORMED LINE PRODUCTS,01)D-ADE2625,EN_01)ALUMINIUM,01)PLP,D-ADE2625,02)DEADEND,25.30-27.27,LIM TEN | D-ADE2625 | 1068388 | PREFORMED LINE PRODUCTS (AUST) | PREFORMED LINE PRODUCTS (AUST) | D-ADE2625 | [5 empty] | Url Not Found | [10 empty] | Cleansed | 39121705 Cable clamp and staple | CLAMP | CABLE | TYPE | DEADEND | DIAMETER | 25.3 TO 27.27 MM | MATERIAL | ALUMINIUM | MOUNTING TYPE |  | AFFIXING METHOD |  | COLOUR |  | HAZARD CLASS |  | CERTIFICATION/STANDARD |  | ADDITIONAL FEATURES | LIM TENS | [55 empty] | Production Completed
STP_009 - Lot4 | Data Enrichment | SMX | OK | 2023-07-21 | 2023-07-24 |  | 1253315 | 1253315 | EA | CLAMP,CBL;AL,PLP,D-AV5 | ABRAZADERA CABLE; | COLLIER-CABLE; | CLAMP,CABLE;MATERIAL:ALUMINIUM,ADDITIONAL FEATURES EN:PLP,D-AV5,RISING,MAIN,TEE OFF CONN | 01)PREFORMED LINE PRODUCTS,01)D-AV5,01)PREFORMED LINE PRODUCTS,01)D-AV5,EN_01)ALUMINIUM,01)PLP,D-AV5,02)RISING,MAIN,TEE OFF CONN | D-AV5 | 1068388 | PREFORMED LINE PRODUCTS (AUST) | PREFORMED LINE PRODUCTS (AUST) | D-AV5 | [5 empty] | Url Not Found | [10 empty] | Cleansed | 39121705 Cable clamp and staple | CLAMP | CABLE | TYPE | MAIN RISING | DIAMETER |  | MATERIAL | ALUMINIUM | MOUNTING TYPE |  | AFFIXING METHOD |  | COLOUR |  | HAZARD CLASS |  | CERTIFICATION/STANDARD |  | ADDITIONAL FEATURES | CONNECTION:TEE OFF | [55 empty] | Production Completed
STP_009 - Lot4 | Data Enrichment | SMX | OK | 2023-07-21 | 2023-07-24 |  | 1253314 | 1253314 | EA | CLAMP,CBL;AL,PLP,D-B10035 | ABRAZADERA CABLE; | COLLIER-CABLE; | CLAMP,CABLE;MATERIAL:ALUMINIUM,ADDITIONAL FEATURES EN:PLP,D-B10035,INS PIN,B/100/3.5,AS1154.1-04 | 01)PREFORMED LINE PRODUCTS,01)D-B10035,01)PREFORMED LINE PRODUCTS,01)D-B10035,EN_01)ALUMINIUM,01)PLP,D-B10035,02)INS PIN,B/100/3.5,AS1154.1- | D-B10035 | 1068388 | PREFORMED LINE PRODUCTS (AUST) | PREFORMED LINE PRODUCTS (AUST) | D-B10035 | DULMISON |  |  |  |  | https://media.mmem.com.au/Datasheets/PLP/PLP_Dulmison.pdf | [10 empty] | Cleansed | 39121705 Cable clamp and staple | CLAMP | CABLE | TYPE | INSULATOR PIN | DIAMETER |  | MATERIAL | ALUMINIUM | MOUNTING TYPE |  | AFFIXING METHOD |  | COLOUR |  | HAZARD CLASS |  | CERTIFICATION/STANDARD | AS1154.1-04 | ADDITIONAL FEATURES | B/100/3.5 | [55 empty] | Production Completed
STP_009 - Lot4 | Data Enrichment | SMX | OK | 2023-07-21 | 2023-07-24 |  | 1253311 | 1253311 | EA | CLAMP,CBL;AL,PLP,D-C1507 | ABRAZADERA CABLE; | COLLIER-CABLE; | CLAMP,CABLE;MATERIAL:ALUMINIUM,ADDITIONAL FEATURES EN:INSULATOR PIN,C/150/7,AS1154.2,PLP,D-C1507 | 01)PREFORMED LINE PRODUCTS,01)D-C1507,01)PREFORMED LINE PRODUCTS,01)D-C1507,EN_01)ALUMINIUM,01)INSULATOR PIN,C/150/7,AS115,02)PLP,D-C1507 | D-C1507 | 1068388 | PREFORMED LINE PRODUCTS (AUST) | PREFORMED LINE PRODUCTS (AUST) | D-C1507 | DULMISON |  |  |  |  | https://media.mmem.com.au/Datasheets/PLP/PLP_Dulmison.pdf | [10 empty] | Cleansed | 39121705 Cable clamp and staple | CLAMP | CABLE | TYPE | INSULATOR PIN | DIAMETER |  | MATERIAL | ALUMINIUM | MOUNTING TYPE |  | AFFIXING METHOD |  | COLOUR |  | HAZARD CLASS |  | CERTIFICATION/STANDARD | AS1154.2 | ADDITIONAL FEATURES | C/150/7 | [55 empty] | Production Completed
STP_009 - Lot4 | Data Enrichment | SMX | OK | 2023-07-21 | 2023-07-24 |  | 1253310 | 1253310 | EA | CLAMP,CBL;AL,PLP,D-C20011L | ABRAZADERA CABLE; | COLLIER-CABLE; | CLAMP,CABLE;MATERIAL:ALUMINIUM,ADDITIONAL FEATURES EN:PLP,D-C20011L,INSULATOR PIN,C/200/11,200MM SHANK | 01)PREFORMED LINE PRODUCTS,01)D-C20011L,01)PREFORMED LINE PRODUCTS,01)D-C20011L,EN_01)ALUMINIUM,01)PLP,D-C20011L,02)INSULATOR PIN,C/200/11,200M | D-C20011L | 1068388 | PREFORMED LINE PRODUCTS (AUST) | PREFORMED LINE PRODUCTS (AUST) | D-C20011L | DULMISON |  |  |  |  | https://media.mmem.com.au/Datasheets/PLP/PLP_Dulmison.pdf | [10 empty] | Cleansed | 39121705 Cable clamp and staple | CLAMP | CABLE | TYPE | INSULATOR PIN | DIAMETER |  | MATERIAL | ALUMINIUM | MOUNTING TYPE |  | AFFIXING METHOD |  | COLOUR |  | HAZARD CLASS | CHECK | CERTIFICATION/STANDARD |  | ADDITIONAL FEATURES | C/200/11,SHANK SIZE:200 MM | [55 empty] | Production Completed
STP_009 - Lot4 | Data Enrichment | SMX | OK | 2023-07-21 | 2023-07-24 |  | 1253277 | 1253277 | EA | CLAMP,CBL;AL,PLP,SCAT-1221-A | ABRAZADERA CABLE; | COLLIER-CABLE; | CLAMP,CABLE;MATERIAL:ALUMINIUM,ADDITIONAL FEATURES EN:PLP,SCAT-1221-A,TRUNNION,SUSP,12-21 | 01)PREFORMED LINE PRODUCTS,01)SCAT-1221-A,01)PREFORMED LINE PRODUCTS,01)SCAT-1221-A,EN_01)ALUMINIUM,01)PLP,SCAT-1221-A,02)TRUNNION,SUSP,12-21 | SCAT-1221-A | 1068388 | PREFORMED LINE PRODUCTS (AUST) | PREFORMED LINE PRODUCTS (AUST) | SCAT-1221-A | [5 empty] | https://preformed.com/au/images/pdfs/Energy/Transmission/Transmission-SuspensionandSupport.pdf | [10 empty] | Cleansed | 39121705 Cable clamp and staple | CLAMP | CABLE | TYPE | TRUNNION SUSPENSION | DIAMETER | 12 TO 21 MM | MATERIAL | ALUMINIUM | MOUNTING TYPE |  | AFFIXING METHOD |  | COLOUR |  | HAZARD CLASS |  | CERTIFICATION/STANDARD |  | ADDITIONAL FEATURES | [56 empty] | Production Completed
STP_009 - Lot4 | Data Enrichment | SMX | OK | 2023-07-21 | 2023-07-24 |  | 1253276 | 1253276 | EA | CLAMP,CBL;AL,PLP,SCAT-2127-A | ABRAZADERA CABLE; | COLLIER-CABLE; | CLAMP,CABLE;MATERIAL:ALUMINIUM,ADDITIONAL FEATURES EN:PLP,SCAT-2127-A,TRUNN,SUSPN,21-27 | 01)PREFORMED LINE PRODUCTS,01)SCAT-2127-A,01)PREFORMED LINE PRODUCTS,01)SCAT-2127-A,EN_01)ALUMINIUM,01)PLP,SCAT-2127-A,02)TRUNN,SUSPN,21-27 | SCAT-2127-A | 1068388 | PREFORMED LINE PRODUCTS (AUST) | PREFORMED LINE PRODUCTS (AUST) | SCAT-2127-A | [5 empty] | Url Not Found | [10 empty] | Cleansed | 39121705 Cable clamp and staple | CLAMP | CABLE | TYPE | TRUNNION SUSPENSION | DIAMETER | 21 TO 27 MM | MATERIAL | ALUMINIUM | MOUNTING TYPE |  | AFFIXING METHOD |  | COLOUR |  | HAZARD CLASS |  | CERTIFICATION/STANDARD |  | ADDITIONAL FEATURES | [56 empty] | Production Completed
STP_009 - Lot4 | Data Enrichment | SMX | OK | 2023-07-21 | 2023-07-24 |  | 1253275 | 1253275 | EA | CLAMP,CBL;AL,PLP,SCAT-2838 | ABRAZADERA CABLE; | COLLIER-CABLE; | CLAMP,CABLE;MATERIAL:ALUMINIUM,ADDITIONAL FEATURES EN:PLP,SCAT-2838,SUSP,LM16441,27-38MM | 01)PREFORMED LINE PRODUCTS,01)SCAT-2838,01)PREFORMED LINE PRODUCTS,01)SCAT-2838,EN_01)ALUMINIUM,01)PLP,SCAT-2838,02)SUSP,LM16441,27-38MM | SCAT-2838 | 1068388 | PREFORMED LINE PRODUCTS (AUST) | PREFORMED LINE PRODUCTS (AUST) | SCAT-2838 | [5 empty] | http://www.preformed.asia/thailand/upload/Distribution-Asia2-3.pdf | [10 empty] | Cleansed | 39121705 Cable clamp and staple | CLAMP | CABLE | TYPE | SUSPENSION | DIAMETER | 27 TO 38MM | MATERIAL | ALUMINIUM | MOUNTING TYPE |  | AFFIXING METHOD |  | COLOUR |  | HAZARD CLASS | CHECK | CERTIFICATION/STANDARD |  | ADDITIONAL FEATURES | LM16441 | [55 empty] | Production Completed
STP_009 - Lot4 | Data Enrichment | SMX | OK | 2023-07-21 | 2023-07-24 |  | 1253274 | 1253274 | EA | CLAMP,CBL;AL,PLP,SCAT-2838A | ABRAZADERA CABLE; | COLLIER-CABLE; | CLAMP,CABLE;MATERIAL:ALUMINIUM,ADDITIONAL FEATURES EN:PLP,SCAT-2838A,SUSP,70KN,ASSY,27-38MM | 01)PREFORMED LINE PRODUCTS,01)SCAT-2838A,01)PREFORMED LINE PRODUCTS,01)SCAT-2838A,EN_01)ALUMINIUM,01)PLP,SCAT-2838A,02)SUSP,70KN,ASSY,27-38MM | SCAT-2838A | 1068388 | PREFORMED LINE PRODUCTS (AUST) | PREFORMED LINE PRODUCTS (AUST) | SCAT-2838A | [5 empty] | http://www.preformed.asia/thailand/upload/Distribution-Asia2-3.pdf | [10 empty] | Cleansed | 39121705 Cable clamp and staple | CLAMP | CABLE | TYPE | SUSPENSION | DIAMETER | 27 TO 38MM | MATERIAL | ALUMINIUM | MOUNTING TYPE |  | AFFIXING METHOD |  | COLOUR |  | HAZARD CLASS | CHECK | CERTIFICATION/STANDARD |  | ADDITIONAL FEATURES | 70KN,ASSY | [55 empty] | Production Completed
STP_009 - Lot4 | Data Enrichment | SMX | OK | 2023-07-21 | 2023-07-24 |  | 1253273 | 1253273 | EA | CLAMP,CBL;AL,PLP,SCIO-1727 | ABRAZADERA CABLE; | COLLIER-CABLE; | CLAMP,CABLE;MATERIAL:ALUMINIUM,ADDITIONAL FEATURES EN:PLP,SCIO-1727,SUSP,OFFSET TONGUE,17-27MM | 01)PREFORMED LINE PRODUCTS,01)SCIO-1727,01)PREFORMED LINE PRODUCTS,01)SCIO-1727,EN_01)ALUMINIUM,01)PLP,SCIO-1727,02)SUSP,OFFSET TONGUE,17-27MM | SCIO-1727 | 1068388 | PREFORMED LINE PRODUCTS (AUST) | PREFORMED LINE PRODUCTS (AUST) | SCIO-1727 | [5 empty] | http://www.preformed.asia/thailand/upload/Distribution-Asia2-3.pdf | [10 empty] | Cleansed | 39121705 Cable clamp and staple | CLAMP | CABLE | TYPE | OFFSET TONGUE SUSPENSION | DIAMETER | 17 TO 27MM | MATERIAL | ALUMINIUM | MOUNTING TYPE |  | AFFIXING METHOD |  | COLOUR |  | HAZARD CLASS | CHECK | CERTIFICATION/STANDARD |  | ADDITIONAL FEATURES | [56 empty] | Production Completed
STP_009 - Lot4 | Data Enrichment | SMX | OK | 2023-07-21 | 2023-07-24 |  | 1253318 | 1253318 | EA | CLAMP,CBL;CU,PLP,D-AET1918 | ABRAZADERA CABLE; | COLLIER-CABLE; | CLAMP,CABLE;MATERIAL:COPPER,ADDITIONAL FEATURES EN:PLP,D-AET1918,EARTH ROD,19X1800,AIRPORT TERM | 01)PREFORMED LINE PRODUCTS,01)D-AET1918,01)PREFORMED LINE PRODUCTS,01)D-AET1918,EN_01)COPPER,01)PLP,D-AET1918,02)EARTH ROD,19X1800,AIRPORT T | D-AET1918 | 1068388 | PREFORMED LINE PRODUCTS (AUST) | PREFORMED LINE PRODUCTS (AUST) | D-AET1918 | [5 empty] | Url Not Found | [10 empty] | Cleansed | 39121705 Cable clamp and staple | CLAMP | CABLE | TYPE |  | DIAMETER |  | MATERIAL | COPPER | MOUNTING TYPE |  | AFFIXING METHOD |  | COLOUR |  | HAZARD CLASS |  | CERTIFICATION/STANDARD |  | ADDITIONAL FEATURES | EARTH ROD,19X1800,AIRPORT TERM | [55 empty] | Production Completed
STP_009 - Lot4 | Data Enrichment | SMX | OK | 2023-07-21 | 2023-07-24 |  | 1253348 | 1253348 | EA | CLAMP,CBL;MTL,PLP,BCCA-495150-3 | ABRAZADERA CABLE; | COLLIER-CABLE; | CLAMP,CABLE;MATERIAL:METAL,ADDITIONAL FEATURES EN:PLP,BCCA-495150-3 | 01)PREFORMED LINE PRODUCTS,01)BCCA-495150-3,01)PREFORMED LINE PRODUCTS,01)BCCA-495150-3,EN_01)METAL,01)PLP,BCCA-495150-3 | BCCA-495150-3 | 1068388 | PREFORMED LINE PRODUCTS (AUST) | PREFORMED LINE PRODUCTS (AUST) | BCCA-495150-3 | [5 empty] | https://www.preformed.co.nz/download.cfm/getfile/545 | [10 empty] | Cleansed | 39121705 Cable clamp and staple | CLAMP | CABLE | TYPE |  | DIAMETER |  | MATERIAL | METAL | MOUNTING TYPE |  | AFFIXING METHOD |  | COLOUR |  | HAZARD CLASS |  | CERTIFICATION/STANDARD |  | ADDITIONAL FEATURES | [56 empty] | Production Completed
STP_009 - Lot4 | Data Enrichment | SMX | OK | 2023-07-21 | 2023-07-24 |  | 1253256 | 1253256 | EA | CLAMP,CBL;MTL,PLP,CPG-2595 | ABRAZADERA CABLE; | COLLIER-CABLE; | CLAMP,CABLE;MATERIAL:METAL,ADDITIONAL FEATURES EN:PLP,CPG-2595,COPPER,PG,25MM2-95MM2 | 01)PREFORMED LINE PRODUCTS,01)CPG-2595,01)PREFORMED LINE PRODUCTS,01)CPG-2595,EN_01)METAL,01)PLP,CPG-2595,02)COPPER,PG,25MM2-95MM2 | CPG-2595 | 1068388 | PREFORMED LINE PRODUCTS (AUST) | PREFORMED LINE PRODUCTS (AUST) | CPG-2595 | [5 empty] | URL NOT FOUND | [10 empty] | Cleansed | 39121705 Cable clamp and staple | CLAMP | CABLE | TYPE |  | DIAMETER | 25 TO 95 MM2 | MATERIAL | METAL | MOUNTING TYPE |  | AFFIXING METHOD |  | COLOUR |  | HAZARD CLASS | CHECK | CERTIFICATION/STANDARD |  | ADDITIONAL FEATURES | COPPER,PG | [55 empty] | Production Completed
STP_009 - Lot4 | Data Enrichment | SMX | OK | 2023-07-21 | 2023-07-24 |  | 1253312 | 1253312 | EA | CLAMP,CBL;MTL,PLP,D-C14L | ABRAZADERA CABLE; | COLLIER-CABLE; | CLAMP,CABLE;MATERIAL:METAL,ADDITIONAL FEATURES EN:PLP,D-C14L,COUPLING,14MM,SDE1414L | 01)PREFORMED LINE PRODUCTS,01)D-C14L,01)PREFORMED LINE PRODUCTS,01)D-C14L,EN_01)METAL,01)PLP,D-C14L,02)COUPLING,14MM,SDE1414L | D-C14L | 1068388 | PREFORMED LINE PRODUCTS (AUST) | PREFORMED LINE PRODUCTS (AUST) | D-C14L | [5 empty] | https://www.gvk.com.au/pdf/earthing_rods.pdf | [10 empty] | Cleansed | 39121705 Cable clamp and staple | CLAMP | CABLE | TYPE |  | DIAMETER | 14 MM | MATERIAL | METAL | MOUNTING TYPE |  | AFFIXING METHOD |  | COLOUR |  | HAZARD CLASS | CHECK | CERTIFICATION/STANDARD |  | ADDITIONAL FEATURES | COUPLING,SDE1414L | [55 empty] | Production Completed
STP_009 - Lot4 | Data Enrichment | SMX | OK | 2023-07-21 | 2023-07-24 |  | 1253308 | 1253308 | EA | CLAMP,CBL;MTL,PLP,D-CAB5130 | ABRAZADERA CABLE; | COLLIER-CABLE; | CLAMP,CABLE;MATERIAL:METAL,ADDITIONAL FEATURES EN:PLP,D-CAB5130,1 WAY,24-30MM,M10 BOLT | 01)PREFORMED LINE PRODUCTS,01)D-CAB5130,01)PREFORMED LINE PRODUCTS,01)D-CAB5130,EN_01)METAL,01)PLP,D-CAB5130,02)1 WAY,24-30MM,M10 BOLT | D-CAB5130 | 1068388 | PREFORMED LINE PRODUCTS (AUST) | PREFORMED LINE PRODUCTS (AUST) | D-CAB5130 | PREFORMED LINE PRODUCTS (AUST) |  |  |  |  | https://preformed.com/au/images/pdfs/Energy/Substations/PLP_Australia/PLP_Substation_Cable_Clamps__Blocks.pdf | [10 empty] | Enriched | 39121705 Cable clamp and staple | CLAMP | CABLE | TYPE |  | DIAMETER | 24 TO 30 MM | MATERIAL | METAL | MOUNTING TYPE |  | AFFIXING METHOD |  | COLOUR |  | HAZARD CLASS | CHECK | CERTIFICATION/STANDARD |  | ADDITIONAL FEATURES | 1 WAY,M10 BOLT | [55 empty] | Production Completed
STP_009 - Lot4 | Data Enrichment | SMX | OK | 2023-07-21 | 2023-07-24 |  | 1253307 | 1253307 | EA | CLAMP,CBL;MTL,PLP,D-CAB5135 | ABRAZADERA CABLE; | COLLIER-CABLE; | CLAMP,CABLE;MATERIAL:METAL,ADDITIONAL FEATURES EN:PLP,D-CAB5135,1 WAY,29-35MM,M10 BOLT | 01)PREFORMED LINE PRODUCTS,01)D-CAB5135,01)PREFORMED LINE PRODUCTS,01)D-CAB5135,EN_01)METAL,01)PLP,D-CAB5135,02)1 WAY,29-35MM,M10 BOLT | D-CAB5135 | 1068388 | PREFORMED LINE PRODUCTS (AUST) | PREFORMED LINE PRODUCTS (AUST) | D-CAB5135 | PREFORMED LINE PRODUCTS (AUST) |  |  |  |  | https://preformed.com/au/images/pdfs/Energy/Substations/PLP_Australia/PLP_Substation_Cable_Clamps__Blocks.pdf | [10 empty] | Enriched | 39121705 Cable clamp and staple | CLAMP | CABLE | TYPE |  | DIAMETER | 29 TO 35MM | MATERIAL | METAL | MOUNTING TYPE |  | AFFIXING METHOD |  | COLOUR |  | HAZARD CLASS | CHECK | CERTIFICATION/STANDARD |  | ADDITIONAL FEATURES | 1 WAY,M10 BOLT | [55 empty] | Production Completed
STP_009 - Lot4 | Data Enrichment | SMX | OK | 2023-07-21 | 2023-07-24 |  | 1253306 | 1253306 | EA | CLAMP,CBL;MTL,PLP,D-CAB5147 | ABRAZADERA CABLE; | COLLIER-CABLE; | CLAMP,CABLE;MATERIAL:METAL,ADDITIONAL FEATURES EN:PLP,D-CAB5147,1 WAY,40-47MM,M10 BOLT | 01)PREFORMED LINE PRODUCTS,01)D-CAB5147,01)PREFORMED LINE PRODUCTS,01)D-CAB5147,EN_01)METAL,01)PLP,D-CAB5147,02)1 WAY,40-47MM,M10 BOLT | D-CAB5147 | 1068388 | PREFORMED LINE PRODUCTS (AUST) | PREFORMED LINE PRODUCTS (AUST) | D-CAB5147 | PREFORMED LINE PRODUCTS (AUST) |  |  |  |  | https://preformed.com/au/images/pdfs/Energy/Substations/PLP_Australia/PLP_Substation_Cable_Clamps__Blocks.pdf | [10 empty] | Enriched | 39121705 Cable clamp and staple | CLAMP | CABLE | TYPE |  | DIAMETER | 40 TO 47 MM | MATERIAL | METAL | MOUNTING TYPE |  | AFFIXING METHOD |  | COLOUR |  | HAZARD CLASS | CHECK | CERTIFICATION/STANDARD |  | ADDITIONAL FEATURES | 1 WAY,M10 BOLT | [55 empty] | Production Completed
STP_009 - Lot4 | Data Enrichment | SMX | OK | 2023-07-21 | 2023-07-24 |  | 1253305 | 1253305 | EA | CLAMP,CBL;MTL,PLP,D-CAB5154 | ABRAZADERA CABLE; | COLLIER-CABLE; | CLAMP,CABLE;MATERIAL:METAL,ADDITIONAL FEATURES EN:PLP,D-CAB5154,1 WAY,46-54MM,M10 BOLT | 01)PREFORMED LINE PRODUCTS,01)D-CAB5154,01)PREFORMED LINE PRODUCTS,01)D-CAB5154,EN_01)METAL,01)PLP,D-CAB5154,02)1 WAY,46-54MM,M10 BOLT | D-CAB5154 | 1068388 | PREFORMED LINE PRODUCTS (AUST) | PREFORMED LINE PRODUCTS (AUST) | D-CAB5154 | PREFORMED LINE PRODUCTS (AUST) |  |  |  |  | https://preformed.com/au/images/pdfs/Energy/Substations/PLP_Australia/PLP_Substation_Cable_Clamps__Blocks.pdf | [10 empty] | Enriched | 39121705 Cable clamp and staple | CLAMP | CABLE | TYPE |  | DIAMETER | 46 TO 54 MM | MATERIAL | METAL | MOUNTING TYPE |  | AFFIXING METHOD |  | COLOUR |  | HAZARD CLASS | CHECK | CERTIFICATION/STANDARD |  | ADDITIONAL FEATURES | 1 WAY,M10 BOLT | [55 empty] | Production Completed
STP_009 - Lot4 | Data Enrichment | SMX | OK | 2023-07-21 | 2023-07-24 |  | 1253304 | 1253304 | EA | CLAMP,CBL;MTL,PLP,D-CAB5452NI | ABRAZADERA CABLE; | COLLIER-CABLE; | CLAMP,CABLE;MATERIAL:METAL,ADDITIONAL FEATURES EN:PLP,D-CAB5452NI,3 WAY,47-49MM,NEOINSERT | 01)PREFORMED LINE PRODUCTS,01)D-CAB5452NI,01)PREFORMED LINE PRODUCTS,01)D-CAB5452NI,EN_01)METAL,01)PLP,D-CAB5452NI,02)3 WAY,47-49MM,NEOINSERT | D-CAB5452NI | 1068388 | PREFORMED LINE PRODUCTS (AUST) | PREFORMED LINE PRODUCTS (AUST) | D-CAB5452NI | PREFORMED LINE PRODUCTS (AUST) |  |  |  |  | https://preformed.com/au/images/pdfs/Energy/Substations/PLP_Australia/PLP_Substation_Cable_Clamps__Blocks.pdf | [10 empty] | Enriched | 39121705 Cable clamp and staple | CLAMP | CABLE | TYPE |  | DIAMETER | 47 TO 49 MM | MATERIAL | METAL | MOUNTING TYPE |  | AFFIXING METHOD |  | COLOUR |  | HAZARD CLASS | CHECK | CERTIFICATION/STANDARD |  | ADDITIONAL FEATURES | 3 WAY,NEOINSERT | [55 empty] | Production Completed
STP_009 - Lot4 | Data Enrichment | SMX | OK | 2023-07-21 | 2023-07-24 | NM BASED ON WEB SOURCE | 1253303 | 1253303 | EA | CLAMP,CBL;MTL,PLP,D-CCA13,CPLR,CCE13 | ABRAZADERA CABLE; | COLLIER-CABLE; | CLAMP,CABLE;MATERIAL:METAL,ADDITIONAL FEATURES EN:PLP,D-CCA13,COUPLER,CCE13 | 01)PREFORMED LINE PRODUCTS,01)D-CCA13,01)PREFORMED LINE PRODUCTS,01)D-CCA13,EN_01)METAL,01)PLP,D-CCA13,02)COUPLER,CCE13 | D-CCA13 | 1068388 | PREFORMED LINE PRODUCTS (AUST) | PREFORMED LINE PRODUCTS (AUST) | D-CCA13 | [5 empty] | https://media.mmem.com.au/Datasheets/PLP/PLP_Dulmison.pdf | [10 empty] | Enriched | 39121705 Cable clamp and staple | CLAMP | CABLE | TYPE |  | DIAMETER |  | MATERIAL | METAL | MOUNTING TYPE |  | AFFIXING METHOD |  | COLOUR |  | HAZARD CLASS |  | CERTIFICATION/STANDARD |  | ADDITIONAL FEATURES | COUPLER,CCE13 | [55 empty] | Production Completed
STP_009 - Lot4 | Data Enrichment | SMX | OK | 2023-07-21 | 2023-07-24 | NM BASED ON WEB SOURCE | 1253302 | 1253302 | EA | CLAMP,CBL;MTL,PLP,D-CCA15,CPLR,CCE15 | ABRAZADERA CABLE; | COLLIER-CABLE; | CLAMP,CABLE;MATERIAL:METAL,ADDITIONAL FEATURES EN:PLP,D-CCA15,COUPLER,CCE15 | 01)PREFORMED LINE PRODUCTS,01)D-CCA15,01)PREFORMED LINE PRODUCTS,01)D-CCA15,EN_01)METAL,01)PLP,D-CCA15,02)COUPLER,CCE15 | D-CCA15 | 1068388 | PREFORMED LINE PRODUCTS (AUST) | PREFORMED LINE PRODUCTS (AUST) | D-CCA15 | [5 empty] | https://media.mmem.com.au/Datasheets/PLP/PLP_Dulmison.pdf | [10 empty] | Enriched | 39121705 Cable clamp and staple | CLAMP | CABLE | TYPE |  | DIAMETER |  | MATERIAL | METAL | MOUNTING TYPE |  | AFFIXING METHOD |  | COLOUR |  | HAZARD CLASS |  | CERTIFICATION/STANDARD |  | ADDITIONAL FEATURES | COUPLER,CCE15 | [55 empty] | Production Completed
STP_009 - Lot4 | Data Enrichment | SMX | OK | 2023-07-21 | 2023-07-24 |  | 1253301 | 1253301 | EA | CLAMP,CBL;MTL,PLP,D-CCC80120 | ABRAZADERA CABLE; | COLLIER-CABLE; | CLAMP,CABLE;MATERIAL:METAL,ADDITIONAL FEATURES EN:PLP,D-CCC80120,CCT COVER,120-180MM2 | 01)PREFORMED LINE PRODUCTS,01)D-CCC80120,01)PREFORMED LINE PRODUCTS,01)D-CCC80120,EN_01)METAL,01)PLP,D-CCC80120,02)CCT COVER,120-180MM2 | D-CCC80120 | 1068388 | PREFORMED LINE PRODUCTS (AUST) | PREFORMED LINE PRODUCTS (AUST) | D-CCC80120 | [5 empty] | https://www.gvk.com.au/pdf/high_voltage.pdf | [10 empty] | Cleansed | 39121705 Cable clamp and staple | CLAMP | CABLE | TYPE |  | DIAMETER | 120 TO 180 MM2 | MATERIAL | METAL | MOUNTING TYPE |  | AFFIXING METHOD |  | COLOUR |  | HAZARD CLASS | CHECK | CERTIFICATION/STANDARD |  | ADDITIONAL FEATURES | CCT COVER | [55 empty] | Production Completed
STP_009 - Lot4 | Data Enrichment | SMX | OK | 2023-07-21 | 2023-07-24 |  | 1253295 | 1253295 | EA | CLAMP,CBL;MTL,PLP,D-CCPGC154 | ABRAZADERA CABLE; | COLLIER-CABLE; | CLAMP,CABLE;MATERIAL:METAL,ADDITIONAL FEATURES EN:PLP,D-CCPGC154,COVER,ETDF1620,9-18 7MM | 01)PREFORMED LINE PRODUCTS,01)D-CCPGC154,01)PREFORMED LINE PRODUCTS,01)D-CCPGC154,EN_01)METAL,01)PLP,D-CCPGC154,02)COVER,ETDF1620,9-18 7MM | D-CCPGC154 | 1068388 | PREFORMED LINE PRODUCTS (AUST) | PREFORMED LINE PRODUCTS (AUST) | D-CCPGC154 | [5 empty] | https://www.gvk.com.au/pdf/high_voltage.pdf | [10 empty] | Cleansed | 39121705 Cable clamp and staple | CLAMP | CABLE | TYPE |  | DIAMETER | 9 TO 18.7MM | MATERIAL | METAL | MOUNTING TYPE |  | AFFIXING METHOD |  | COLOUR |  | HAZARD CLASS | CHECK | CERTIFICATION/STANDARD |  | ADDITIONAL FEATURES | COVER,ETDF1620 | [55 empty] | Production Completed
STP_009 - Lot4 | Data Enrichment | SMX | OK | 2023-07-21 | 2023-07-24 |  | 1253294 | 1253294 | EA | CLAMP,CBL;MTL,PLP,D-CCS080 | ABRAZADERA CABLE; | COLLIER-CABLE; | CLAMP,CABLE;MATERIAL:METAL,ADDITIONAL FEATURES EN:PLP,D-CCS080,HV,COVERED COND,STRAIN | 01)PREFORMED LINE PRODUCTS,01)D-CCS080,01)PREFORMED LINE PRODUCTS,01)D-CCS080,EN_01)METAL,01)PLP,D-CCS080,02)HV,COVERED COND,STRAIN | D-CCS080 | 1068388 | PREFORMED LINE PRODUCTS (AUST) | PREFORMED LINE PRODUCTS (AUST) | D-CCS080 | [5 empty] | https://www.gvk.com.au/pdf/high_voltage.pdf | [10 empty] | Cleansed | 39121705 Cable clamp and staple | CLAMP | CABLE | TYPE |  | DIAMETER |  | MATERIAL | METAL | MOUNTING TYPE |  | AFFIXING METHOD |  | COLOUR |  | HAZARD CLASS |  | CERTIFICATION/STANDARD |  | ADDITIONAL FEATURES | HV,COVERED COND,STRAIN | [55 empty] | Production Completed
STP_009 - Lot4 | Data Enrichment | SMX | OK | 2023-07-21 | 2023-07-24 |  | 1253293 | 1253293 | EA | CLAMP,CBL;MTL,PLP,D-CCS120 | ABRAZADERA CABLE; | COLLIER-CABLE; | CLAMP,CABLE;MATERIAL:METAL,ADDITIONAL FEATURES EN:PLP,D-CCS120,HV,COVERED COND,STRAIN | 01)PREFORMED LINE PRODUCTS,01)D-CCS120,01)PREFORMED LINE PRODUCTS,01)D-CCS120,EN_01)METAL,01)PLP,D-CCS120,02)HV,COVERED COND,STRAIN | D-CCS120 | 1068388 | PREFORMED LINE PRODUCTS (AUST) | PREFORMED LINE PRODUCTS (AUST) | D-CCS120 | [5 empty] | https://www.gvk.com.au/pdf/high_voltage.pdf | [10 empty] | Cleansed | 39121705 Cable clamp and staple | CLAMP | CABLE | TYPE |  | DIAMETER |  | MATERIAL | METAL | MOUNTING TYPE |  | AFFIXING METHOD |  | COLOUR |  | HAZARD CLASS |  | CERTIFICATION/STANDARD |  | ADDITIONAL FEATURES | HV,COVERED COND,STRAIN | [55 empty] | Production Completed
STP_009 - Lot4 | Data Enrichment | SMX | OK | 2023-07-21 | 2023-07-24 |  | 1253292 | 1253292 | EA | CLAMP,CBL;MTL,PLP,D-CCS180M | ABRAZADERA CABLE; | COLLIER-CABLE; | CLAMP,CABLE;MATERIAL:METAL,ADDITIONAL FEATURES EN:PLP,D-CCS180M,HV,COVERED COND,STRAIN,MOD | 01)PREFORMED LINE PRODUCTS,01)D-CCS180M,01)PREFORMED LINE PRODUCTS,01)D-CCS180M,EN_01)METAL,01)PLP,D-CCS180M,02)HV,COVERED COND,STRAIN,MOD | D-CCS180M | 1068388 | PREFORMED LINE PRODUCTS (AUST) | PREFORMED LINE PRODUCTS (AUST) | D-CCS180M | [5 empty] | URL NOT FOUND | [10 empty] | Cleansed | 39121705 Cable clamp and staple | CLAMP | CABLE | TYPE |  | DIAMETER |  | MATERIAL | METAL | MOUNTING TYPE |  | AFFIXING METHOD |  | COLOUR |  | HAZARD CLASS |  | CERTIFICATION/STANDARD |  | ADDITIONAL FEATURES | HV,COVERED COND,STRAIN,MOD | [55 empty] | Production Completed
STP_009 - Lot4 | Data Enrichment | SMX | OK | 2023-07-21 | 2023-07-24 |  | 1253255 | 1253255 | EA | CLAMP,CBL;MTL,PLP,D-DPG40 | ABRAZADERA CABLE; | COLLIER-CABLE; | CLAMP,CABLE;MATERIAL:METAL,ADDITIONAL FEATURES EN:CU,PARALLEL,150-240SQ,15.7-20.3MM,PLP,D-DPG40 | 01)PREFORMED LINE PRODUCTS,01)D-DPG40,01)PREFORMED LINE PRODUCTS,01)D-DPG40,EN_01)METAL,01)CU,PARALLEL,150-240SQ,15.7-,02)PLP,D-DPG40 | D-DPG40 | 1068388 | PREFORMED LINE PRODUCTS (AUST) | PREFORMED LINE PRODUCTS (AUST) | D-DPG40 | [5 empty] | URL NOT FOUND | [10 empty] | Cleansed | 39121705 Cable clamp and staple | CLAMP | CABLE | TYPE |  | DIAMETER | 150 TO 240 MM2,15.7 TO 20.3 MM | MATERIAL | METAL | MOUNTING TYPE |  | AFFIXING METHOD |  | COLOUR |  | HAZARD CLASS | CHECK | CERTIFICATION/STANDARD |  | ADDITIONAL FEATURES | CU,PARALLEL,D-DPG40 | [55 empty] | Production Completed
STP_009 - Lot4 | Data Enrichment | SMX | OK | 2023-07-21 | 2023-07-24 |  | 1253254 | 1253254 | EA | CLAMP,CBL;MTL,PLP,D-IBSH1065 | ABRAZADERA CABLE; | COLLIER-CABLE; | CLAMP,CABLE;MATERIAL:METAL,ADDITIONAL FEATURES EN:PLP,D-IBSH1065,IB,SUSP,HV,65ID,6-10 | 01)PREFORMED LINE PRODUCTS,01)D-IBSH1065,01)PREFORMED LINE PRODUCTS,01)D-IBSH1065,EN_01)METAL,01)PLP,D-IBSH1065,02)IB,SUSP,HV,65ID,6-10 | D-IBSH1065 | 1068388 | PREFORMED LINE PRODUCTS (AUST) | PREFORMED LINE PRODUCTS (AUST) | D-IBSH1065 | [5 empty] | https://ars.com.au/images/brochures/plp/Insulated-Conductor-Fittings-PLP.pdf | [10 empty] | Cleansed | 39121705 Cable clamp and staple | CLAMP | CABLE | TYPE | SUSPENSION | DIAMETER | 6 TO 10 MM | MATERIAL | METAL | MOUNTING TYPE |  | AFFIXING METHOD |  | COLOUR |  | HAZARD CLASS |  | CERTIFICATION/STANDARD |  | ADDITIONAL FEATURES | IB,HV,65ID,6-10 | [55 empty] | Production Completed
STP_009 - Lot4 | Data Enrichment | SMX | OK | 2023-07-21 | 2023-07-24 |  | 1253253 | 1253253 | EA | CLAMP,CBL;MTL,PLP,D-IBSRC450 | ABRAZADERA CABLE; | COLLIER-CABLE; | CLAMP,CABLE;MATERIAL:METAL,ADDITIONAL FEATURES EN:ROLLER SUSPN,LVABC,4X50/2X95,PLP,D-IBSRC450 | 01)PREFORMED LINE PRODUCTS,01)D-IBSRC450,01)PREFORMED LINE PRODUCTS,01)D-IBSRC450,EN_01)METAL,01)ROLLER SUSPN,LVABC,4X50/2X9,02)PLP,D-IBSRC450 | D-IBSRC450 | 1068388 | PREFORMED LINE PRODUCTS (AUST) | PREFORMED LINE PRODUCTS (AUST) | D-IBSRC450 | [5 empty] | https://ars.com.au/images/brochures/plp/Insulated-Conductor-Fittings-PLP.pdf | [10 empty] | Cleansed | 39121705 Cable clamp and staple | CLAMP | CABLE | TYPE | ROLLER SUSPENSION | DIAMETER |  | MATERIAL | METAL | MOUNTING TYPE |  | AFFIXING METHOD |  | COLOUR |  | HAZARD CLASS |  | CERTIFICATION/STANDARD |  | ADDITIONAL FEATURES | LVABC,4X50/2X95,D-IBSRC450 | [55 empty] | Production Completed
STP_009 - Lot4 | Data Enrichment | SMX | OK | 2023-07-21 | 2023-07-24 |  | 1253252 | 1253252 | EA | CLAMP,CBL;MTL,PLP,D-IBST435-2 | ABRAZADERA CABLE; | COLLIER-CABLE; | CLAMP,CABLE;MATERIAL:METAL,ADDITIONAL FEATURES EN:PLP,D-IBST435-2,SERVICE,STRAIN,2X4-4X35 | 01)PREFORMED LINE PRODUCTS,01)D-IBST435-2,01)PREFORMED LINE PRODUCTS,01)D-IBST435-2,EN_01)METAL,01)PLP,D-IBST435-2,02)SERVICE,STRAIN,2X4-4X35 | D-IBST435-2 | 1068388 | PREFORMED LINE PRODUCTS (AUST) | PREFORMED LINE PRODUCTS (AUST) | D-IBST435-2 | [5 empty] | https://myshopngo.com.au/product/plp-ibst435-2-strain-wedge-clamp/ | [10 empty] | Cleansed | 39121705 Cable clamp and staple | CLAMP | CABLE | TYPE |  | DIAMETER |  | MATERIAL | METAL | MOUNTING TYPE |  | AFFIXING METHOD |  | COLOUR |  | HAZARD CLASS |  | CERTIFICATION/STANDARD |  | ADDITIONAL FEATURES | SERVICE,STRAIN,2X4-4X35 | [55 empty] | Production Completed
STP_009 - Lot4 | Data Enrichment | SMX | OK | 2023-07-21 | 2023-07-24 |  | 1253251 | 1253251 | EA | CLAMP,CBL;MTL,PLP,D-IBT95150 | ABRAZADERA CABLE; | COLLIER-CABLE; | CLAMP,CABLE;MATERIAL:METAL,ADDITIONAL FEATURES EN:PLP,D-IBT95150,LVABC,STRAIN,4X95-150MM2 | 01)PREFORMED LINE PRODUCTS,01)D-IBT95150,01)PREFORMED LINE PRODUCTS,01)D-IBT95150,EN_01)METAL,01)PLP,D-IBT95150,02)LVABC,STRAIN,4X95-150MM2 | D-IBT95150 | 1068388 | PREFORMED LINE PRODUCTS (AUST) | PREFORMED LINE PRODUCTS (AUST) | D-IBT95150 | [5 empty] | https://agmelectrical.com.au/metal-brackets-for-switches-power-points/connectors/mains-strain-clamp-up-to-4-x-150mm-low-voltage-abc-d-ibt95150.html | [10 empty] | Cleansed | 39121705 Cable clamp and staple | CLAMP | CABLE | TYPE |  | DIAMETER | 4X95 TO 150 MM2 | MATERIAL | METAL | MOUNTING TYPE |  | AFFIXING METHOD |  | COLOUR |  | HAZARD CLASS | CHECK | CERTIFICATION/STANDARD |  | ADDITIONAL FEATURES | LVABC,STRAIN,4X95-150MM2 | [55 empty] | Production Completed
STP_009 - Lot4 | Data Enrichment | SMX | OK | 2023-07-21 | 2023-07-24 |  | 1253287 | 1253287 | EA | CLAMP,CBL;MTL,PLP,D-KA3,PRL | ABRAZADERA CABLE; | COLLIER-CABLE; | CLAMP,CABLE;MATERIAL:METAL,ADDITIONAL FEATURES EN:PLP,D-KA3,PARALLEL | 01)PREFORMED LINE PRODUCTS,01)D-KA3,01)PREFORMED LINE PRODUCTS,01)D-KA3,EN_01)METAL,01)PLP,D-KA3,02)PARALLEL | D-KA3 | 1068388 | PREFORMED LINE PRODUCTS (AUST) | PREFORMED LINE PRODUCTS (AUST) | D-KA3 | [5 empty] | URL NOT FOUND | [10 empty] | Cleansed | 39121705 Cable clamp and staple | CLAMP | CABLE | TYPE |  | DIAMETER |  | MATERIAL | METAL | MOUNTING TYPE |  | AFFIXING METHOD |  | COLOUR |  | HAZARD CLASS |  | CERTIFICATION/STANDARD |  | ADDITIONAL FEATURES | PARALLEL | [55 empty] | Production Completed
STP_009 - Lot4 | Data Enrichment | SMX | OK | 2023-07-21 | 2023-07-24 |  | 1253286 | 1253286 | EA | CLAMP,CBL;MTL,PLP,D-LLC14H | ABRAZADERA CABLE; | COLLIER-CABLE; | CLAMP,CABLE;MATERIAL:METAL,ADDITIONAL FEATURES EN:PLP,D-LLC14H,LIVE LINE,ASSY,SEE SPECS | 01)PREFORMED LINE PRODUCTS,01)D-LLC14H,01)PREFORMED LINE PRODUCTS,01)D-LLC14H,EN_01)METAL,01)PLP,D-LLC14H,02)LIVE LINE,ASSY,SEE SPECS | D-LLC14H | 1068388 | PREFORMED LINE PRODUCTS (AUST) | PREFORMED LINE PRODUCTS (AUST) | D-LLC14H | [5 empty] | https://www.gvk.com.au/pdf/line_accessories.pdf | [10 empty] | Cleansed | 39121705 Cable clamp and staple | CLAMP | CABLE | TYPE |  | DIAMETER |  | MATERIAL | METAL | MOUNTING TYPE |  | AFFIXING METHOD |  | COLOUR |  | HAZARD CLASS |  | CERTIFICATION/STANDARD |  | ADDITIONAL FEATURES | LIVE LINE,ASSY,SEE SPECS | [55 empty] | Production Completed
STP_009 - Lot4 | Data Enrichment | SMX | OK | 2023-07-21 | 2023-07-24 |  | 1253250 | 1253250 | EA | CLAMP,CBL;MTL,PLP,D-LT75-1 | ABRAZADERA CABLE; | COLLIER-CABLE; | CLAMP,CABLE;MATERIAL:METAL,ADDITIONAL FEATURES EN:PLP,D-LT75-1,PG,ALUM,8.9-18,8 SS | 01)PREFORMED LINE PRODUCTS,01)D-LT75-1,01)PREFORMED LINE PRODUCTS,01)D-LT75-1,EN_01)METAL,01)PLP,D-LT75-1,02)PG,ALUM,8.9-18,8 SS | D-LT75-1 | 1068388 | PREFORMED LINE PRODUCTS (AUST) | PREFORMED LINE PRODUCTS (AUST) | D-LT75-1 | [5 empty] | https://preformed.com/au/images/PLP_A5_Trade_Catalogue_Final_Email.pdf | [10 empty] | Cleansed | 39121705 Cable clamp and staple | CLAMP | CABLE | TYPE |  | DIAMETER |  | MATERIAL | METAL | MOUNTING TYPE |  | AFFIXING METHOD |  | COLOUR |  | HAZARD CLASS |  | CERTIFICATION/STANDARD |  | ADDITIONAL FEATURES | PG,ALUM,8.9-18,8 SS | [55 empty] | Production Completed
STP_009 - Lot4 | Data Enrichment | SMX | OK | 2023-07-21 | 2023-07-24 |  | 1253249 | 1253249 | EA | CLAMP,CBL;MTL,PLP,D-LTD58-1 | ABRAZADERA CABLE; | COLLIER-CABLE; | CLAMP,CABLE;MATERIAL:METAL,ADDITIONAL FEATURES EN:PLP,D-LTD58-1,PG,ALUM,5.25-13.5,SS HW | 01)PREFORMED LINE PRODUCTS,01)D-LTD58-1,01)PREFORMED LINE PRODUCTS,01)D-LTD58-1,EN_01)METAL,01)PLP,D-LTD58-1,02)PG,ALUM,5.25-13.5,SS HW | D-LTD58-1 | 1068388 | PREFORMED LINE PRODUCTS (AUST) | PREFORMED LINE PRODUCTS (AUST) | D-LTD58-1 | [5 empty] | https://preformed.com/au/images/PLP_A5_Trade_Catalogue_Final_Email.pdf | [10 empty] | Cleansed | 39121705 Cable clamp and staple | CLAMP | CABLE | TYPE |  | DIAMETER |  | MATERIAL | METAL | MOUNTING TYPE |  | AFFIXING METHOD |  | COLOUR |  | HAZARD CLASS |  | CERTIFICATION/STANDARD |  | ADDITIONAL FEATURES | PG,ALUM,5.25-13.5,SS HW | [55 empty] | Production Completed
STP_009 - Lot4 | Data Enrichment | SMX | OK | 2023-07-21 | 2023-07-24 |  | 1253248 | 1253248 | EA | CLAMP,CBL;MTL,PLP,D-LTD75-1 | ABRAZADERA CABLE; | COLLIER-CABLE; | CLAMP,CABLE;MATERIAL:METAL,ADDITIONAL FEATURES EN:PLP,D-LTD75-1,PG,ALUM,8.9-18.8,SS HW | 01)PREFORMED LINE PRODUCTS,01)D-LTD75-1,01)PREFORMED LINE PRODUCTS,01)D-LTD75-1,EN_01)METAL,01)PLP,D-LTD75-1,02)PG,ALUM,8.9-18.8,SS HW | D-LTD75-1 | 1068388 | PREFORMED LINE PRODUCTS (AUST) | PREFORMED LINE PRODUCTS (AUST) | D-LTD75-1 | [5 empty] | https://preformed.com/au/images/PLP_A5_Trade_Catalogue_Final_Email.pdf | [10 empty] | Cleansed | 39121705 Cable clamp and staple | CLAMP | CABLE | TYPE |  | DIAMETER |  | MATERIAL | METAL | MOUNTING TYPE |  | AFFIXING METHOD |  | COLOUR |  | HAZARD CLASS |  | CERTIFICATION/STANDARD |  | ADDITIONAL FEATURES | PG,ALUM,8.9-18.8,SS HW | [55 empty] | Production Completed
STP_009 - Lot4 | Data Enrichment | SMX | OK | 2023-07-21 | 2023-07-24 |  | 1253285 | 1253285 | EA | CLAMP,CBL;MTL,PLP,DWC-1/2 | ABRAZADERA CABLE; | COLLIER-CABLE; | CLAMP,CABLE;MATERIAL:METAL,ADDITIONAL FEATURES EN:PLP,DWC-1/2,DROP WIRE,1/2IN | 01)PREFORMED LINE PRODUCTS,01)DWC-1/2,01)PREFORMED LINE PRODUCTS,01)DWC-1/2,EN_01)METAL,01)PLP,DWC-1/2,02)DROP WIRE,1/2IN | DWC-1/2 | 1068388 | PREFORMED LINE PRODUCTS (AUST) | PREFORMED LINE PRODUCTS (AUST) | DWC-1/2 | [5 empty] | URL NOT FOUND | [10 empty] | Cleansed | 39121705 Cable clamp and staple | CLAMP | CABLE | TYPE |  | DIAMETER |  | MATERIAL | METAL | MOUNTING TYPE |  | AFFIXING METHOD |  | COLOUR |  | HAZARD CLASS |  | CERTIFICATION/STANDARD |  | ADDITIONAL FEATURES | DROP WIRE,1/2IN | [55 empty] | Production Completed
STP_009 - Lot4 | Data Enrichment | SMX | OK | 2023-07-21 | 2023-07-24 |  | 1253247 | 1253247 | EA | CLAMP,CBL;MTL,PLP,D-Y11195 | ABRAZADERA CABLE; | COLLIER-CABLE; | CLAMP,CABLE;MATERIAL:METAL,ADDITIONAL FEATURES EN:PLP,D-Y11195,COND,T/S LINE,POST INS,7-32MM | 01)PREFORMED LINE PRODUCTS,01)D-Y11195,01)PREFORMED LINE PRODUCTS,01)D-Y11195,EN_01)METAL,01)PLP,D-Y11195,02)COND,T/S LINE,POST INS,7-32 | D-Y11195 | 1068388 | PREFORMED LINE PRODUCTS (AUST) | PREFORMED LINE PRODUCTS (AUST) | D-Y11195 | [5 empty] | https://preformed.com/au/images/pdfs/Energy/Transmission/Transmission-SuspensionandSupport.pdf | [10 empty] | Cleansed | 39121705 Cable clamp and staple | CLAMP | CABLE | TYPE |  | DIAMETER | 7 TO 32 MM | MATERIAL | METAL | MOUNTING TYPE |  | AFFIXING METHOD |  | COLOUR |  | HAZARD CLASS | CHECK | CERTIFICATION/STANDARD |  | ADDITIONAL FEATURES | COND,T/S LINE,POST INS | [55 empty] | Production Completed
STP_009 - Lot4 | Data Enrichment | SMX | OK | 2023-07-21 | 2023-07-24 |  | 1253284 | 1253284 | EA | CLAMP,CBL;MTL,PLP,GQSC-745-46 | ABRAZADERA CABLE; | COLLIER-CABLE; | CLAMP,CABLE;MATERIAL:METAL,ADDITIONAL FEATURES EN:PLP,GQSC-745-46,Q-SPAN,TELSTRA,745/46 | 01)PREFORMED LINE PRODUCTS,01)GQSC-745-46,01)PREFORMED LINE PRODUCTS,01)GQSC-745-46,EN_01)METAL,01)PLP,GQSC-745-46,02)Q-SPAN,TELSTRA,745/46 | GQSC-745-46 | 1068388 | PREFORMED LINE PRODUCTS (AUST) | PREFORMED LINE PRODUCTS (AUST) | GQSC-745-46 | [5 empty] | URL NOT FOUND | [10 empty] | Cleansed | 39121705 Cable clamp and staple | CLAMP | CABLE | TYPE |  | DIAMETER |  | MATERIAL | METAL | MOUNTING TYPE |  | AFFIXING METHOD |  | COLOUR |  | HAZARD CLASS |  | CERTIFICATION/STANDARD |  | ADDITIONAL FEATURES | Q-SPAN,TELSTRA,745/46 | [55 empty] | Production Completed
STP_009 - Lot4 | Data Enrichment | SMX | OK | 2023-07-21 | 2023-07-24 |  | 1253283 | 1253283 | EA | CLAMP,CBL;MTL,PLP,OFDSC-109121 | ABRAZADERA CABLE; | COLLIER-CABLE; | CLAMP,CABLE;MATERIAL:METAL,ADDITIONAL FEATURES EN:PLP,OFDSC-109121,O/F SUSP,10.9-11.9MM | 01)PREFORMED LINE PRODUCTS,01)OFDSC-109121,01)PREFORMED LINE PRODUCTS,01)OFDSC-109121,EN_01)METAL,01)PLP,OFDSC-109121,02)O/F SUSP,10.9-11.9MM | OFDSC-109121 | 1068388 | PREFORMED LINE PRODUCTS (AUST) | PREFORMED LINE PRODUCTS (AUST) | OFDSC-109121 | [5 empty] | URL NOT FOUND | [10 empty] | Cleansed | 39121705 Cable clamp and staple | CLAMP | CABLE | TYPE | OFFSET SUSPENSION | DIAMETER | 10.9 TO 11.9MM | MATERIAL | METAL | MOUNTING TYPE |  | AFFIXING METHOD |  | COLOUR |  | HAZARD CLASS | CHECK | CERTIFICATION/STANDARD |  | ADDITIONAL FEATURES | [56 empty] | Production Completed
STP_009 - Lot4 | Data Enrichment | SMX | OK | 2023-07-21 | 2023-07-24 |  | 1253282 | 1253282 | EA | CLAMP,CBL;MTL,PLP,OFDSC-120125-3 | ABRAZADERA CABLE; | COLLIER-CABLE; | CLAMP,CABLE;MATERIAL:METAL,ADDITIONAL FEATURES EN:PLP,OFDSC-120125-3,O/F SUSP,12.0-12.9MM | 01)PREFORMED LINE PRODUCTS,01)OFDSC-120125-3,01)PREFORMED LINE PRODUCTS,01)OFDSC-120125-3,EN_01)METAL,01)PLP,OFDSC-120125-3,02)O/F SUSP,12.0-12.9MM | OFDSC-120125-3 | 1068388 | PREFORMED LINE PRODUCTS (AUST) | PREFORMED LINE PRODUCTS (AUST) | OFDSC-120125-3 | [5 empty] | URL NOT FOUND | [10 empty] | Cleansed | 39121705 Cable clamp and staple | CLAMP | CABLE | TYPE | OFFSET SUSPENSION | DIAMETER | 12.0 TO 12.9MM | MATERIAL | METAL | MOUNTING TYPE |  | AFFIXING METHOD |  | COLOUR |  | HAZARD CLASS | CHECK | CERTIFICATION/STANDARD |  | ADDITIONAL FEATURES | [56 empty] | Production Completed
STP_009 - Lot4 | Data Enrichment | SMX | OK | 2023-07-21 | 2023-07-24 |  | 1253281 | 1253281 | EA | CLAMP,CBL;MTL,PLP,OFDSC-130135-1 | ABRAZADERA CABLE; | COLLIER-CABLE; | CLAMP,CABLE;MATERIAL:METAL,ADDITIONAL FEATURES EN:PLP,OFDSC-130135-1,O/F SUSP,13.00-13.9MM | 01)PREFORMED LINE PRODUCTS,01)OFDSC-130135-1,01)PREFORMED LINE PRODUCTS,01)OFDSC-130135-1,EN_01)METAL,01)PLP,OFDSC-130135-1,02)O/F SUSP,13.00-13.9MM | OFDSC-130135-1 | 1068388 | PREFORMED LINE PRODUCTS (AUST) | PREFORMED LINE PRODUCTS (AUST) | OFDSC-130135-1 | [5 empty] | URL NOT FOUND | [10 empty] | Cleansed | 39121705 Cable clamp and staple | CLAMP | CABLE | TYPE | OFFSET SUSPENSION | DIAMETER | 13.00 TO 13.9MM | MATERIAL | METAL | MOUNTING TYPE |  | AFFIXING METHOD |  | COLOUR |  | HAZARD CLASS | CHECK | CERTIFICATION/STANDARD |  | ADDITIONAL FEATURES | [56 empty] | Production Completed
STP_009 - Lot4 | Data Enrichment | SMX | OK | 2023-07-21 | 2023-07-24 |  | 1253280 | 1253280 | EA | CLAMP,CBL;MTL,PLP,OFDSC-150155-3 | ABRAZADERA CABLE; | COLLIER-CABLE; | CLAMP,CABLE;MATERIAL:METAL,ADDITIONAL FEATURES EN:PLP,OFDSC-150155-3,O/F SUSP,15.0-15.99M | 01)PREFORMED LINE PRODUCTS,01)OFDSC-150155-3,01)PREFORMED LINE PRODUCTS,01)OFDSC-150155-3,EN_01)METAL,01)PLP,OFDSC-150155-3,02)O/F SUSP,15.0-15.99M | OFDSC-150155-3 | 1068388 | PREFORMED LINE PRODUCTS (AUST) | PREFORMED LINE PRODUCTS (AUST) | OFDSC-150155-3 | [5 empty] | URL NOT FOUND | [10 empty] | Cleansed | 39121705 Cable clamp and staple | CLAMP | CABLE | TYPE | OFFSET SUSPENSION | DIAMETER |  | MATERIAL | METAL | MOUNTING TYPE |  | AFFIXING METHOD |  | COLOUR |  | HAZARD CLASS |  | CERTIFICATION/STANDARD |  | ADDITIONAL FEATURES | [56 empty] | Production Completed
STP_009 - Lot4 | Data Enrichment | SMX | OK | 2023-07-21 | 2023-07-24 |  | 1253279 | 1253279 | EA | CLAMP,CBL;MTL,PLP,OFDSC-200210 | ABRAZADERA CABLE; | COLLIER-CABLE; | CLAMP,CABLE;MATERIAL:METAL,ADDITIONAL FEATURES EN:PLP,OFDSC-200210,O/F SUSP,20.0-21.0MM | 01)PREFORMED LINE PRODUCTS,01)OFDSC-200210,01)PREFORMED LINE PRODUCTS,01)OFDSC-200210,EN_01)METAL,01)PLP,OFDSC-200210,02)O/F SUSP,20.0-21.0MM | OFDSC-200210 | 1068388 | PREFORMED LINE PRODUCTS (AUST) | PREFORMED LINE PRODUCTS (AUST) | OFDSC-200210 | [5 empty] | URL NOT FOUND | [10 empty] | Cleansed | 39121705 Cable clamp and staple | CLAMP | CABLE | TYPE | OFFSET SUSPENSION | DIAMETER | 20.0 TO 21.0MM | MATERIAL | METAL | MOUNTING TYPE |  | AFFIXING METHOD |  | COLOUR |  | HAZARD CLASS | CHECK | CERTIFICATION/STANDARD |  | ADDITIONAL FEATURES | [56 empty] | Production Completed
STP_009 - Lot4 | Data Enrichment | SMX | OK | 2023-07-21 | 2023-07-24 |  | 1253246 | 1253246 | EA | CLAMP,CBL;MTL,PLP,PSCCS-26-38 | ABRAZADERA CABLE; | COLLIER-CABLE; | CLAMP,CABLE;MATERIAL:METAL,ADDITIONAL FEATURES EN:SINGLE CAB,26-38MM + H/WARE,PLP,PSCCS-26-38 | 01)PREFORMED LINE PRODUCTS,01)PSCCS-26-38,01)PREFORMED LINE PRODUCTS,01)PSCCS-26-38,EN_01)METAL,01)SINGLE CAB,26-38MM + H/WARE,02)PLP,PSCCS-26-38 | PSCCS-26-38 | 1068388 | PREFORMED LINE PRODUCTS (AUST) | PREFORMED LINE PRODUCTS (AUST) | PSCCS-26-38 | [5 empty] | https://preformed.com/au/images/pdfs/Energy/Substations/PLP_Australia/PLP_Substation_Cable_Clamps__Blocks.pdf | [10 empty] | Cleansed | 39121705 Cable clamp and staple | CLAMP | CABLE | TYPE |  | DIAMETER | 26 TO 38 MM | MATERIAL | METAL | MOUNTING TYPE |  | AFFIXING METHOD |  | COLOUR |  | HAZARD CLASS | CHECK | CERTIFICATION/STANDARD |  | ADDITIONAL FEATURES | SINGLE CAB,+ H/WARE | [55 empty] | Production Completed
STP_009 - Lot4 | Data Enrichment | SMX | OK | 2023-07-21 | 2023-07-24 |  | 1253245 | 1253245 | EA | CLAMP,CBL;MTL,PLP,PSCCS-36-52 | ABRAZADERA CABLE; | COLLIER-CABLE; | CLAMP,CABLE;MATERIAL:METAL,ADDITIONAL FEATURES EN:SINGLE CAB,36-52MM + H/WARE,PLP,PSCCS-36-52 | 01)PREFORMED LINE PRODUCTS,01)PSCCS-36-52,01)PREFORMED LINE PRODUCTS,01)PSCCS-36-52,EN_01)METAL,01)SINGLE CAB,36-52MM + H/WARE,02)PLP,PSCCS-36-52 | PSCCS-36-52 | 1068388 | PREFORMED LINE PRODUCTS (AUST) | PREFORMED LINE PRODUCTS (AUST) | PSCCS-36-52 | [5 empty] | https://preformed.com/au/images/pdfs/Energy/Substations/PLP_Australia/PLP_Substation_Cable_Clamps__Blocks.pdf | [10 empty] | Cleansed | 39121705 Cable clamp and staple | CLAMP | CABLE | TYPE |  | DIAMETER | 36 TO 52 MM | MATERIAL | METAL | MOUNTING TYPE |  | AFFIXING METHOD |  | COLOUR |  | HAZARD CLASS | CHECK | CERTIFICATION/STANDARD |  | ADDITIONAL FEATURES | SINGLE CAB,H/WARE | [55 empty] | Production Completed
STP_009 - Lot4 | Data Enrichment | SMX | OK | 2023-07-21 | 2023-07-24 |  | 1253244 | 1253244 | EA | CLAMP,CBL;MTL,PLP,PSCCS-50-75 | ABRAZADERA CABLE; | COLLIER-CABLE; | CLAMP,CABLE;MATERIAL:METAL,ADDITIONAL FEATURES EN:PLP,PSCCS-50-75,SINGLE CAB,50-75MM + H/WARE | 01)PREFORMED LINE PRODUCTS,01)PSCCS-50-75,01)PREFORMED LINE PRODUCTS,01)PSCCS-50-75,EN_01)METAL,01)PLP,PSCCS-50-75,02)SINGLE CAB,50-75MM + H/WARE | PSCCS-50-75 | 1068388 | PREFORMED LINE PRODUCTS (AUST) | PREFORMED LINE PRODUCTS (AUST) | PSCCS-50-75 | [5 empty] | https://preformed.com/au/images/pdfs/Energy/Substations/PLP_Australia/PLP_Substation_Cable_Clamps__Blocks.pdf | [10 empty] | Cleansed | 39121705 Cable clamp and staple | CLAMP | CABLE | TYPE |  | DIAMETER | 50 TO 75 MM | MATERIAL | METAL | MOUNTING TYPE |  | AFFIXING METHOD |  | COLOUR |  | HAZARD CLASS | CHECK | CERTIFICATION/STANDARD |  | ADDITIONAL FEATURES | SINGLE CAB,+ H/WARE | [55 empty] | Production Completed
STP_009 - Lot4 | Data Enrichment | SMX | OK | 2023-07-21 | 2023-07-24 |  | 1253243 | 1253243 | EA | CLAMP,CBL;MTL,PLP,PSCCS-75-100 | ABRAZADERA CABLE; | COLLIER-CABLE; | CLAMP,CABLE;MATERIAL:METAL,ADDITIONAL FEATURES EN:PLP,PSCCS-75-100,SINGLE CAB,75-100MM + H/WARE | 01)PREFORMED LINE PRODUCTS,01)PSCCS-75-100,01)PREFORMED LINE PRODUCTS,01)PSCCS-75-100,EN_01)METAL,01)PLP,PSCCS-75-100,02)SINGLE CAB,75-100MM + H/WAR | PSCCS-75-100 | 1068388 | PREFORMED LINE PRODUCTS (AUST) | PREFORMED LINE PRODUCTS (AUST) | PSCCS-75-100 | [5 empty] | https://preformed.com/au/images/pdfs/Energy/Substations/PLP_Australia/PLP_Substation_Cable_Clamps__Blocks.pdf | [10 empty] | Cleansed | 39121705 Cable clamp and staple | CLAMP | CABLE | TYPE |  | DIAMETER | 75 TO 100 MM | MATERIAL | METAL | MOUNTING TYPE |  | AFFIXING METHOD |  | COLOUR |  | HAZARD CLASS | CHECK | CERTIFICATION/STANDARD |  | ADDITIONAL FEATURES | SINGLE CAB,+ H/WARE | [55 empty] | Production Completed
STP_009 - Lot4 | Data Enrichment | SMX | OK | 2023-07-21 | 2023-07-24 |  | 1253242 | 1253242 | EA | CLAMP,CBL;MTL,PLP,PSCCT-38-51 | ABRAZADERA CABLE; | COLLIER-CABLE; | CLAMP,CABLE;MATERIAL:METAL,ADDITIONAL FEATURES EN:PLP,PSCCT-38-51,TRIPLE CAB,38-51MM + H/WARE | 01)PREFORMED LINE PRODUCTS,01)PSCCT-38-51,01)PREFORMED LINE PRODUCTS,01)PSCCT-38-51,EN_01)METAL,01)PLP,PSCCT-38-51,02)TRIPLE CAB,38-51MM + H/WARE | PSCCT-38-51 | 1068388 | PREFORMED LINE PRODUCTS (AUST) | PREFORMED LINE PRODUCTS (AUST) | PSCCT-38-51 | [5 empty] | https://preformed.com/au/images/pdfs/Energy/Substations/PLP_Australia/PLP_Substation_Cable_Clamps__Blocks.pdf | [10 empty] | Cleansed | 39121705 Cable clamp and staple | CLAMP | CABLE | TYPE |  | DIAMETER | 38 TO 51 MM | MATERIAL | METAL | MOUNTING TYPE |  | AFFIXING METHOD |  | COLOUR |  | HAZARD CLASS | CHECK | CERTIFICATION/STANDARD |  | ADDITIONAL FEATURES | TRIPLE CAB,+ H/WARE | [55 empty] | Production Completed
STP_009 - Lot4 | Data Enrichment | SMX | OK | 2023-07-21 | 2023-07-24 |  | 1253241 | 1253241 | EA | CLAMP,CBL;MTL,PLP,PSCCT-51-69 | ABRAZADERA CABLE; | COLLIER-CABLE; | CLAMP,CABLE;MATERIAL:METAL,ADDITIONAL FEATURES EN:PLP,PSCCT-51-69,TRIPLE CAB,51-69MM + H/WARE | 01)PREFORMED LINE PRODUCTS,01)PSCCT-51-69,01)PREFORMED LINE PRODUCTS,01)PSCCT-51-69,EN_01)METAL,01)PLP,PSCCT-51-69,02)TRIPLE CAB,51-69MM + H/WARE | PSCCT-51-69 | 1068388 | PREFORMED LINE PRODUCTS (AUST) | PREFORMED LINE PRODUCTS (AUST) | PSCCT-51-69 | [5 empty] | https://preformed.com/au/images/pdfs/Energy/Substations/PLP_Australia/PLP_Substation_Cable_Clamps__Blocks.pdf | [10 empty] | Cleansed | 39121705 Cable clamp and staple | CLAMP | CABLE | TYPE |  | DIAMETER | 51 TO 69 MM | MATERIAL | METAL | MOUNTING TYPE |  | AFFIXING METHOD |  | COLOUR |  | HAZARD CLASS | CHECK | CERTIFICATION/STANDARD |  | ADDITIONAL FEATURES | TRIPLE CAB,+ H/WARE | [55 empty] | Production Completed
STP_009 - Lot4 | Data Enrichment | SMX | OK | 2023-07-21 | 2023-07-24 |  | 1253240 | 1253240 | EA | CLAMP,CBL;MTL,PLP,PSCCT-69-90 | ABRAZADERA CABLE; | COLLIER-CABLE; | CLAMP,CABLE;MATERIAL:METAL,ADDITIONAL FEATURES EN:PLP,PSCCT-69-90,TRIPLE CAB,69-90MM + H/WARE | 01)PREFORMED LINE PRODUCTS,01)PSCCT-69-90,01)PREFORMED LINE PRODUCTS,01)PSCCT-69-90,EN_01)METAL,01)PLP,PSCCT-69-90,02)TRIPLE CAB,69-90MM + H/WARE | PSCCT-69-90 | 1068388 | PREFORMED LINE PRODUCTS (AUST) | PREFORMED LINE PRODUCTS (AUST) | PSCCT-69-90 | [5 empty] | https://preformed.com/au/images/pdfs/Energy/Substations/PLP_Australia/PLP_Substation_Cable_Clamps__Blocks.pdf | [10 empty] | Cleansed | 39121705 Cable clamp and staple | CLAMP | CABLE | TYPE |  | DIAMETER | 69 TO 90 MM | MATERIAL | METAL | MOUNTING TYPE |  | AFFIXING METHOD |  | COLOUR |  | HAZARD CLASS | CHECK | CERTIFICATION/STANDARD |  | ADDITIONAL FEATURES | TRIPLE CAB,+ H/WARE | [55 empty] | Production Completed
STP_009 - Lot4 | Data Enrichment | SMX | OK | 2023-07-21 | 2023-07-24 |  | 1253239 | 1253239 | EA | CLAMP,CBL;MTL,PLP,PSCCT-90-118 | ABRAZADERA CABLE; | COLLIER-CABLE; | CLAMP,CABLE;MATERIAL:METAL,ADDITIONAL FEATURES EN:PLP,PSCCT-90-118,TRIPLE CAB,90-118MM + H/WARE | 01)PREFORMED LINE PRODUCTS,01)PSCCT-90-118,01)PREFORMED LINE PRODUCTS,01)PSCCT-90-118,EN_01)METAL,01)PLP,PSCCT-90-118,02)TRIPLE CAB,90-118MM + H/WAR | PSCCT-90-118 | 1068388 | PREFORMED LINE PRODUCTS (AUST) | PREFORMED LINE PRODUCTS (AUST) | PSCCT-90-118 | [5 empty] | https://preformed.com/au/images/pdfs/Energy/Substations/PLP_Australia/PLP_Substation_Cable_Clamps__Blocks.pdf | [10 empty] | Cleansed | 39121705 Cable clamp and staple | CLAMP | CABLE | TYPE |  | DIAMETER | 90 TO 118 MM | MATERIAL | METAL | MOUNTING TYPE |  | AFFIXING METHOD |  | COLOUR |  | HAZARD CLASS | CHECK | CERTIFICATION/STANDARD |  | ADDITIONAL FEATURES | TRIPLE CAB,+ H/WARE | [55 empty] | Production Completed
STP_009 - Lot4 | Data Enrichment | SMX | OK | 2023-07-21 | 2023-07-24 |  | 1253278 | 1253278 | EA | CLAMP,CBL;MTL,PLP,PUASCD5-16 | ABRAZADERA CABLE; | COLLIER-CABLE; | CLAMP,CABLE;MATERIAL:METAL,ADDITIONAL FEATURES EN:PLP,PUASCD5-16,DISCONNECT,TEE,M16 STUD | 01)PREFORMED LINE PRODUCTS,01)PUASCD5-16,01)PREFORMED LINE PRODUCTS,01)PUASCD5-16,EN_01)METAL,01)PLP,PUASCD5-16,02)DISCONNECT,TEE,M16 STUD | PUASCD5-16 | 1068388 | PREFORMED LINE PRODUCTS (AUST) | PREFORMED LINE PRODUCTS (AUST) | PUASCD5-16 | [5 empty] | URL NOT FOUND | [10 empty] | Cleansed | 39121705 Cable clamp and staple | CLAMP | CABLE | TYPE |  | DIAMETER |  | MATERIAL | METAL | MOUNTING TYPE |  | AFFIXING METHOD |  | COLOUR |  | HAZARD CLASS |  | CERTIFICATION/STANDARD |  | ADDITIONAL FEATURES | DISCONNECT,TEE,M16 STUD | [55 empty] | Production Completed
STP_009 - Lot4 | Data Enrichment | SMX | OK | 2023-07-21 | 2023-07-24 |  | 1253238 | 1253238 | EA | CLAMP,CBL;MTL,PLP,PU-RPX-SUSP-H1NC | ABRAZADERA CABLE; | COLLIER-CABLE; | CLAMP,CABLE;MATERIAL:METAL,ADDITIONAL FEATURES EN:PLP,PU-RPX-SUSP-H1NC,RPX,CABLE SUSPENSION,COATED | 01)PREFORMED LINE PRODUCTS,01)PU-RPX-SUSP-H1NC,01)PREFORMED LINE PRODUCTS,01)PU-RPX-SUSP-H1NC,EN_01)METAL,01)PLP,PU-RPX-SUSP-H1NC,02)RPX,CABLE SUSPENSION,COATED | PU-RPX-SUSP-H1NC | 1068388 | PREFORMED LINE PRODUCTS (AUST) | PREFORMED LINE PRODUCTS (AUST) | PU-RPX-SUSP-H1NC | [5 empty] | https://www.corning.com/optical-communications/worldwide/en/home/products/fiber-optic-cable/outdoor-cables/rpx.html | [10 empty] | Cleansed | 39121705 Cable clamp and staple | CLAMP | CABLE | TYPE | SUSPENSION | DIAMETER |  | MATERIAL | METAL | MOUNTING TYPE |  | AFFIXING METHOD |  | COLOUR |  | HAZARD CLASS |  | CERTIFICATION/STANDARD |  | ADDITIONAL FEATURES | RPX,COATED | [55 empty] | Production Completed
STP_009 - Lot4 | Data Enrichment | SMX | OK | 2023-07-21 | 2023-07-24 |  | 1253690 | 1253690 | EA | CLAMP,CBL;NYL,PLP,BCST-4035-3PA | ABRAZADERA CABLE; | COLLIER-CABLE; | CLAMP,CABLE;MATERIAL:NYLON,ADDITIONAL FEATURES EN:PLP,BCST-4035-3PA,LV,ABC,SERVICE CLAMP,CLOSED | 01)PREFORMED LINE PRODUCTS,01)BCST-4035-3PA,01)PREFORMED LINE PRODUCTS,01)BCST-4035-3PA,EN_01)NYLON,01)PLP,BCST-4035-3PA,02)LV,ABC,SERVICE CLAMP,CLOSED | BCST-4035-3PA | 1068388 | PREFORMED LINE PRODUCTS (AUST) | PREFORMED LINE PRODUCTS (AUST) | BCST-4035-3PA | [5 empty] | https://www.tradezone.com.au/product/sicame-4-x-35mm-service-strain-clamp-closed-eye-plastic-20295.html | [10 empty] | Cleansed | 39121705 Cable clamp and staple | CLAMP | CABLE | TYPE |  | DIAMETER |  | MATERIAL | NYLON | MOUNTING TYPE |  | AFFIXING METHOD |  | COLOUR |  | HAZARD CLASS |  | CERTIFICATION/STANDARD |  | ADDITIONAL FEATURES | LV,ABC,SERVICE CLAMP,CLOSED | [55 empty] | Production Completed
STP_009 - Lot4 | Data Enrichment | SMX | OK | 2023-07-21 | 2023-07-24 |  | 1253328 | 1253328 | EA | CLAMP,CBL;NYL,PLP,BCST-4035-3PA-NP | ABRAZADERA CABLE; | COLLIER-CABLE; | CLAMP,CABLE;MATERIAL:NYLON,ADDITIONAL FEATURES EN:PLP,BCST-4035-3PA-NP,ABC,SERVICE,HOUSE END | 01)PREFORMED LINE PRODUCTS,01)BCST-4035-3PA-NP,01)PREFORMED LINE PRODUCTS,01)BCST-4035-3PA-NP,EN_01)NYLON,01)PLP,BCST-4035-3PA-NP,02)ABC,SERVICE,HOUSE END | BCST-4035-3PA-NP | 1068388 | PREFORMED LINE PRODUCTS (AUST) | PREFORMED LINE PRODUCTS (AUST) | BCST-4035-3PA-NP | [5 empty] | https://myshopngo.com.au/product/bcst-4035-3p-bolted-service-strain-clamp-nylon-open-hook/ | [10 empty] | Cleansed | 39121705 Cable clamp and staple | CLAMP | CABLE | TYPE |  | DIAMETER |  | MATERIAL | NYLON | MOUNTING TYPE |  | AFFIXING METHOD |  | COLOUR |  | HAZARD CLASS |  | CERTIFICATION/STANDARD |  | ADDITIONAL FEATURES | ABC,SERVICE,HOUSE END | [55 empty] | Production Completed
STP_009 - Lot4 | Data Enrichment | SMX | OK | 2023-07-21 | 2023-07-24 |  | 1253327 | 1253327 | EA | CLAMP,CBL;NYL,PLP,BCST-4035-3P-NP | ABRAZADERA CABLE; | COLLIER-CABLE; | CLAMP,CABLE;MATERIAL:NYLON,ADDITIONAL FEATURES EN:PLP,BCST-4035-3P-NP,ABC,SERVICE,POLE END | 01)PREFORMED LINE PRODUCTS,01)BCST-4035-3P-NP,01)PREFORMED LINE PRODUCTS,01)BCST-4035-3P-NP,EN_01)NYLON,01)PLP,BCST-4035-3P-NP,02)ABC,SERVICE,POLE END | BCST-4035-3P-NP | 1068388 | PREFORMED LINE PRODUCTS (AUST) | PREFORMED LINE PRODUCTS (AUST) | BCST-4035-3P-NP | [5 empty] | https://myshopngo.com.au/product/bcst-4035-3p-bolted-service-strain-clamp-nylon-open-hook/ | [10 empty] | Cleansed | 39121705 Cable clamp and staple | CLAMP | CABLE | TYPE |  | DIAMETER |  | MATERIAL | NYLON | MOUNTING TYPE |  | AFFIXING METHOD |  | COLOUR |  | HAZARD CLASS |  | CERTIFICATION/STANDARD |  | ADDITIONAL FEATURES | ABC,SERVICE,POLE END | [55 empty] | Production Completed
STP_009 - Lot4 | Data Enrichment | SMX | OK | 2023-07-21 | 2023-07-24 |  | 1279177 | 1279177 | EA | CLAMP,CBL;PREFORMED TERMINATION |  |  | CLAMP,CABLE;TYPE:PREFORMED TERMINATION,ADDITIONAL FEATURES EN:FT, 7/2.75 SC/GZ, (P20) (SCM),MNFR:01)ENERGYQLD,PTNO:01)429378 | 01)ENERGYQLD,01)429378,PREFORMED TERMINATION,01)FT, 7/2.75 SC/GZ, (P20) (SC |  |  | ENERGYQLD | ENERGYQLD | 429378 | [5 empty] | URL NOT FOUND | [10 empty] | Cleansed | 39121705 Cable clamp and staple | CLAMP | CABLE | TYPE | PREFORMED TERMINATION | DIAMETER |  | MATERIAL |  | MOUNTING TYPE |  | AFFIXING METHOD |  | COLOUR |  | HAZARD CLASS |  | CERTIFICATION/STANDARD |  | ADDITIONAL FEATURES | [56 empty] | Production Completed
STP_009 - Lot4 | Data Enrichment | SMX | OK | 2023-07-21 | 2023-07-24 |  | 1279433 | 1279433 | EA | CLAMP,CBL;PREFORMED TERMINATION,BLUE |  |  | CLAMP,CABLE;TYPE:PREFORMED TERMINATION,COLOUR:BLUE,ADDITIONAL FEATURES EN:FT, 7/2.50 AAC (LEO) 7/2.50 AAAC (CHLORINE) (P5,MNFR:01) ENERGYQLD,PTNO:01)2404033 | 01)ENERGYQLD,01)2404033,PREFORMED TERMINATION,BLUE,01)FT, 7/2.50 AAC (LEO) 7/2.50 |  |  | ENERGYQLD | ENERGYQLD | 2404033 | [5 empty] | URL NOT FOUND | [10 empty] | Cleansed | 39121705 Cable clamp and staple | CLAMP | CABLE | TYPE | PREFORMED TERMINATION | DIAMETER |  | MATERIAL |  | MOUNTING TYPE |  | AFFIXING METHOD |  | COLOUR | BLUE | HAZARD CLASS |  | CERTIFICATION/STANDARD |  | ADDITIONAL FEATURES | [56 empty] | Production Completed
STP_009 - Lot4 | Data Enrichment | SMX | OK | 2023-07-21 | 2023-07-24 |  | 1279453 | 1279453 | EA | CLAMP,CBL;PREFORMED TERMINATION,BLUE |  |  | CLAMP,CABLE;TYPE:PREFORMED TERMINATION,COLOUR:BLUE,ADDITIONAL FEATURES EN:FT, 6/4.75+7/1.60 ACSR/GZ (CHERRY), (SCM) (P20),MNFR:01) ENERGYQLD,PTNO:01)429157 | 01)ENERGYQLD,01)429157,PREFORMED TERMINATION,BLUE,01)FT, 6/4.75+7/1.60 ACSR/GZ ( |  |  | ENERGYQLD | ENERGYQLD | 429157 | [5 empty] | URL NOT FOUND | [10 empty] | Cleansed | 39121705 Cable clamp and staple | CLAMP | CABLE | TYPE | PREFORMED TERMINATION | DIAMETER |  | MATERIAL |  | MOUNTING TYPE |  | AFFIXING METHOD |  | COLOUR | BLUE | HAZARD CLASS |  | CERTIFICATION/STANDARD |  | ADDITIONAL FEATURES | [56 empty] | Production Completed
STP_009 - Lot4 | Data Enrichment | SMX | OK | 2023-07-21 | 2023-07-24 |  | 1279201 | 1279201 | EA | CLAMP,CBL;PREFORMED TERMINATION,BLUE |  |  | CLAMP,CABLE;TYPE:PREFORMED TERMINATION,COLOUR:BLUE,ADDITIONAL FEATURES EN:FT, 19/4.75 AAC AND AAAC (P10),MNFR:01)ENERGYQLD,PTNO:01) | 01)ENERGYQLD,01)2401283,PREFORMED TERMINATION,BLUE,01)FT, 19/4.75 AAC & AAAC (P10 |  |  | ENERGYQLD | ENERGYQLD | [6 empty] | URL NOT FOUND | [10 empty] | Cleansed | 39121705 Cable clamp and staple | CLAMP | CABLE | TYPE | PREFORMED TERMINATION | DIAMETER |  | MATERIAL |  | MOUNTING TYPE |  | AFFIXING METHOD |  | COLOUR | BLUE | HAZARD CLASS |  | CERTIFICATION/STANDARD |  | ADDITIONAL FEATURES | [56 empty] | Production Completed
STP_009 - Lot4 | Data Enrichment | SMX | OK | 2023-07-21 | 2023-07-24 |  | 1279325 | 1279325 | EA | CLAMP,CBL;PREFORMED TERMINATION,BLUE |  |  | CLAMP,CABLE;TYPE:PREFORMED TERMINATION,COLOUR:BLUE,ADDITIONAL FEATURES EN:FT, 7/4.75 AAC AND AAAC, (P20) (SCM),MNFR:01)ENERGYQLD, PT | 01)ENERGYQLD,01)430104,PREFORMED TERMINATION,BLUE,01)FT, 7/4.75 AAC & AAAC, (P20 |  |  | ENERGYQLD | ENERGYQLD | [6 empty] | URL NOT FOUND | [10 empty] | Cleansed | 39121705 Cable clamp and staple | CLAMP | CABLE | TYPE | PREFORMED TERMINATION | DIAMETER |  | MATERIAL |  | MOUNTING TYPE |  | AFFIXING METHOD |  | COLOUR | BLUE | HAZARD CLASS |  | CERTIFICATION/STANDARD |  | ADDITIONAL FEATURES | [56 empty] | Production Completed
STP_009 - Lot4 | Data Enrichment | SMX | OK | 2023-07-21 | 2023-07-24 |  | 1279222 | 1279222 | EA | CLAMP,CBL;PREFORMED TERMINATION,RED |  |  | CLAMP,CABLE;TYPE:PREFORMED TERMINATION,COLOUR:RED,ADDITIONAL FEATURES EN:FT, 7/3.00 AAC AND AAAC, (P40) (SCM),MNFR:01)ENERGYQLD, PTN | 01)ENERGYQLD,01)429033,PREFORMED TERMINATION,RED,01)FT, 7/3.00 AAC & AAAC, (P40 |  |  | ENERGYQLD | ENERGYQLD | [6 empty] | URL NOT FOUND | [10 empty] | Cleansed | 39121705 Cable clamp and staple | CLAMP | CABLE | TYPE | PREFORMED TERMINATION | DIAMETER |  | MATERIAL |  | MOUNTING TYPE |  | AFFIXING METHOD |  | COLOUR | RED | HAZARD CLASS |  | CERTIFICATION/STANDARD |  | ADDITIONAL FEATURES | [56 empty] | Production Completed
STP_009 - Lot4 | Data Enrichment | SMX | OK | 2023-07-21 | 2023-07-24 |  | 1279235 | 1279235 | EA | CLAMP,CBL;PREFORMED TERMINATION,RED |  |  | CLAMP,CABLE;TYPE:PREFORMED TERMINATION,COLOUR:RED,ADDITIONAL FEATURES EN:FT, 37/3.00 AAC AND AAAC (P5),MNFR:01)ENERGYQLD,PTNO:01) 42 | 01)ENERGYQLD,01)429092,PREFORMED TERMINATION,RED,01)FT, 37/3.00 AAC & AAAC (P5) |  |  | ENERGYQLD | ENERGYQLD | 42 | [5 empty] | URL NOT FOUND | [10 empty] | Cleansed | 39121705 Cable clamp and staple | CLAMP | CABLE | TYPE | PREFORMED TERMINATION | DIAMETER |  | MATERIAL |  | MOUNTING TYPE |  | AFFIXING METHOD |  | COLOUR | RED | HAZARD CLASS |  | CERTIFICATION/STANDARD |  | ADDITIONAL FEATURES | [56 empty] | Production Completed
STP_009 - Lot4 | Data Enrichment | SMX | OK | 2023-07-21 | 2023-07-24 |  | 1279543 | 1279543 | EA | CLAMP,CBL;PREFORMED TERMINATION,RED,) |  |  | CLAMP,CABLE;TYPE:PREFORMED TERMINATION,COLOUR:RED,ADDITIONAL FEATURES EN:FT, 6/1/3.00 ACSR/GZ (APPLE) 4/3/3.00 ACSR/GZ,),MNFR:01) ENERGYQLD,PTNO:01)429173 | 01)ENERGYQLD,01)429173,PREFORMED TERMINATION,RED,01)FT, 6/1/3.00 ACSR/GZ (APPLE,02)) |  |  | ENERGYQLD | ENERGYQLD | 429173 | [5 empty] | URL NOT FOUND | [10 empty] | Cleansed | 39121705 Cable clamp and staple | CLAMP | CABLE | TYPE | PREFORMED TERMINATION | DIAMETER |  | MATERIAL |  | MOUNTING TYPE |  | AFFIXING METHOD |  | COLOUR | RED | HAZARD CLASS |  | CERTIFICATION/STANDARD |  | ADDITIONAL FEATURES | [56 empty] | Production Completed
STP_009 - Lot4 | Data Enrichment | SMX | OK | 2023-07-21 | 2023-07-24 |  | 1279474 | 1279474 | EA | CLAMP,CBL;PREFORMED TERMINATION,STL |  |  | CLAMP,CABLE;TYPE:PREFORMED TERMINATION,MATERIAL:STEEL,ADDITIONAL FEATURES EN:FT, 3/2.75 SC/GZ, 3/12 (P50) (SCM),MNFR:01)ENERGYQLD, PTNO:01)429351 | 01)ENERGYQLD,01)429351,PREFORMED TERMINATION,EN_01)STEEL,01)FT, 3/2.75 SC/GZ, 3/12 (P50 |  |  | ENERGYQLD | ENERGYQLD | 429351 | [5 empty] | URL NOT FOUND | [10 empty] | Cleansed | 39121705 Cable clamp and staple | CLAMP | CABLE | TYPE | PREFORMED TERMINATION | DIAMETER |  | MATERIAL | STEEL | MOUNTING TYPE |  | AFFIXING METHOD |  | COLOUR |  | HAZARD CLASS |  | CERTIFICATION/STANDARD |  | ADDITIONAL FEATURES | [56 empty] | Production Completed
STP_009 - Lot4 | Data Enrichment | SMX | OK | 2023-07-21 | 2023-07-24 |  | 1279140 | 1279140 | EA | CLAMP,CBL;PREFORMED TERMINATION,WHITE |  |  | CLAMP,CABLE;TYPE:PREFORMED TERMINATION,COLOUR:WHITE,ADDITIONAL FEATURES EN:FT, 19/2.75 SC/GZ, FOR USE ON GY4 INSULATOR, (S,MNFR: 01)ENERGYQLD,PTNO:01)429394 | 01)ENERGYQLD,01)429394,PREFORMED TERMINATION,WHITE,01)FT, 19/2.75 SC/GZ, FOR USE |  |  | ENERGYQLD | ENERGYQLD | 429394 | [5 empty] | URL NOT FOUND | [10 empty] | Cleansed | 39121705 Cable clamp and staple | CLAMP | CABLE | TYPE | PREFORMED TERMINATION | DIAMETER |  | MATERIAL |  | MOUNTING TYPE |  | AFFIXING METHOD |  | COLOUR | WHITE | HAZARD CLASS |  | CERTIFICATION/STANDARD |  | ADDITIONAL FEATURES | [56 empty] | Production Completed
STP_009 - Lot4 | Data Enrichment | SMX | OK | 2023-07-21 | 2023-07-24 |  | 1279200 | 1279200 | EA | CLAMP,CBL;PREFORMED TERMINATION,YELLOW |  |  | CLAMP,CABLE;TYPE:PREFORMED TERMINATION,COLOUR:YELLOW,ADDITIONAL FEATURES EN:FT, 19/.083 HDBC (IMP) (P20),MNFR:01)ENERGYQLD,PTNO: 01)429246 | 01)ENERGYQLD,01)429246,PREFORMED TERMINATION,YELLOW,01)FT, 19/.083 HDBC (IMP) (P20 |  |  | ENERGYQLD | ENERGYQLD | 429246 | [5 empty] | URL NOT FOUND | [10 empty] | Cleansed | 39121705 Cable clamp and staple | CLAMP | CABLE | TYPE | PREFORMED TERMINATION | DIAMETER |  | MATERIAL |  | MOUNTING TYPE |  | AFFIXING METHOD |  | COLOUR | YELLOW | HAZARD CLASS |  | CERTIFICATION/STANDARD |  | ADDITIONAL FEATURES | [56 empty] | Production Completed
STP_009 - Lot4 | Data Enrichment | SMX | OK | 2023-07-21 | 2023-07-24 |  | 1236683 | 1236683 | EA | CLAMP,PIPE REPR;113-120 MM,LG 150 MM,SS |  |  | CLAMP,PIPE REPAIR;PIPE SIZE:113-120 MM,LENGTH:150 MM,MATERIAL:STAINLESS STEEL,ADDITIONAL FEATURES EN:NB100,MNFR:01)MRCGLOB,PTNO: 01)1000067692 | 01)MRCGLOB,01)1000067692,113-120 MM,150 MM,EN_01)STAINLESS STEEL,01)NB100 |  |  | MRCGLOB | MRCGLOB | 1000067692 | [5 empty] | Url Not Found | [10 empty] | Cleansed | 40173800 Pipe repair clamps | CLAMP | PIPE REPAIR | TYPE |  | PIPE SIZE | 113 TO 120 MM | LENGTH | 150 MM | MATERIAL | STAINLESS STEEL | COATING/FINISH |  | LINER MATERIAL |  | PRESSURE RATING |  | TEMPERATURE RATING |  | HAZARD CLASS |  | CERTIFICATION/STANDARD |  | ADDITIONAL FEATURES | NOMINAL BORE(NB):100 MM | [51 empty] | Production Completed
STP_009 - Lot4 | Data Enrichment | SMX | OK | 2023-07-21 | 2023-07-24 |  | 1236682 | 1236682 | EA | CLAMP,PIPE REPR;167-177 MM,LG 190 MM,SS |  |  | CLAMP,PIPE REPAIR;PIPE SIZE:167-177 MM,LENGTH:190 MM,MATERIAL:STAINLESS STEEL,ADDITIONAL FEATURES EN:NB150,MNFR:01)MRCGLOB,PTNO: 01)1000338457 | 01)MRCGLOB,01)1000338457,167-177 MM,190 MM,EN_01)STAINLESS STEEL,01)NB150 |  |  | MRCGLOB | MRCGLOB | 1000338457 | [5 empty] | Url Not Found | [10 empty] | Cleansed | 40173800 Pipe repair clamps | CLAMP | PIPE REPAIR | TYPE |  | PIPE SIZE | 167 TO 177 MM | LENGTH | 190 MM | MATERIAL | STAINLESS STEEL | COATING/FINISH |  | LINER MATERIAL |  | PRESSURE RATING |  | TEMPERATURE RATING |  | HAZARD CLASS |  | CERTIFICATION/STANDARD |  | ADDITIONAL FEATURES | NOMINAL BORE(NB):150 MM | [51 empty] | Production Completed
STP_009 - Lot4 | Data Enrichment | SMX | OK | 2023-07-21 | 2023-07-24 | Url Only For Refference | 1358621 | 1358621 | EA | CLAMP,PIPE REPR;225-235 MM,LG 200 MM,SS |  |  | CLAMP,PIPE REPAIR;PIPE SIZE:225-235 MM,LENGTH:200 MM,MATERIAL:STAINLESS STEEL,MNFR:01)BUTLER,PTNO:01)225-235X200MMS/SPIPE REPAIR | 01)BUTLER,01)225-235X200MMS/SPIPE REPAIR,225-235 MM,200 MM,EN_01)STAINLESS STEEL |  |  | BUTLER | BUTLER | 225-235X200MMS/S | [5 empty] | https://www.avkcivil.com.au/en-AU/product-finder/repair-clamps-and-tapping-saddles/repair-clamps/748-92-001 | [10 empty] | Cleansed | 40173800 Pipe repair clamps | CLAMP | PIPE REPAIR | TYPE |  | PIPE SIZE | 225 TO 235 MM | LENGTH | 200 MM | MATERIAL | STAINLESS STEEL | COATING/FINISH |  | LINER MATERIAL |  | PRESSURE RATING |  | TEMPERATURE RATING |  | HAZARD CLASS |  | CERTIFICATION/STANDARD |  | ADDITIONAL FEATURES | [52 empty] | Production Completed
STP_009 - Lot4 | Data Enrichment | SMX | OK | 2023-07-21 | 2023-07-24 |  | 1358619 | 1358619 | EA | CLAMP,PIPE REPR;330-360 MM,LG 400 MM,SS |  |  | CLAMP,PIPE REPAIR;PIPE SIZE:330-360 MM,LENGTH:400 MM,MATERIAL:STAINLESS STEEL,MNFR:01)BUTLER,PTNO:01)330-360X400 | 01)BUTLER,01)330-360X400,330-360 MM,400 MM,EN_01)STAINLESS STEEL |  |  | BUTLER | BUTLER | 330-360X400 | [5 empty] | Url Not Found | [10 empty] | Cleansed | 40173800 Pipe repair clamps | CLAMP | PIPE REPAIR | TYPE |  | PIPE SIZE | 330 TO 360 MM | LENGTH | 400 MM | MATERIAL | STAINLESS STEEL | COATING/FINISH |  | LINER MATERIAL |  | PRESSURE RATING |  | TEMPERATURE RATING |  | HAZARD CLASS |  | CERTIFICATION/STANDARD |  | ADDITIONAL FEATURES | [52 empty] | Production Completed
STP_009 - Lot4 | Data Enrichment | SMX | OK | 2023-07-21 | 2023-07-24 |  | 1365372 | 1365372 | EA | CLAMP,PIPE REPR;385-410 MM,LG 300 MM,SS |  |  | CLAMP,PIPE REPAIR;PIPE SIZE:385-410 MM,LENGTH:300 MM,MATERIAL:STAINLESS STEEL,MNFR:01)BUTLER,PTNO:01)S385-410X300Q2 | 01)BUTLER,01)S385-410X300Q2,385-410 MM,300 MM,EN_01)STAINLESS STEEL |  |  | BUTLER | BUTLER | S385-410X300Q2 | [5 empty] | Url Not Found | [10 empty] | Cleansed | 40173800 Pipe repair clamps | CLAMP | PIPE REPAIR | TYPE |  | PIPE SIZE | 385 TO 410 MM | LENGTH | 300 MM | MATERIAL | STAINLESS STEEL | COATING/FINISH |  | LINER MATERIAL |  | PRESSURE RATING |  | TEMPERATURE RATING |  | HAZARD CLASS |  | CERTIFICATION/STANDARD |  | ADDITIONAL FEATURES | [52 empty] | Production Completed
STP_009 - Lot4 | Data Enrichment | SMX | OK | 2023-07-21 | 2023-07-24 |  | 1358815 | 1358815 | EA | CLAMP,PIPE REPR;440-460 MM,LG 400 MM,SS |  |  | CLAMP,PIPE REPAIR;PIPE SIZE:440-460 MM,LENGTH:400 MM,MATERIAL:STAINLESS STEEL,MNFR:01)BUTLER,PTNO:01)S440-460X400Q2 | 01)BUTLER,01)S440-460X400Q2,440-460 MM,400 MM,EN_01)STAINLESS STEEL |  |  | BUTLER | BUTLER | S440-460X400Q2 | [5 empty] | Url Not Found | [10 empty] | Cleansed | 40173800 Pipe repair clamps | CLAMP | PIPE REPAIR | TYPE |  | PIPE SIZE | 440 TO 460 MM | LENGTH | 400 MM | MATERIAL | STAINLESS STEEL | COATING/FINISH |  | LINER MATERIAL |  | PRESSURE RATING |  | TEMPERATURE RATING |  | HAZARD CLASS |  | CERTIFICATION/STANDARD |  | ADDITIONAL FEATURES | [52 empty] | Production Completed
STP_009 - Lot4 | Data Enrichment | SMX | OK | 2023-07-21 | 2023-07-24 |  | 1381924 | 1381924 | EA | CLAMP,PIPE REPR;490-520 MM,LG 400 MM,SS |  |  | CLAMP,PIPE REPAIR;PIPE SIZE:490-520 MM,LENGTH:400 MM,MATERIAL:STAINLESS STEEL,MNFR:01)BUTLER,PTNO:01)S490-520X400Q2 | 01)BUTLER,01)S490-520X400Q2,490-520 MM,400 MM,EN_01)STAINLESS STEEL |  |  | BUTLER | BUTLER | S490-520X400Q2 | [5 empty] | Url Not Found | [10 empty] | Cleansed | 40173800 Pipe repair clamps | CLAMP | PIPE REPAIR | TYPE |  | PIPE SIZE | 490 TO 520 MM | LENGTH | 400 MM | MATERIAL | STAINLESS STEEL | COATING/FINISH |  | LINER MATERIAL |  | PRESSURE RATING |  | TEMPERATURE RATING |  | HAZARD CLASS |  | CERTIFICATION/STANDARD |  | ADDITIONAL FEATURES | [52 empty] | Production Completed
STP_009 - Lot4 | Data Enrichment | SMX | OK | 2023-07-21 | 2023-07-24 | Url Based On Type | 1236688 | 1236688 | EA | CLAMP,PIPE REPR;60-67 MM,LG 150 MM,SS |  |  | CLAMP,PIPE REPAIR;PIPE SIZE:60-67 MM,LENGTH:150 MM,MATERIAL:STAINLESS STEEL,ADDITIONAL FEATURES EN:NB2 IN, TYPE FS10,MNFR:01) MRCGLOB,PTNO:01)1000341733 | 01)MRCGLOB,01)1000341733,60-67 MM,150 MM,EN_01)STAINLESS STEEL,01)NB2 IN, TYPE FS10 |  |  | MRCGLOB | MRCGLOB | 1000341733 | [5 empty] | https://www.avkvalves.eu/en/product-finder/repair-clamps-tapping-saddles-and-encapsulation-collars/repair-clamps-and-encapsulation-collars/748-01-1214 | [10 empty] | Enriched | 40173800 Pipe repair clamps | CLAMP | PIPE REPAIR | TYPE |  | PIPE SIZE | 60 TO 67 MM | LENGTH | 150 MM | MATERIAL | STAINLESS STEEL | COATING/FINISH |  | LINER MATERIAL |  | PRESSURE RATING | 16 BAR | TEMPERATURE RATING | -40 TO 120 DEG C | HAZARD CLASS |  | CERTIFICATION/STANDARD |  | ADDITIONAL FEATURES | NOMINAL BORE(NB):2 IN,TYPE:FS10 | [51 empty] | Production Completed
STP_009 - Lot4 | Data Enrichment | SMX | OK | 2023-07-21 | 2023-07-24 |  | 1291824 | 1291824 | EA | CLAMP,PIPE REPR;87-93 MM,LG 150 MM,NB75 |  |  | CLAMP,PIPE REPAIR;PIPE SIZE:87-93 MM,LENGTH:150 MM,MATERIAL:INNER RUBBER, OUTER STAINLESS STEEL,ADDITIONAL FEATURES EN:NB75,MNFR: 01)MRCGLOB,PTNO:01)1000341734 | 01)MRCGLOB,01)1000341734,87-93 MM,150 MM,EN_01)INNER RUBBER, OUTER STAI,01)NB75 |  |  | MRCGLOB | MRCGLOB | 1000341734 | [5 empty] | Url Not Found | [10 empty] | Cleansed | 40173800 Pipe repair clamps | CLAMP | PIPE REPAIR | TYPE |  | PIPE SIZE | 87 TO 93 MM | LENGTH | 150 MM | MATERIAL | INNER RUBBER,OUTER STAINLESS STEEL | COATING/FINISH |  | LINER MATERIAL |  | PRESSURE RATING |  | TEMPERATURE RATING |  | HAZARD CLASS |  | CERTIFICATION/STANDARD |  | ADDITIONAL FEATURES | NOMINAL BORE(NB):75 MM | [51 empty] | Production Completed
STP_009 - Lot4 | Data Enrichment | SMX | OK | 2023-07-21 | 2023-07-24 |  | 1296712 | 1296712 | EA | CLAMP,PIPE REPR;COUPLING |  |  | CLAMP,PIPE REPAIR;TYPE:COUPLING,ADDITIONAL FEATURES EN:TUYERE CLAMP,DRAWING REVISION: A,MNFR:01)MIMDWG,PTNO:01)148-6-371/ , | 01)MIMDWG,01)148-6-371/ ,COUPLING,01)TUYERE CLAMP,DRAWING REVISI |  |  | MIMDWG | MIMDWG | 148-6-371 | [5 empty] | Url Not Found | [6 empty] | REV A |  |  |  | Cleansed | 40173800 Pipe repair clamps | CLAMP | PIPE REPAIR | TYPE | COUPLING,TUYERE | PIPE SIZE |  | LENGTH |  | MATERIAL |  | COATING/FINISH |  | LINER MATERIAL |  | PRESSURE RATING |  | TEMPERATURE RATING |  | HAZARD CLASS |  | CERTIFICATION/STANDARD |  | ADDITIONAL FEATURES | [52 empty] | Production Completed
STP_009 - Lot4 | Data Enrichment | SMX | OK | 2023-07-21 | 2023-07-24 |  | 1291854 | 1291854 | EA | CLAMP,PIPE REPR;COUPLING,1/2 IN |  |  | CLAMP,PIPE REPAIR;TYPE:COUPLING,PIPE SIZE:1/2 IN,MNFR:01)MTISASUP,PTNO:01)VPC1/2 | 01)MTISASUP,01)VPC1/2,COUPLING,1/2 IN |  |  | MTISASUP | MTISASUP | VPC1/2 | [5 empty] | Url Not Found | [10 empty] | Cleansed | 40173800 Pipe repair clamps | CLAMP | PIPE REPAIR | TYPE | COUPLING | PIPE SIZE | 1/2 IN | LENGTH |  | MATERIAL |  | COATING/FINISH |  | LINER MATERIAL |  | PRESSURE RATING |  | TEMPERATURE RATING |  | HAZARD CLASS |  | CERTIFICATION/STANDARD |  | ADDITIONAL FEATURES | [52 empty] | Production Completed
STP_009 - Lot4 | Data Enrichment | SMX | OK | 2023-07-21 | 2023-07-24 |  | 1291865 | 1291865 | EA | CLAMP,PIPE REPR;COUPLING,1/2 IN,STD |  |  | CLAMP,PIPE REPAIR;TYPE:COUPLING,PIPE SIZE:1/2 IN,ADDITIONAL FEATURES EN:STANDARD,MNFR:01)MIMS,PTNO:01)MFP5070021000001 | 01)MIMS,01)MFP5070021000001,COUPLING,1/2 IN,01)STANDARD |  |  | MIMS | MIMS | MFP5070021000001 | [5 empty] | Url Not Found | [10 empty] | Cleansed | 40173800 Pipe repair clamps | CLAMP | PIPE REPAIR | TYPE | COUPLING | PIPE SIZE | 1/2 IN | LENGTH |  | MATERIAL |  | COATING/FINISH |  | LINER MATERIAL |  | PRESSURE RATING |  | TEMPERATURE RATING |  | HAZARD CLASS |  | CERTIFICATION/STANDARD |  | ADDITIONAL FEATURES | STANDARD | [51 empty] | Production Completed
STP_009 - Lot4 | Data Enrichment | SMX | OK | 2023-07-21 | 2023-07-24 |  | 1291852 | 1291852 | EA | CLAMP,PIPE REPR;COUPLING,1-1/2 IN |  |  | CLAMP,PIPE REPAIR;TYPE:COUPLING,PIPE SIZE:1-1/2 IN,MNFR:01)MRCGLOB,PTNO:01)1000341738 | 01)MRCGLOB,01)1000341738,COUPLING,1-1/2 IN |  |  | MRCGLOB | MRCGLOB | 1000341738 | [5 empty] | Url Not Found | [10 empty] | Cleansed | 40173800 Pipe repair clamps | CLAMP | PIPE REPAIR | TYPE | COUPLING | PIPE SIZE | 1-1/2 IN | LENGTH |  | MATERIAL |  | COATING/FINISH |  | LINER MATERIAL |  | PRESSURE RATING |  | TEMPERATURE RATING |  | HAZARD CLASS |  | CERTIFICATION/STANDARD |  | ADDITIONAL FEATURES | [52 empty] | Production Completed
STP_009 - Lot4 | Data Enrichment | SMX | OK | 2023-07-21 | 2023-07-24 |  | 1233609 | 1233609 | EA | CLAMP,PIPE REPR;COUPLING,2 IN |  |  | CLAMP,PIPE REPAIR;TYPE:COUPLING,PIPE SIZE:2 IN,MNFR:01)MIMS,PTNO:01)M-VPC2 | 01)MIMS,01)M-VPC2,COUPLING,2 IN |  |  | MIMS | MIMS | M-VPC2 | [5 empty] | Url Not Found | [10 empty] | Cleansed | 40173800 Pipe repair clamps | CLAMP | PIPE REPAIR | TYPE | COUPLING | PIPE SIZE | 2 IN | LENGTH |  | MATERIAL |  | COATING/FINISH |  | LINER MATERIAL |  | PRESSURE RATING |  | TEMPERATURE RATING |  | HAZARD CLASS |  | CERTIFICATION/STANDARD |  | ADDITIONAL FEATURES | [52 empty] | Production Completed
STP_009 - Lot4 | Data Enrichment | SMX | OK | 2023-07-21 | 2023-07-24 |  | 1301304 | 1301304 | EA | CLAMP,PIPE REPR;COUPLING,2 IN,STD |  |  | CLAMP,PIPE REPAIR;TYPE:COUPLING,PIPE SIZE:2 IN,ADDITIONAL FEATURES EN:STANDARD,MNFR:01)MIMS,PTNO:01)MFP5070060000001 | 01)MIMS,01)MFP5070060000001,COUPLING,2 IN,01)STANDARD |  |  | MIMS | MIMS | MFP5070060000001 | [5 empty] | Url Not Found | [10 empty] | Cleansed | 40173800 Pipe repair clamps | CLAMP | PIPE REPAIR | TYPE | COUPLING | PIPE SIZE | 2 IN | LENGTH |  | MATERIAL |  | COATING/FINISH |  | LINER MATERIAL |  | PRESSURE RATING |  | TEMPERATURE RATING |  | HAZARD CLASS |  | CERTIFICATION/STANDARD |  | ADDITIONAL FEATURES | STANDARD | [51 empty] | Production Completed
STP_009 - Lot4 | Data Enrichment | SMX | OK | 2023-07-21 | 2023-07-24 |  | 1291864 | 1291864 | EA | CLAMP,PIPE REPR;COUPLING,3/4 IN,STD |  |  | CLAMP,PIPE REPAIR;TYPE:COUPLING,PIPE SIZE:3/4 IN,ADDITIONAL FEATURES EN:STANDARD,MNFR:01)MIMS,PTNO:01)MFP5070026000001 | 01)MIMS,01)MFP5070026000001,COUPLING,3/4 IN,01)STANDARD |  |  | MIMS | MIMS | MFP5070026000001 | [5 empty] | Url Not Found | [10 empty] | Cleansed | 40173800 Pipe repair clamps | CLAMP | PIPE REPAIR | TYPE | COUPLING | PIPE SIZE | 3/4 IN | LENGTH |  | MATERIAL |  | COATING/FINISH |  | LINER MATERIAL |  | PRESSURE RATING |  | TEMPERATURE RATING |  | HAZARD CLASS |  | CERTIFICATION/STANDARD |  | ADDITIONAL FEATURES | STANDARD | [51 empty] | Production Completed
STP_009 - Lot4 | Data Enrichment | SMX | OK | 2023-07-21 | 2023-07-24 |  | 1316984 | 1316984 | EA | CLAMP,PIPE REPR;COUPLING,33.7 MM |  |  | CLAMP,PIPE REPAIR;TYPE:COUPLING,PIPE SIZE:33.7 MM,ADDITIONAL FEATURES EN:BORE SIZE, 1IN,MNFR:01)MIMS,PTNO:01)M-VPC1 | 01)MIMS,01)M-VPC1,COUPLING,33.7 MM,01)BORE SIZE, 1IN |  |  | MIMS | MIMS | M-VPC1 | [5 empty] | Url Not Found | [10 empty] | Cleansed | 40173800 Pipe repair clamps | CLAMP | PIPE REPAIR | TYPE | COUPLING | PIPE SIZE | 33.7 MM | LENGTH |  | MATERIAL |  | COATING/FINISH |  | LINER MATERIAL |  | PRESSURE RATING |  | TEMPERATURE RATING |  | HAZARD CLASS |  | CERTIFICATION/STANDARD |  | ADDITIONAL FEATURES | NOMINAL BORE(NB):1 IN | [51 empty] | Production Completed
STP_009 - Lot4 | Data Enrichment | SMX | OK | 2023-07-21 | 2023-07-24 |  | 1348045 | 1348045 | EA | CLAMP,PIPE REPR;COUPLING,DISCH |  |  | CLAMP,PIPE REPAIR;TYPE:COUPLING,ADDITIONAL FEATURES EN:DISCHARGE,MNFR:01)GALIGHER,PTNO:01)4SAM1156 | 01)GALIGHER,01)4SAM1156,COUPLING,01)DISCHARGE |  |  | GALIGHER | GALIGHER | 4SAM1156 | [5 empty] | Url Not Found | [10 empty] | Cleansed | 40173800 Pipe repair clamps | CLAMP | PIPE REPAIR | TYPE | COUPLING,DISCHARGE | PIPE SIZE |  | LENGTH |  | MATERIAL |  | COATING/FINISH |  | LINER MATERIAL |  | PRESSURE RATING |  | TEMPERATURE RATING |  | HAZARD CLASS |  | CERTIFICATION/STANDARD |  | ADDITIONAL FEATURES | [52 empty] | Production Completed
STP_009 - Lot4 | Data Enrichment | SMX | OK | 2023-07-21 | 2023-07-24 |  | 1291796 | 1291796 | EA | CLAMP,PIPE REPR;INNER RUBBER, OUTER STAI |  |  | CLAMP,PIPE REPAIR;MATERIAL:INNER RUBBER, OUTER STAINLESS STEEL,ADDITIONAL FEATURES EN:FSC 2 IN X 3 IN,MNFR:01)MRCGLOB,PTNO:01) 1000341710 | 01)MRCGLOB,01)1000341710,EN_01)INNER RUBBER, OUTER STAI,01)FSC 2 IN X 3 IN |  |  | MRCGLOB | MRCGLOB | 1000341710 | [5 empty] | Url Not Found | [10 empty] | Cleansed | 40173800 Pipe repair clamps | CLAMP | PIPE REPAIR | TYPE |  | PIPE SIZE | 2 IN | LENGTH | 3 IN | MATERIAL | INNER RUBBER,OUTER STAINLESS STEEL | COATING/FINISH |  | LINER MATERIAL |  | PRESSURE RATING |  | TEMPERATURE RATING |  | HAZARD CLASS |  | CERTIFICATION/STANDARD |  | ADDITIONAL FEATURES | CONNECTION STYLE:FSC | [51 empty] | Production Completed
STP_009 - Lot4 | Data Enrichment | SMX | OK | 2023-07-21 | 2023-07-24 | NM BASED ON WEB SOURCE | 1285946 | 1285946 | EA | CLAMP,PIPE REPR;PTD RG,100 MM |  |  | CLAMP,PIPE REPAIR;TYPE:PTD RG,PIPE SIZE:100 MM,ADDITIONAL FEATURES EN:QUOTE REFERS 280610920,MNFR:01)REECE PTY LTD,PTNO:01) 1006820 | 01)REECE PTY LTD,01)1006820,PTD RG,100 MM,01)QUOTE REFERS 280610920 |  |  | REECE PTY LTD | REECE PTY LTD | 1006820 | REECE PTY LTD |  |  |  |  | https://www.reece.com.au/product/roll-groove-coupling-painted-100mm-1006820 | [10 empty] | Enriched | 40172600 Pipe couplings | COUPLING | PIPE | TYPE | ROLL GROOVE,PTD RG | NOMINAL SIZE | 100 MM | END CONNECTION |  | PRESSURE RATING |  | MATERIAL |  | MATERIAL SPECIFICATION |  | COATING/FINISH | GALVANISED PAINTED | TEMPERATURE RATING |  | HAZARD CLASS |  | CERTIFICATION/STANDARD |  | ADDITIONAL FEATURES | C/W REPAIR CLAMP,QUOTE REFERS 280610920 | [51 empty] | Production Completed
STP_009 - Lot4 | Data Enrichment | SMX | OK | 2023-07-21 | 2023-07-24 |  | 1286056 | 1286056 | EA | CLAMP,PIPE REPR;PTD RG,80 MM,DI,PAINTED |  |  | CLAMP,PIPE REPAIR;TYPE:PTD RG,PIPE SIZE:80 MM,MATERIAL:DUCTILE IRON,COATING/FINISH:PAINTED,LINER MATERIAL:EPDM,PRESSURE RATING: 300 PSI,CERTIFICATION/STANDARD:UL,ADDITIONAL FEATURES EN:COUPLING,MNFR:01)R/G COUPLING (PTD),PTNO:01)1006815,MNFR:02)REECE,PTNO: 02)UNK | 01)R/G COUPLING (PTD),02)REECE,01)1006815,02)UNK,PTD RG,80 MM,EN_01)DUCTILE IRON,PAINTED,EPDM,300 PSI,EN_01)UL,01)COUPLING |  |  | REECE | REECE PTY LTD | 1006815 | REECE PTY LTD | R/G COUPLING (PTD) |  |  |  | https://www.reece.com.au/product/roll-groove-coupling-painted-100mm-1006820 | [10 empty] | Enriched | 40172600 Pipe couplings | COUPLING | PIPE | TYPE | ROLL GROOVE,PTD RG | NOMINAL SIZE | 80 MM | END CONNECTION |  | PRESSURE RATING | 300 PSI | MATERIAL | DUCTILE IRON | MATERIAL SPECIFICATION |  | COATING/FINISH | GALVANISED PAINTED | TEMPERATURE RATING |  | HAZARD CLASS |  | CERTIFICATION/STANDARD | UL | ADDITIONAL FEATURES | C/W REPAIR CLAMP,LINER MATERIAL: EPDM,UNK | [51 empty] | Production Completed
STP_009 - Lot4 | Data Enrichment | SMX | OK | 2023-07-21 | 2023-07-24 |  | 1291867 | 1291867 | EA | CLAMP,PIPE REPR;SLIP COUPLING,1/2 IN |  |  | CLAMP,PIPE REPAIR;TYPE:SLIP COUPLING,PIPE SIZE:1/2 IN,MNFR:01)MIMS,PTNO:01)MFP5080021000001 | 01)MIMS,01)MFP5080021000001,SLIP COUPLING,1/2 IN |  |  | MIMS | MIMS | MFP5080021000001 | [5 empty] | Url Not Found | [10 empty] | Cleansed | 40173800 Pipe repair clamps | CLAMP | PIPE REPAIR | TYPE | SLIP COUPLING | PIPE SIZE | 1/2 IN | LENGTH |  | MATERIAL |  | COATING/FINISH |  | LINER MATERIAL |  | PRESSURE RATING |  | TEMPERATURE RATING |  | HAZARD CLASS |  | CERTIFICATION/STANDARD |  | ADDITIONAL FEATURES | [52 empty] | Production Completed
STP_009 - Lot4 | Data Enrichment | SMX | OK | 2023-07-21 | 2023-07-24 |  | 1233617 | 1233617 | EA | CLAMP,PIPE REPR;SLIP COUPLING,2 IN |  |  | CLAMP,PIPE REPAIR;TYPE:SLIP COUPLING,PIPE SIZE:2 IN,MNFR:01)MIMS,PTNO:01)MFP5080060000001 | 01)MIMS,01)MFP5080060000001,SLIP COUPLING,2 IN |  |  | MIMS | MIMS | MFP5080060000001 | [5 empty] | Url Not Found | [10 empty] | Cleansed | 40173800 Pipe repair clamps | CLAMP | PIPE REPAIR | TYPE | SLIP COUPLING | PIPE SIZE | 2 IN | LENGTH |  | MATERIAL |  | COATING/FINISH |  | LINER MATERIAL |  | PRESSURE RATING |  | TEMPERATURE RATING |  | HAZARD CLASS |  | CERTIFICATION/STANDARD |  | ADDITIONAL FEATURES | [52 empty] | Production Completed
STP_009 - Lot4 | Data Enrichment | SMX | OK | 2023-07-21 | 2023-07-24 |  | 1291866 | 1291866 | EA | CLAMP,PIPE REPR;SLIP COUPLING,3/4 IN |  |  | CLAMP,PIPE REPAIR;TYPE:SLIP COUPLING,PIPE SIZE:3/4 IN,MNFR:01)MIMS,PTNO:01)MFP5080026000001 | 01)MIMS,01)MFP5080026000001,SLIP COUPLING,3/4 IN |  |  | MIMS | MIMS | MFP5080026000001 | [5 empty] | Url Not Found | [10 empty] | Cleansed | 40173800 Pipe repair clamps | CLAMP | PIPE REPAIR | TYPE | SLIP COUPLING | PIPE SIZE | 3/4 IN | LENGTH |  | MATERIAL |  | COATING/FINISH |  | LINER MATERIAL |  | PRESSURE RATING |  | TEMPERATURE RATING |  | HAZARD CLASS |  | CERTIFICATION/STANDARD |  | ADDITIONAL FEATURES | [52 empty] | Production Completed
STP_009 - Lot4 | Data Enrichment | SMX | OK | 2023-07-21 | 2023-07-24 |  | 1344795 | 1344795 | EA | CLAMP,PIPE REPR;TUBE,1/2 IN |  |  | CLAMP,PIPE REPAIR;TYPE:TUBE,PIPE SIZE:1/2 IN,MNFR:01)JAQUES,PTNO:01)74 319-IT38 | 01)JAQUES,01)74 319-IT38,TUBE,1/2 IN |  |  | JAQUES | JAQUES | 74 319-IT38 | [5 empty] | Url Not Found | [10 empty] | Cleansed | 40173800 Pipe repair clamps | CLAMP | PIPE REPAIR | TYPE | TUBE | PIPE SIZE | 1/2 IN | LENGTH |  | MATERIAL |  | COATING/FINISH |  | LINER MATERIAL |  | PRESSURE RATING |  | TEMPERATURE RATING |  | HAZARD CLASS |  | CERTIFICATION/STANDARD |  | ADDITIONAL FEATURES | [52 empty] | Production Completed