## Sheet1
Project | Activities | Production User | Production Comments | Start Date | End Date | Remarks | Griha ID | MATNR | MEINS | MAKTX_EN | MAKTX_ES | MAKTX_FR | TEXT_EN | Class_Char_Catted | MFRPN | MFRNR | MFRNR DES | MNFR | PTNO | Verified MNFR from web | MNFR 1 | PTNO 1 | MNFR 2 | PTNO 2 | Reference URL | Reference URL1 | Item Number | Equipment Type | Equipment Manufacturer | Equipment Model | Equipment Serial | DWG | DRAWING VERSION | POS/TAG | Unused Text | Enriched/Cleansed | UNSPSC Ver.23.07 | Noun | Modifier | Attribute Name 1 | Attribute Value 1 | Attribute Name 2 | Attribute Value 2 | Attribute Name 3 | Attribute Value 3 | Attribute Name 4 | Attribute Value 4 | Attribute Name 5 | Attribute Value 5 | Attribute Name 6 | Attribute Value 6 | Attribute Name 7 | Attribute Value 7 | Attribute Name 8 | Attribute Value 8 | Attribute Name 9 | Attribute Value 9 | Attribute Name 10 | Attribute Value 10 | Attribute Name 11 | Attribute Value 11 | Attribute Name 12 | Attribute Value 12 | Attribute Name 13 | Attribute Value 13 | Attribute Name 14 | Attribute Value 14 | Attribute Name 15 | Attribute Value 15 | Attribute Name 16 | Attribute Value 16 | Attribute Name 17 | Attribute Value 17 | Attribute Name 18 | Attribute Value 18 | Attribute Name 19 | Attribute Value 19 | Attribute Name 20 | Attribute Value 20 | Attribute Name 21 | Attribute Value 21 | Attribute Name 22 | Attribute Value 22 | Attribute Name 23 | Attribute Value 23 | Attribute Name 24 | Attribute Value 24 | Attribute Name 25 | Attribute Value 25 | Attribute Name 26 | Attribute Value 26 | Attribute Name 27 | Attribute Value 27 | Attribute Name 28 | Attribute Value 28 | Attribute Name 29 | Attribute Value 29 | Attribute Name 30 | Attribute Value 30 | Attribute Name 31 | Attribute Value 31 | Attribute Name 32 | Attribute Value 32 | Attribute Name 33 | Attribute Value 33 | Attribute Name 34 | Attribute Value 34 | Attribute Name 35 | Attribute Value 35 | Attribute Name 36 | Attribute Value 36 | Remaining_Information | Status
STP_009 - Lot4 | Data Enrichment | KIB | OK | 2023-07-21 | 2023-07-25 |  | 1296006 | 1296006 | EA | BOOK,RECD;PRE START |  |  | BOOK,RECORD;TYPE:PRE START,ADDITIONAL FEATURES EN:GFM SAFETYAND TRAINING TO MODIFY TEMPLATE, GFM SI,MNFR:01)STEEJO,PTNO:01)86050002 | EN_01)PRE START,01)GFM SAFETY& TRAINING TO MOD,01)STEEJO,01)86050002 |  |  | STEEJO | STEEJO | 86050002 | [5 empty] | URL NOT FOUND | [10 empty] | CLEANSED | 14111500 Printing and writing paper | BOOK | RECORD | TYPE | PRE START | SIZE |  | NUMBER OF PAGES |  | PAGE COLOUR |  | HAZARD CLASS |  | CERTIFICATION/STANDARD |  | ADDITIONAL FEATURES | GFM SAFETY AND TRAINING TO MODIFY TEMPLATE,GFM SI | [59 empty] | Production Completed
STP_009 - Lot4 | Data Enrichment | KIB | OK | 2023-07-21 | 2023-07-25 |  | 1318607 | 1318607 | EA | BOOK,RECD;PRE START |  |  | BOOK,RECORD;TYPE:PRE START,ADDITIONAL FEATURES EN:GFM SAFETY AND TRAINING TO MODIFY TEMPLATE, GFM S,MNFR:01)STEEJO,PTNO:01)86050003 | EN_01)PRE START,01)GFM SAFETY & TRAINING TO MO,01)STEEJO,01)86050003 |  |  | STEEJO | STEEJO | 86050003 | [5 empty] | URL NOT FOUND | [10 empty] | CLEANSED | 14111500 Printing and writing paper | BOOK | RECORD | TYPE | PRE START | SIZE |  | NUMBER OF PAGES |  | PAGE COLOUR |  | HAZARD CLASS |  | CERTIFICATION/STANDARD |  | ADDITIONAL FEATURES | GFM SAFETY AND TRAINING TO MODIFY TEMPLATE,GFM S | [59 empty] | Production Completed
STP_009 - Lot4 | Data Enrichment | KIB | OK | 2023-07-21 | 2023-07-25 |  | 1229491 | 1229491 | EA | BOOK,RECD;PRE START,420 X 297 MM,100 |  |  | BOOK,RECORD;TYPE:PRE START,SIZE:420 X 297 MM,NUMBER OF PAGES:100,ADDITIONAL FEATURES EN:1/4 BOUND LHS, BLACK INK, DUPLICATE, GFM SURFAC,RD COVER WITH WRAPAROUND,MNFR:01)MIMFRM,PTNO:01)84295108 | EN_01)PRE START,420 X 297 MM,01)1/4 BOUND LHS, BLACK INK, D,02)RD COVER WITH WRAPAROUND,01)MIMFRM,01)84295108 |  |  | MIMFRM | MIMFRM | 84295108 | [5 empty] | URL NOT FOUND | [10 empty] | CLEANSED | 14111500 Printing and writing paper | BOOK | RECORD | TYPE | PRE START,RD COVER | SIZE | 420X297 MM | NUMBER OF PAGES | 100 | PAGE COLOUR |  | HAZARD CLASS |  | CERTIFICATION/STANDARD |  | ADDITIONAL FEATURES | 1/4 BOUND LHS,BLACK INK,DUPLICATE,GFM SURFAC,C/W WRAPAROUND | [59 empty] | Production Completed
STP_009 - Lot4 | Data Enrichment | KIB | OK | 2023-07-21 | 2023-07-25 |  | 1365908 | 1365908 | EA | BOOK,RECD;PRE START,A4 |  |  | BOOK,RECORD;TYPE:PRE START,SIZE:A4,ADDITIONAL FEATURES EN:NORMET CHARMEC, PRINTED IN BLK, RED, ORG AND YL,MNFR:01)STEEJO,PTNO:01) FRM-86050019 | EN_01)PRE START,A4,01)NORMET CHARMEC, PRINTED IN,01)STEEJO,01)FRM-86050019 |  |  | STEEJO | STEEJO | FRM-86050019 | [5 empty] | URL NOT FOUND |  |  | CHARMEC | NORMET | [6 empty] | CLEANSED | 14111500 Printing and writing paper | BOOK | RECORD | TYPE | PRE START | SIZE | A4 | NUMBER OF PAGES |  | PAGE COLOUR |  | HAZARD CLASS |  | CERTIFICATION/STANDARD |  | ADDITIONAL FEATURES | PRINTED IN BLACK,RED,ORANGE AND YELLOW | [59 empty] | Production Completed
STP_009 - Lot4 | Data Enrichment | KIB | OK | 2023-07-21 | 2023-07-25 |  | 1365909 | 1365909 | EA | BOOK,RECD;PRE START,A4 |  |  | BOOK,RECORD;TYPE:PRE START,SIZE:A4,ADDITIONAL FEATURES EN:NORMET UTIMEC 1440, PRINTED IN BLK,RED,ORG AND,MNFR:01)STEEJO,PTNO:01) FRM-86050017 | EN_01)PRE START,A4,01)NORMET UTIMEC 1440, PRINTED,01)STEEJO,01)FRM-86050017 |  |  | STEEJO | STEEJO | FRM-86050017 | [5 empty] | URL NOT FOUND |  |  | UTIMEC 1440 | NORMET | [6 empty] | CLEANSED | 14111500 Printing and writing paper | BOOK | RECORD | TYPE | PRE START | SIZE | A4 | NUMBER OF PAGES |  | PAGE COLOUR |  | HAZARD CLASS |  | CERTIFICATION/STANDARD |  | ADDITIONAL FEATURES | PRINTED IN BLACK,RED,ORANGE | [59 empty] | Production Completed
STP_009 - Lot4 | Data Enrichment | KIB | OK | 2023-07-21 | 2023-07-25 |  | 1365912 | 1365912 | EA | BOOK,RECD;PRE START,A4 |  |  | BOOK,RECORD;TYPE:PRE START,SIZE:A4,ADDITIONAL FEATURES EN:PRINTED IN BLK, RED, ORG AND YLW INKS, 210 X 297,MNFR:01)STEEJO,PTNO:01) F | EN_01)PRE START,A4,01)PRINTED IN BLK, RED, ORG &,01)STEEJO,01)FRM-86050015 |  |  | STEEJO | STEEJO | FRM-86050015 | [5 empty] | URL NOT FOUND | [10 empty] | CLEANSED | 14111500 Printing and writing paper | BOOK | RECORD | TYPE | PRE START | SIZE | A4 | NUMBER OF PAGES |  | PAGE COLOUR |  | HAZARD CLASS |  | CERTIFICATION/STANDARD |  | ADDITIONAL FEATURES | PRINTED IN BLACK,RED,ORANGE AND YELLOW INKS,SIZE:210X297 | [59 empty] | Production Completed
STP_009 - Lot4 | Data Enrichment | KIB | OK | 2023-07-21 | 2023-07-25 |  | 1365913 | 1365913 | EA | BOOK,RECD;PRE START,A4 |  |  | BOOK,RECORD;TYPE:PRE START,SIZE:A4,ADDITIONAL FEATURES EN:NORMET CHARMEC, PRINTED IN BLK, RED, ORG AND YL,MNFR:01)STEEJO,PTNO:01) FRM-86050018 | EN_01)PRE START,A4,01)NORMET CHARMEC, PRINTED IN,01)STEEJO,01)FRM-86050018 |  |  | STEEJO | STEEJO | FRM-86050018 | [5 empty] | URL NOT FOUND |  |  | CHARMEC | NORMET | [6 empty] | CLEANSED | 14111500 Printing and writing paper | BOOK | RECORD | TYPE | PRE START | SIZE | A4 | NUMBER OF PAGES |  | PAGE COLOUR |  | HAZARD CLASS |  | CERTIFICATION/STANDARD |  | ADDITIONAL FEATURES | PRINTED IN BLACK,RED,ORANGE AND YELLOW | [59 empty] | Production Completed
STP_009 - Lot4 | Data Enrichment | KIB | OK | 2023-07-21 | 2023-07-25 |  | 1295910 | 1295910 | EA | BOOK,RECD;PRE START,A4, X 297 |  |  | BOOK,RECORD;TYPE:PRE START,SIZE:A4,ADDITIONAL FEATURES EN:MACLEAN LR3 FAN HANDLER, PRINTED IN BLK, RED, O, X 297,MNFR:01)STEEJO, PTNO:01)FRM-86050016 | EN_01)PRE START,A4,01)MACLEAN LR3 FAN HANDLER, PR,02) X 297,01)STEEJO,01)FRM-86050016 |  |  | STEEJO | STEEJO | FRM-86050016 | [5 empty] | URL NOT FOUND | [10 empty] | CLEANSED | 14111500 Printing and writing paper | BOOK | RECORD | TYPE | PRE START | SIZE | A4 | NUMBER OF PAGES |  | PAGE COLOUR |  | HAZARD CLASS |  | CERTIFICATION/STANDARD |  | ADDITIONAL FEATURES | MACLEAN LR3 FAN HANDLER,PRINTED IN BLACK,RED,O,X 297 | [59 empty] | Production Completed
STP_009 - Lot4 | Data Enrichment | KIB | OK | 2023-07-21 | 2023-07-25 |  | 1295732 | 1295732 | EA | BOOK,RECD;PRE START,A4,50 |  |  | BOOK,RECORD;TYPE:PRE START,SIZE:A4,NUMBER OF PAGES:50,PAGE COLOUR:ORIGINAL WHITE, DUPLICATE BLUE,ADDITIONAL FEATURES EN:BOUND AT SIDE, CHECK, HARDCOVER, LOADER, PRINT/,MNFR:01)STEEJO,PTNO:01)FRM520120 | EN_01)PRE START,A4,EN_01)ORIGINAL WHITE, DUPLICAT,01)BOUND AT SIDE, CHECK, HARDC,01)STEEJO,01)FRM520120 |  |  | STEEJO | STEEJO | FRM520120 | [5 empty] | URL NOT FOUND | [10 empty] | CLEANSED | 14111500 Printing and writing paper | BOOK | RECORD | TYPE | PRE START,HARDCOVER,CHECK,BOUND AT SIDE,PRINT | SIZE | A4 | NUMBER OF PAGES | 50 | PAGE COLOUR | ORIGINAL WHITE,DUPLICATE BLUE | HAZARD CLASS |  | CERTIFICATION/STANDARD |  | ADDITIONAL FEATURES | LOADER | [59 empty] | Production Completed
STP_009 - Lot4 | Data Enrichment | KIB | OK | 2023-07-21 | 2023-07-25 |  | 1295734 | 1295734 | EA | BOOK,RECD;PRE START,A4,50 |  |  | BOOK,RECORD;TYPE:PRE START,SIZE:A4,NUMBER OF PAGES:50,PAGE COLOUR:ORIGINAL WHITE, DUPLICATE BLUE,ADDITIONAL FEATURES EN:BOUND AT SIDE, CHECK, HARDCOVER, PRINT/PERF, PR, LOADER, 210 X 296MM,MNFR:01)STEEJO,PTNO:01)FRM520118 | EN_01)PRE START,A4,EN_01)ORIGINAL WHITE, DUPLICAT,01)BOUND AT SIDE, CHECK, HARDC,02) LOADER, 210 X 296MM,01)STEEJO,01)FRM520118 |  |  | STEEJO | STEEJO | FRM520118 | [5 empty] | URL NOT FOUND |  |  | LOADER | [7 empty] | CLEANSED | 14111500 Printing and writing paper | BOOK | RECORD | TYPE | PRE START,HARDCOVER,CHECK,BOUND AT SIDE,PRINT/PERF | SIZE | A4 | NUMBER OF PAGES | 50 | PAGE COLOUR | ORIGINAL WHITE,DUPLICATE BLUE | HAZARD CLASS |  | CERTIFICATION/STANDARD |  | ADDITIONAL FEATURES | PR,SIZE:210X296 MM | [59 empty] | Production Completed
STP_009 - Lot4 | Data Enrichment | KIB | OK | 2023-07-21 | 2023-07-25 |  | 1295731 | 1295731 | EA | BOOK,RECD;PRE START,A4,50, 210 X 296MM |  |  | BOOK,RECORD;TYPE:PRE START,SIZE:A4,NUMBER OF PAGES:50,PAGE COLOUR:ORIGINAL WHITE, DUPLICATE BLUE,ADDITIONAL FEATURES EN:BOUND AT SIDE, CHECK, EXCAVATOR, HARDCOVER, PRI, 210 X 296MM,MNFR:01)STEEJO,PTNO:01)FRM520121 | EN_01)PRE START,A4,EN_01)ORIGINAL WHITE, DUPLICAT,01)BOUND AT SIDE, CHECK, EXCAV,02) 210 X 296MM,01)STEEJO,01)FRM520121 |  |  | STEEJO | STEEJO | FRM520121 | [5 empty] | URL NOT FOUND |  |  | EXCAVATOR | [7 empty] | CLEANSED | 14111500 Printing and writing paper | BOOK | RECORD | TYPE | PRE START,HARDCOVER,CHECK,BOUND AT SIDE | SIZE | A4 | NUMBER OF PAGES | 50 | PAGE COLOUR | ORIGINAL WHITE,DUPLICATE BLUE | HAZARD CLASS |  | CERTIFICATION/STANDARD |  | ADDITIONAL FEATURES | PRI,SIZE:210X296 MM | [59 empty] | Production Completed
STP_009 - Lot4 | Data Enrichment | KIB | OK | 2023-07-21 | 2023-07-25 |  | 1295733 | 1295733 | EA | BOOK,RECD;PRE START,A4,50, 210 X 296MM |  |  | BOOK,RECORD;TYPE:PRE START,SIZE:A4,NUMBER OF PAGES:50,PAGE COLOUR:ORIGINAL WHITE, DUPLICATE BLUE,ADDITIONAL FEATURES EN:BODY TRUCK, BOUND AT SIDE, CHECK, HARDCOVER, PR, 210 X 296MM,MNFR:01)STEEJO,PTNO:01)FRM520119 | EN_01)PRE START,A4,EN_01)ORIGINAL WHITE, DUPLICAT,01)BODY TRUCK, BOUND AT SIDE,02), 210 X 296MM,01)STEEJO,01)FRM520119 |  |  | STEEJO | STEEJO | FRM520119 | [5 empty] | URL NOT FOUND | [10 empty] | CLEANSED | 14111500 Printing and writing paper | BOOK | RECORD | TYPE | PRE START,HARDCOVER,CHECK,BOUND AT SIDE | SIZE | A4 | NUMBER OF PAGES | 50 | PAGE COLOUR | ORIGINAL WHITE,DUPLICATE BLUE | HAZARD CLASS |  | CERTIFICATION/STANDARD |  | ADDITIONAL FEATURES | BODY TRUCK,PR,SIZE:210X296 MM | [59 empty] | Production Completed
STP_009 - Lot4 | Data Enrichment | KIB | OK | 2023-07-21 | 2023-07-25 |  | 1295730 | 1295730 | EA | BOOK,RECD;PRE START,A4,50,210 X 296MM |  |  | BOOK,RECORD;TYPE:PRE START,SIZE:A4,NUMBER OF PAGES:50,PAGE COLOUR:ORIGINAL WHITE, DUPLICATE BLUE,ADDITIONAL FEATURES EN:BOUND AT SIDE, CHECK, FORKLIFT, HARDCOVER, PRIN,210 X 296MM,MNFR:01)STEEJO,PTNO:01)FRM520122 | EN_01)PRE START,A4,EN_01)ORIGINAL WHITE, DUPLICAT,01)BOUND AT SIDE, CHECK, FORKL,02)210 X 296MM,01)STEEJO,01)FRM520122 |  |  | STEEJO | STEEJO | FRM520122 | [5 empty] | URL NOT FOUND |  |  | FORKLIFT | [7 empty] | CLEANSED | 14111500 Printing and writing paper | BOOK | RECORD | TYPE | PRE START,HARDCOVER,CHECK,BOUND AT SIDE | SIZE | A4 | NUMBER OF PAGES | 50 | PAGE COLOUR | ORIGINAL WHITE,DUPLICATE BLUE | HAZARD CLASS |  | CERTIFICATION/STANDARD |  | ADDITIONAL FEATURES | PRIN,210X296 MM | [59 empty] | Production Completed
STP_009 - Lot4 | Data Enrichment | KIB | OK | 2023-07-21 | 2023-07-25 |  | 1366055 | 1366055 | EA | BOOK,RECD;PRE START,A4,W, 210 X 297 |  |  | BOOK,RECORD;TYPE:PRE START,SIZE:A4,ADDITIONAL FEATURES EN:GENIE Z-45/25 OPERATOR, INSPECTION, PRINTED IN,W, 210 X 297,MNFR:01) STEEJO,PTNO:01)FRM-86050013 | EN_01)PRE START,A4,01)GENIE Z-45/25 OPERATOR, INS,02)W, 210 X 297,01)STEEJO,01)FRM-86050013 |  |  | STEEJO | STEEJO | FRM-86050013 | [5 empty] | URL NOT FOUND | [10 empty] | CLEANSED | 14111500 Printing and writing paper | BOOK | RECORD | TYPE | PRE START | SIZE | A4 | NUMBER OF PAGES |  | PAGE COLOUR |  | HAZARD CLASS |  | CERTIFICATION/STANDARD |  | ADDITIONAL FEATURES | GENIE Z-45/25 OPERATOR,INSPECTION,PRINTED IN,W,SIZE:210X297 | [59 empty] | Production Completed
STP_009 - Lot4 | Data Enrichment | KIB | OK | 2023-07-21 | 2023-07-25 |  | 1296005 | 1296005 | EA | BOOK,RECD;PRE START,MENT/SERVICE VEHICLE |  |  | BOOK,RECORD;TYPE:PRE START,ADDITIONAL FEATURES EN:GFM SITE, GFM SAFETY AND TRAINING TO MODIFY TEM,MENT/SERVICE VEHICLE,MNFR:01) STEEJO,PTNO:01)86050004 | EN_01)PRE START,01)GFM SITE, GFM SAFETY AND TR,02)MENT/SERVICE VEHICLE,01)STEEJO,01)86050004 |  |  | STEEJO | STEEJO | 86050004 | [5 empty] | URL NOT FOUND | [10 empty] | CLEANSED | 14111500 Printing and writing paper | BOOK | RECORD | TYPE | PRE START | SIZE |  | NUMBER OF PAGES |  | PAGE COLOUR |  | HAZARD CLASS |  | CERTIFICATION/STANDARD |  | ADDITIONAL FEATURES | GFM SITE,GFM SAFETY AND TRAINING TO MODIFY TEM,MENT/SERVICE VEHICLE | [59 empty] | Production Completed
STP_009 - Lot4 | Data Enrichment | KIB | OK | 2023-07-21 | 2023-07-25 |  | 1365911 | 1365911 | EA | BOOK,RECD;PRE START,STEEJO,FRM-86050020 |  |  | BOOK,RECORD;TYPE:PRE START,ADDITIONAL FEATURES EN:SCISSORLIFT, WORK PLATFORM OPERATOR,MNFR:01)STEEJO,PTNO:01)FRM-86050020 | EN_01)PRE START,01)SCISSORLIFT, WORK PLATFORM,01)STEEJO,01)FRM-86050020 |  |  | STEEJO | STEEJO | FRM-86050020 | [5 empty] | URL NOT FOUND | [10 empty] | CLEANSED | 14111500 Printing and writing paper | BOOK | RECORD | TYPE | PRE START | SIZE |  | NUMBER OF PAGES |  | PAGE COLOUR |  | HAZARD CLASS |  | CERTIFICATION/STANDARD |  | ADDITIONAL FEATURES | FOR SCISSORLIFT,WORK PLATFORM OPERATOR | [59 empty] | Production Completed
STP_009 - Lot4 | Data Enrichment | KIB | OK | 2023-07-21 | 2023-07-25 |  | 1365910 | 1365910 | EA | BOOK,RECD;PRE START,STEEJO,FRM-86050021 |  |  | BOOK,RECORD;TYPE:PRE START,ADDITIONAL FEATURES EN:WORK PLATOFORM OPERATOR,MNFR:01)STEEJO,PTNO:01)FRM-86050021 | EN_01)PRE START,01)WORK PLATOFORM OPERATOR,01)STEEJO,01)FRM-86050021 |  |  | STEEJO | STEEJO | FRM-86050021 | [5 empty] | URL NOT FOUND | [10 empty] | CLEANSED | 14111500 Printing and writing paper | BOOK | RECORD | TYPE | PRE START | SIZE |  | NUMBER OF PAGES |  | PAGE COLOUR |  | HAZARD CLASS |  | CERTIFICATION/STANDARD |  | ADDITIONAL FEATURES | FOR WORK PLATOFORM OPERATOR | [59 empty] | Production Completed
STP_009 - Lot4 | Data Enrichment | KIB | OK | 2023-07-21 | 2023-07-25 |  | 1295998 | 1295998 | EA | BOOK,RECD;PRE START,WLDR |  |  | BOOK,RECORD;TYPE:PRE START,ADDITIONAL FEATURES EN:WELDER,MNFR:01)STEEJO,PTNO:01)84890800 | EN_01)PRE START,01)WELDER,01)STEEJO,01)84890800 |  |  | STEEJO | STEEJO | 84890800 | [5 empty] | URL NOT FOUND | [10 empty] | CLEANSED | 14111500 Printing and writing paper | BOOK | RECORD | TYPE | PRE START | SIZE |  | NUMBER OF PAGES |  | PAGE COLOUR |  | HAZARD CLASS |  | CERTIFICATION/STANDARD |  | ADDITIONAL FEATURES | WELDER | [59 empty] | Production Completed
STP_009 - Lot4 | Data Enrichment | KIB | OK | 2023-07-21 | 2023-07-25 |  | 1279785 | 1279785 | EA | BOOK,RECD;PRESTART DOCUMENT COVER,A4 |  |  | BOOK,RECORD;TYPE:PRESTART DOCUMENT COVER,SIZE:A4,MNFR:01)TOOL 'N' TACKLE,PTNO:01)SSLBC | EN_01)PRESTART DOCUMENT COVER,A4,01)TOOL 'N' TACKLE,01)SSLBC |  |  | TOOL 'N' TACKLE | TOOL 'N' TACKLE | SSLBC | [5 empty] | URL NOT FOUND | [10 empty] | CLEANSED | 14111500 Printing and writing paper | BOOK | RECORD | TYPE | PRESTART DOCUMENT COVER | SIZE | A4 | NUMBER OF PAGES |  | PAGE COLOUR |  | HAZARD CLASS |  | CERTIFICATION/STANDARD |  | ADDITIONAL FEATURES | [60 empty] | Production Completed
STP_009 - Lot4 | Data Enrichment | KIB | OK | 2023-07-21 | 2023-07-25 |  | 1279761 | 1279761 | EA | BOOK,RECD;RITE-IN-RAIN TOP SPIRAL NOTEBO |  |  | BOOK,RECORD;TYPE:RITE-IN-RAIN TOP SPIRAL NOTEBOOK,ADDITIONAL FEATURES EN:635,MNFR:01)WESTERNEX,PTNO:01)1130-50162 | EN_01)RITE-IN-RAIN TOP SPIRAL,01)635,01)WESTERNEX,01)1130-50162 |  |  | WESTERNEX | WESTERNEX | 1130-50162 | [5 empty] | URL NOT FOUND | [10 empty] | CLEANSED | 14111500 Printing and writing paper | BOOK | RECORD | TYPE | RITE-IN-RAIN TOP SPIRAL NOTEBOOK | SIZE |  | NUMBER OF PAGES |  | PAGE COLOUR |  | HAZARD CLASS |  | CERTIFICATION/STANDARD |  | ADDITIONAL FEATURES | 635 | [59 empty] | Production Completed
STP_009 - Lot4 | Data Enrichment | KIB | OK | 2023-07-21 | 2023-07-25 |  | 1299562 | 1299562 | EA | BOOK,RECD;SAG MILL TRUNNION JOURNAL,DI |  |  | BOOK,RECORD;TYPE:SAG MILL TRUNNION JOURNAL,ADDITIONAL FEATURES EN:DI,MNFR:01)FLSMIDTH,PTNO:01)103059-02 | EN_01)SAG MILL TRUNNION JOURNA,01)DI,01)FLSMIDTH,01)103059-02 |  |  | FLSMIDTH | FLSMIDTH | 103059-02 | [5 empty] | URL NOT FOUND | [10 empty] | CLEANSED | 14111500 Printing and writing paper | BOOK | RECORD | TYPE | SAG MILL TRUNNION JOURNAL | SIZE |  | NUMBER OF PAGES |  | PAGE COLOUR |  | HAZARD CLASS |  | CERTIFICATION/STANDARD |  | ADDITIONAL FEATURES | DI | [59 empty] | Production Completed
STP_009 - Lot4 | Data Enrichment | KIB | OK | 2023-07-21 | 2023-07-25 |  | 1299563 | 1299563 | EA | BOOK,RECD;SAG MILL TRUNNION JOURNAL,DI |  |  | BOOK,RECORD;TYPE:SAG MILL TRUNNION JOURNAL,ADDITIONAL FEATURES EN:DI,MNFR:01)FLSMIDTH,PTNO:01)103059-01 | EN_01)SAG MILL TRUNNION JOURNA,01)DI,01)FLSMIDTH,01)103059-01 |  |  | FLSMIDTH | FLSMIDTH | 103059-01 | [5 empty] | URL NOT FOUND | [10 empty] | CLEANSED | 14111500 Printing and writing paper | BOOK | RECORD | TYPE | SAG MILL TRUNNION JOURNAL | SIZE |  | NUMBER OF PAGES |  | PAGE COLOUR |  | HAZARD CLASS |  | CERTIFICATION/STANDARD |  | ADDITIONAL FEATURES | DI | [59 empty] | Production Completed
STP_009 - Lot4 | Data Enrichment | KIB | OK | 2023-07-21 | 2023-07-25 |  | 1295780 | 1295780 | EA | BOOK,RECD;TYRE MOVEMENT SHEET,ISAMINE |  |  | BOOK,RECORD;TYPE:TYRE MOVEMENT SHEET,SIZE:WD 270 X LG 297 MM,PAGE COLOUR:WHITE/YELLOW,ADDITIONAL FEATURES EN:FORM SET, PRINTED, DUPLICATE, CARBONLESS, PAGE 1 BLACK PRINT MCP2 B,LACK PRINT MCP,MNFR:01)ISAMINE,PTNO:01)IM-1043.A | EN_01)TYRE MOVEMENT SHEET,WD 270 X LG 297 MM,EN_01)WHITE/YELLOW,01)FORM SET, PRINTED, DUPLICAT,02)LACK PRINT MCP,01)ISAMINE,01)IM-1043.A |  |  | ISAMINE | ISAMINE | IM-1043.A | [5 empty] | URL NOT FOUND | [10 empty] | CLEANSED | 14111500 Printing and writing paper | BOOK | RECORD | TYPE | TYRE MOVEMENT SHEET | SIZE | 297 LGX270 WD MM | NUMBER OF PAGES |  | PAGE COLOUR | WHITE/YELLOW | HAZARD CLASS |  | CERTIFICATION/STANDARD |  | ADDITIONAL FEATURES | FORM SET,PRINTED,DUPLICATE,CARBONLESS,PAGE 1 BLACK PRINT MCP2 B,LACK PRINT MCP | [59 empty] | Production Completed
STP_009 - Lot4 | Data Enrichment | KIB | OK | 2023-07-21 | 2023-07-25 |  | 1237301 | 1237301 | EA | BOOK,RECD;UNPLANNED ADDITIONAL HOURS WOR |  |  | BOOK,RECORD;TYPE:UNPLANNED ADDITIONAL HOURS WORKED,SIZE:A5,PAGE COLOUR:ORIGINAL BLUE LIGHT, DUPLICATE WHITE, TRIP GREEN, ADDITIONAL FEATURES EN:100 X 3, 100 SETS/BK, BLACK INK, FAST1/4BND LHS,MNFR:01)STEEJO,PTNO:01)FRM-176003 | EN_01)UNPLANNED ADDITIONAL HOU,A5,EN_01)ORIGINAL BLUE LIGHT, DUP,01)100 X 3, 100 SETS/BK, BLACK,01)STEEJO,01)FRM-176003 |  |  | STEEJO | STEEJO | FRM-176003 | [5 empty] | URL NOT FOUND | [10 empty] | CLEANSED | 14111500 Printing and writing paper | BOOK | RECORD | TYPE | UNPLANNED ADDITIONAL HOURS WORKED | SIZE | A5 | NUMBER OF PAGES |  | PAGE COLOUR | ORIGINAL BLUE LIGHT,DUPLICATE WHITE,TRIP GREEN | HAZARD CLASS |  | CERTIFICATION/STANDARD |  | ADDITIONAL FEATURES | 100X3,100 SETS/BK,BLACK INK,FAST1/4BND LHS | [59 empty] | Production Completed
STP_009 - Lot4 | Data Enrichment | KIB | OK | 2023-07-21 | 2023-07-25 |  | 1302287 | 1302287 | EA | BOWL,FLTR;SEDIMENT, LUBRICATOR DRAIN,PC |  |  | BOWL,FILTER;TYPE:SEDIMENT, LUBRICATOR DRAIN,MATERIAL:PC,ADDITIONAL FEATURES EN:SUIT AL40,50,60 SERIES, C/W GUARD,MNFR:01)SMC,PTNO: 01)C4SL | SEDIMENT, LUBRICATOR DRAIN,PC,01)SUIT AL40,50,60 SERIES, C/W,01)SMC,01)C4SL |  |  | SMC CORPORATION (AUST) PTY LTD | SMC | C4SL | [5 empty] | https://www.smcpneumatics.com/C4SL.html | [10 empty] | CLEANSED | 40161500 Filters | BOWL | FILTER | TYPE | SEDIMENT,LUBRICATOR DRAIN | OVERALL SIZE |  | MATERIAL | PC | PRESSURE RATING |  | TEMPERATURE RATING |  | HAZARD CLASS |  | CERTIFICATION/STANDARD |  | ADDITIONAL FEATURES | SUIT AL40,50,60 SERIES,C/W GUARD | [57 empty] | Production Completed
STP_009 - Lot4 | Data Enrichment | KIB | OK | 2023-07-21 | 2023-07-25 |  | 1317613 | 1317613 | EA | BOWL,FLTR;SEDIMENT, PRE CLEANER,PLASTIC |  |  | BOWL,FILTER;TYPE:SEDIMENT, PRE CLEANER,OVERALL SIZE:DIA 10.5 X LG 4 IN,MATERIAL:PLASTIC,ADDITIONAL FEATURES EN:TRANSPARENT, 3 IN- 4.5 IN INLET TUBE,MNFR:01)DONALDSON,PTNO:01)P016330,MNFR:02)DONALDSN,PTNO:02)PBH00 | SEDIMENT, PRE CLEANER,DIA 10.5 X LG 4 IN,PLASTIC,01)TRANSPARENT, 3 IN-4.5 IN IN,01)DONALDSON,02)DONALDSN,01)P016330,02)PBH00 |  |  | DONALDSN | DONALDSON | P016330 |  | DONALDSN | PBH00 |  |  | https://shop.donaldson.com/store/en-in/product/P016330/14398?_requestid=1295119 | [10 empty] | ENRICHED | 40161500 Filters | BOWL | FILTER | TYPE | SEDIMENT,PRE CLEANER,TRANSPARENT | OVERALL SIZE | 141.2 IDX266.7 ODX101.6 LG MM | MATERIAL | PLASTIC | PRESSURE RATING |  | TEMPERATURE RATING |  | HAZARD CLASS |  | CERTIFICATION/STANDARD |  | ADDITIONAL FEATURES | 3 TO 4.5 IN INLET TUBE | [57 empty] | Production Completed
STP_009 - Lot4 | Data Enrichment | KIB | OK | 2023-07-21 | 2023-07-25 |  | 1232499 | 1232499 | EA | BOWL,FLTR;SEDIMENT, PRE CLEANER,PLASTIC |  |  | BOWL,FILTER;TYPE:SEDIMENT, PRE CLEANER,OVERALL SIZE:DIA 7.3 X LG 4.11 IN,MATERIAL:PLASTIC,ADDITIONAL FEATURES EN:TRANSPARENT, 2 IN-3 IN INLET TUBE,MNFR:01)DONALDSN,PTNO:01)PBH00,MNFR:02)DONALDSON,PTNO:02)P020227 | SEDIMENT, PRE CLEANER,DIA 7.3 X LG 4.11 IN,PLASTIC,01)TRANSPARENT, 2 IN-3 IN INLE,01)DONALDSN,02)DONALDSON,01)PBH00,02)P020227 |  |  | DONALDSON | DONALDSN | PBH00 |  | DONALDSON | P020227 |  |  | https://shop.donaldson.com/store/en-in/product/P020227/14474 | [10 empty] | ENRICHED | 40161500 Filters | BOWL | FILTER | TYPE | SEDIMENT,PRE CLEANER,TRANSPARENT | OVERALL SIZE | 88.9 IDX184 ODX104.6 LG MM | MATERIAL | PLASTIC | PRESSURE RATING |  | TEMPERATURE RATING |  | HAZARD CLASS |  | CERTIFICATION/STANDARD |  | ADDITIONAL FEATURES | 2 TO 3 IN INLET TUBE | [57 empty] | Production Completed
STP_009 - Lot4 | Data Enrichment | KIB | OK | 2023-07-21 | 2023-07-25 |  | 1295193 | 1295193 | EA | BOWL,FLTR;SEDIMENT, PRE CLEANER,PLASTIC |  |  | BOWL,FILTER;TYPE:SEDIMENT, PRE CLEANER,OVERALL SIZE:DIA 16 X LG 6.46 IN,MATERIAL:PLASTIC,ADDITIONAL FEATURES EN:TRANSPARENT, 6IN- 7IN INLET,MNFR:01)DONALDSN,PTNO:01)PBH00,MNFR:02)DONALDSON,PTNO:02)P158324 | SEDIMENT, PRE CLEANER,DIA 16 X LG 6.46 IN,PLASTIC,01)TRANSPARENT, 6IN-7IN INLET,01)DONALDSN,02)DONALDSON,01)PBH00,02)P158324 |  |  | DONALDSON | DONALDSN | PBH00 |  | DONALDSON | P158324 |  |  | https://shop.donaldson.com/store/en-in/product/P158324/15731 | [10 empty] | ENRICHED | 40161500 Filters | BOWL | FILTER | TYPE | SEDIMENT,PRE CLEANER,TRANSPARENT | OVERALL SIZE | 254 IDX404.9 ODX164.3 LG MM | MATERIAL | PLASTIC | PRESSURE RATING |  | TEMPERATURE RATING |  | HAZARD CLASS |  | CERTIFICATION/STANDARD |  | ADDITIONAL FEATURES | 6 TO 7 IN INLET | [57 empty] | Production Completed
STP_009 - Lot4 | Data Enrichment | KIB | OK | 2023-07-21 | 2023-07-25 |  | 1319052 | 1319052 | EA | BOWL,FLTR;SEDIMENT, PRE CLEANER,PLASTIC |  |  | BOWL,FILTER;TYPE:SEDIMENT, PRE CLEANER,OVERALL SIZE:DIA 12 X LG 4.251 IN,MATERIAL:PLASTIC,ADDITIONAL FEATURES EN:TRANSPARENT, 4 IN-5 IN INLET TUBE,MNFR:01)DONALDSN,PTNO:01)PBH00,MNFR:02)DONALDSON,PTNO:02)P020344 | SEDIMENT, PRE CLEANER,DIA 12 X LG 4.251 IN,PLASTIC,01)TRANSPARENT, 4 IN-5 IN INLE,01)DONALDSN,02)DONALDSON,01)PBH00,02)P020344 |  |  | DONALDSON | DONALDSN | PBH00 |  | DONALDSON | P020344 |  |  | https://shop.donaldson.com/store/en-in/product/P020344/14475 | [10 empty] | ENRICHED | 40161500 Filters | BOWL | FILTER | TYPE | SEDIMENT,PRE CLEANER,TRANSPARENT | OVERALL SIZE | 190.5 IDX303 ODX108 LG MM | MATERIAL | PLASTIC | PRESSURE RATING |  | TEMPERATURE RATING |  | HAZARD CLASS |  | CERTIFICATION/STANDARD |  | ADDITIONAL FEATURES | 4 TO 5 IN INLET TUBE | [57 empty] | Production Completed
STP_009 - Lot4 | Data Enrichment | KIB | OK | 2023-07-21 | 2023-07-25 |  | 1229125 | 1229125 | EA | BOWL;SEDIMENT,MTL,SMC,C200F-2 |  |  | BOWL;TYPE:SEDIMENT,MATERIAL:METAL,MNFR:01)SMC,PTNO:01)C200F-2 | EN_01)SEDIMENT,EN_01)METAL,01)SMC,01)C200F-2 |  |  | SMC CORPORATION (AUST) PTY LTD | SMC | C200F-2 | [5 empty] | https://www.radwell.co.uk/Buy/SMC/SMC/C200F/?redirect=true | [10 empty] | CLEANSED | 24110000 Containers and storage | BOWL | No Modifier | TYPE | SEDIMENT | CAPACITY |  | MATERIAL | METAL | OVERALL SIZE |  | COLOUR |  | HAZARD CLASS |  | CERTIFICATION/STANDARD |  | ADDITIONAL FEATURES | [58 empty] | Production Completed
STP_009 - Lot4 | Data Enrichment | KIB | OK | 2023-07-21 | 2023-07-25 |  | 1352646 | 1352646 | EA | BOX,CONDT;POSI, GREY,3,25 MM |  |  | BOX,CONDUIT;TYPE:POSI, GREY,NUMBER OF HUBS:3,HUB SIZE:25 MM,ADDITIONAL FEATURES EN:BOTTOM ENT C/W TERMINALS 1 IN STOCK, BALANCE 3- ,MNFR:01)HAYMANS ELECTRICAL,PTNO:01)CCG100202-C6-2 | POSI, GREY,25 MM,01)BOTTOM ENT C/W TERMINALS 1,01)HAYMANS ELECTRICAL,01)CCG100202-C6-2 |  |  | HAYMANS ELECTRICAL | HAYMANS ELECTRICAL | CCG100202-C6-2 | [5 empty] | https://www.blackwoods.com.au/electrical/conduit-fittings/conduit-fittings-connectors/ccg-junction-box-size-2-3-way-size-2-conduit-poly-3-x-25mm-entry-100202-ccg100202/p/00310917#productInfo1 | [10 empty] | ENRICHED | 39131700 Wire Raceways Conduit and Busways | BOX | CONDUIT | TYPE | POSI,BOTTOM ENTRY | NUMBER OF HUBS | 3 | HUB SIZE | 25 MM | SIZE | 65X55X100 MM | MATERIAL |  | ENCLOSURE RATING |  | TEMPERATURE RATING |  | HAZARD CLASS |  | CERTIFICATION/STANDARD |  | ADDITIONAL FEATURES | COLOUR:GREY,C/W TERMINALS 1 IN STOCK,BALANCE 3 | [53 empty] | Production Completed
STP_009 - Lot4 | Data Enrichment | KIB | OK | 2023-07-21 | 2023-07-25 |  | 1277488 | 1277488 | EA | BOX,CONDT;WALL,POLY,TIAN TAYLOR |  |  | BOX,CONDUIT;TYPE:WALL,MATERIAL:POLY,ADDITIONAL FEATURES EN:30 DEG, 109208769PIE CART - 20L CRUSH CONV STOR,TIAN TAYLOR,MNFR:01) CNW (MOUNT ISA) ELECT WHOLESALER,PTNO:01)MAR511B3M20 | WALL,EN_01)POLY,01)30 DEG, 109208769PIE CART -,02)TIAN TAYLOR,01)CNW (MOUNT ISA) ELECT WHOLE,01)MAR511B3M20 |  |  | CNW (MOUNT ISA) ELECT WHOLESALER | CNW (MOUNT ISA) ELECT WHOLESALER | MAR511B3M20 | [5 empty] | URL NOT FOUND | [10 empty] | CLEANSED | 39131700 Wire Raceways Conduit and Busways | BOX | CONDUIT | TYPE | WALL | NUMBER OF HUBS |  | HUB SIZE |  | SIZE |  | MATERIAL | POLY | ENCLOSURE RATING |  | TEMPERATURE RATING |  | HAZARD CLASS |  | CERTIFICATION/STANDARD |  | ADDITIONAL FEATURES | 30 DEG,109208769PIE CART - 20L CRUSH CONV STOR,TIAN TAYLOR | [53 empty] | Production Completed
STP_009 - Lot4 | Data Enrichment | KIB | OK | 2023-07-21 | 2023-07-25 |  | 1277957 | 1277957 | EA | BOX,DISTR;CABNT,ELECTRICAL EQUIPMENT LV, |  |  | BOX,DISTRIBUTION;ADDITIONAL FEATURES EN:CABINET,ELECTRICAL EQUIPMENT LV , 6 MODULE C/W,2 X 630A FUSE SWITCHES, 3 X FUSE 100A AUXILIARY SUPPLY PANEL, ALL N,ON-LOCKABLE EXTERNAL PANELS TO BE,MNFR:01)ENERGYQLD,PTNO:01)104315 | 01)CABINET,ELECTRICAL EQUIPMEN,02)2 X 630A FUSE SWITCHES, 3 X,03)ON-LOCKABLE EXTERNAL PANELS,01)ENERGYQLD,01)104315 |  |  | ENERGYQLD | ENERGYQLD | 104315 | [5 empty] | URL NOT FOUND | [10 empty] | CLEANSED | 39121100 Distribution and control centers and accessories | BOX | DISTRIBUTION | HUB SIZE |  | NUMBER OF HUBS |  | MATERIAL |  | SIZE |  | NUMBER OF BUS BAR |  | BUS BAR SIZE |  | ENCLOSURE RATING |  | HAZARD CLASS |  | CERTIFICATION/STANDARD |  | ADDITIONAL FEATURES | CABINET,ELECTRICAL EQUIPMENT LV,6 MODULE C/W,2 X 630 A FUSE SWITCHES,3 X FUSE 100 A AUXILIARY SUPPLY PANEL,ALL N,ON-LOCKABLE EXTERNAL PANELS TO BE | [53 empty] | Production Completed
STP_009 - Lot4 | Data Enrichment | KIB | OK | 2023-07-21 | 2023-07-25 |  | 1292306 | 1292306 | EA | BOX,DISTR;MILD STEEL,FNSH |  |  | BOX,DISTRIBUTION;MATERIAL:MILD STEEL,ENCLOSURE RATING:EXTERNAL IP65, INTERNAL IP2X,ADDITIONAL FEATURES EN:1000 V DCB, SINGLE OUTLET, WITH J-BOX, ENCLOSUR,S AND DOORS BOLTED SHUT, LATCH TYPE STOP BUTTONS, BLUE POWDER COAT,FINISH,MNFR:01)CIE,PTNO:01)MEC-1 | MILD STEEL,EXTERNAL IP65, INTERNAL IP2X,01)1000 V DCB, SINGLE OUTLET,02)S AND DOORS BOLTED SHUT, LA,03)FINISH,01)CIE,01)MEC-1 |  |  | CIE | CIE | MEC-1 | [5 empty] | https://www.ampcontrolgroup.com/wp-content/uploads/2017/05/MEC-1-Technical-Datasheet.pdf | [10 empty] | CLEANSED | 39121100 Distribution and control centers and accessories | BOX | DISTRIBUTION | HUB SIZE |  | NUMBER OF HUBS |  | MATERIAL | MILD STEEL | SIZE |  | NUMBER OF BUS BAR |  | BUS BAR SIZE |  | ENCLOSURE RATING | EXTERNAL IP65,INTERNAL IP2X | HAZARD CLASS |  | CERTIFICATION/STANDARD |  | ADDITIONAL FEATURES | VOLTAGE RATING:1000 V DCB,SINGLE OUTLET,C/W J-BOX,ENCLOSUR,S AND DOORS BOLTED SHUT,LATCH TYPE STOP BUTTONS,FINISH:BLUE POWDER COAT | [53 empty] | Production Completed
STP_009 - Lot4 | Data Enrichment | KIB | OK | 2023-07-21 | 2023-07-25 | Processed based on Websource, Conflict w.r.t Input | 1292833 | 1292833 | EA | BOX,DISTR;MILD STEEL,IP2X |  |  | BOX,DISTRIBUTION;MATERIAL:MILD STEEL,ENCLOSURE RATING:IP2X,ADDITIONAL FEATURES EN:DUAL VOLTAGE 1000 V/440 V, SINGLE OUTLET, ENCLO, LUGS AND DOORS BOLTED SHUT, LATCH TYPE STOP BUTTONS, C/W J-BOX, HAN,GING FRAME AND CONTACTOR,MNFR:01)CIE,PTNO:01)2090.0 | MILD STEEL,IP2X,01)DUAL VOLTAGE 1000 V/440 V,02)LUGS AND DOORS BOLTED SHUT,03)GING FRAME AND CONTACTOR,01)CIE,01)2090.0 |  |  | CIE | CIE | 2090.0 | [5 empty] | https://www.radwell.co.uk/Buy/CONTA%20CLIP/CONTA%20CLIP/2090.0/?redirect=true | [10 empty] | ENRICHED | 39121400 Electrical lugs plugs and connectors | JUMPER | ELECTRICAL | TYPE | SINGLE OUTLET | VOLTAGE RATING | 1000 V/440 V | CURRENT RATING |  | NUMBER OF POLES |  | TERMINAL TYPE |  | CONTACT MATERIAL | MILD STEEL | INSULATION MATERIAL |  | SIZE |  | HAZARD CLASS |  | CERTIFICATION/STANDARD |  | ADDITIONAL FEATURES | ENCLOSURE RATING:IP2X,ENCLO,LUGS AND DOORS BOLTED SHUT,LATCH TYPE STOP BUTTONS,C/W J-BOX,HAN,GING FRAME AND CONTACTOR | [51 empty] | Production Completed
STP_009 - Lot4 | Data Enrichment | KIB | OK | 2023-07-21 | 2023-07-25 |  | 1292913 | 1292913 | EA | BOX,DISTR;STAINLESS STEEL 316 |  |  | BOX,DISTRIBUTION;MATERIAL:STAINLESS STEEL 316,ENCLOSURE RATING:INTERNAL IP2X,ADDITIONAL FEATURES EN:1000 V, T OFF BOX, 3-WAY, WITH CB, 1 X 1000 V/2,X, ENCL 2 MM, LIFT LUGS AND DOORS BOLTED SHUT, SEE EXT DESCRIPTION, WITH 5 KVA 240 V TX PIPE HANGING FRAME, TOP SECTION - STANDARD JBO,X FIT OUT, MID,MNFR:01)CIE,PTNO:01)4155 | STAINLESS STEEL 316,INTERNAL IP2X,01)1000 V, T OFF BOX, 3-WAY, W,02)X, ENCL 2 MM, LIFT LUGS AND,03) WITH 5 KVA 240 V TX PIPE H,04)X FIT OUT, MID,01)CIE,01)4155 |  |  | CIE | CIE | 4155 | [5 empty] | URL NOT FOUND | [10 empty] | CLEANSED | 39121100 Distribution and control centers and accessories | BOX | DISTRIBUTION | HUB SIZE |  | NUMBER OF HUBS |  | MATERIAL | STAINLESS STEEL 316 | SIZE |  | NUMBER OF BUS BAR |  | BUS BAR SIZE |  | ENCLOSURE RATING | INTERNAL IP2X | HAZARD CLASS |  | CERTIFICATION/STANDARD |  | ADDITIONAL FEATURES | VOLTAGE RATING:1000 V,T OFF BOX,3-WAY,WITH CB,1 X 1000 V/2,X,ENCL 2 MM,LIFT LUGS AND DOORS BOLTED SHUT,SEE EXT DESCRIPTION,C/W 5 KVA 240 V TX PIPE HANGING FRAME,TOP SECTION - STANDARD J-BOX FIT OUT,MID | [53 empty] | Production Completed
STP_009 - Lot4 | Data Enrichment | KIB | OK | 2023-07-21 | 2023-07-25 |  | 1286349 | 1286349 | EA | BOX,DISTR;STAINLESS STEEL 316,IP2X,X |  |  | BOX,DISTRIBUTION;MATERIAL:STAINLESS STEEL 316,ENCLOSURE RATING:IP2X,ADDITIONAL FEATURES EN:1000 V THRU BOX, 3-WAY, ENCL 2 MM, PIPE HANGING,SHUT, 2 X K FRAME BREAKERS WITH 250-315 A TRIP UNITS, BUILT IN J-BO,X,MNFR:01)QUOTE,PTNO:01)2533 | STAINLESS STEEL 316,IP2X,01)1000 V THRU BOX, 3-WAY, ENC,02)SHUT, 2 X K FRAME BREAKERS,03)X,01)QUOTE,01)2533 |  |  | QUOTE | QUOTE | 2533 | [5 empty] | URL NOT FOUND | [10 empty] | CLEANSED | 39121100 Distribution and control centers and accessories | BOX | DISTRIBUTION | HUB SIZE |  | NUMBER OF HUBS |  | MATERIAL | STAINLESS STEEL 316 | SIZE |  | NUMBER OF BUS BAR |  | BUS BAR SIZE |  | ENCLOSURE RATING | IP2X | HAZARD CLASS |  | CERTIFICATION/STANDARD |  | ADDITIONAL FEATURES | VOLTAGE RATING:1000 V THRU BOX,3-WAY,ENCL 2 MM,PIPE HANGING,SHUT,2 X K FRAME BREAKERS C/W 250 TO 315 A TRIP UNITS,BUILT IN J-BOX | [53 empty] | Production Completed
STP_009 - Lot4 | Data Enrichment | KIB | OK | 2023-07-21 | 2023-07-25 |  | 1277821 | 1277821 | EA | BOX,DISTR;STAINLESS STEEL 316,IP66 |  |  | BOX,DISTRIBUTION;MATERIAL:STAINLESS STEEL 316,SIZE:WD 200 X HT 300 X DP 150 MM,ENCLOSURE RATING:IP66,MNFR:01)RS COMPONENTS PTY LTD,PTNO:01)885-2764 | STAINLESS STEEL 316,WD 200 X HT 300 X DP 150 MM,IP66,01)RS COMPONENTS PTY LTD,01)885-2764 |  |  | RS COMPONENTS PTY LTD | RS COMPONENTS PTY LTD | 885-2764 | [5 empty] | https://au.rs-online.com/web/p/wall-boxes/8852764 | [10 empty] | CLEANSED | 39121100 Distribution and control centers and accessories | BOX | DISTRIBUTION | HUB SIZE |  | NUMBER OF HUBS |  | MATERIAL | STAINLESS STEEL 316 | SIZE | 200 WDX300 HTX150 DP MM | NUMBER OF BUS BAR |  | BUS BAR SIZE |  | ENCLOSURE RATING | IP66 | HAZARD CLASS |  | CERTIFICATION/STANDARD |  | ADDITIONAL FEATURES | [54 empty] | Production Completed
STP_009 - Lot4 | Data Enrichment | KIB | OK | 2023-07-21 | 2023-07-25 | Processed based on Websource, Conflict w.r.t Input | 1277667 | 1277667 | EA | BOX,DISTR;STAINLESS STEEL,IP66 |  |  | BOX,DISTRIBUTION;MATERIAL:STAINLESS STEEL,SIZE:SQ 400 X DP 270 MM,ENCLOSURE RATING:IP66,MNFR:01)CNW (MOUNT ISA) ELECT WHOLESALER, PT | STAINLESS STEEL,SQ 400 X DP 270 MM,IP66,01)CNW (MOUNT ISA) ELECT WHOLE,01)B&RIP13132/S |  |  | CNW (MOUNT ISA) ELECT WHOLESALER | CNW (MOUNT ISA) ELECT WHOLESALER | B&RIP13132/S | [5 empty] | https://haymans.mmem.com.au/b-26-rip13132-2f-s | [10 empty] | ENRICHED | 39121300 Electrical boxes and enclosures and fittings and accessories | ENCLOSURE | NO MODIFIER | TYPE |  | NEMA RATING |  | SIZE | 400 WDX400 HTX270 DP MM | MATERIAL | STAINLESS STEEL 316 | NUMBER OF KNOCKOUTS |  | MOUNTING TYPE | SURFACE | COLOUR |  | HAZARD CLASS |  | CERTIFICATION/STANDARD |  | ADDITIONAL FEATURES | ENCLOSURE RATING:IP66 | [53 empty] | Production Completed
STP_009 - Lot4 | Data Enrichment | KIB | OK | 2023-07-21 | 2023-07-25 |  | 1292305 | 1292305 | EA | BOX,DISTR;STEEL,IP56 |  |  | BOX,DISTRIBUTION;MATERIAL:STEEL,ENCLOSURE RATING:IP56,ADDITIONAL FEATURES EN:1000 V, THRU BOX, THK 2 MM, 3 MM BRASS GLAND PL, QUICK LUGS, 2 X K FRAME CB'S, 250-315A TRIP UNIT, 185 SQ MM TUNNEL,TERMINALS TO LOAD SIDE, LOCKABLE METAL HANDLES, THREE DOOR FORM 4,BLUE POWDER COATED, CHANNEL HANGING FRAME,MNFR:01)CIE,PTNO:01)A917 | STEEL,IP56,01)1000 V, THRU BOX, THK 2 MM,02)QUICK LUGS, 2 X K FRAME CB',03)TERMINALS TO LOAD SIDE, LOC,04)BLUE POWDER COATED, CHANNEL,01)CIE,01)A917 |  |  | CIE | CIE | A917 | [5 empty] | URL NOT FOUND | [10 empty] | CLEANSED | 39121100 Distribution and control centers and accessories | BOX | DISTRIBUTION | HUB SIZE |  | NUMBER OF HUBS |  | MATERIAL | STEEL | SIZE |  | NUMBER OF BUS BAR |  | BUS BAR SIZE |  | ENCLOSURE RATING | IP56 | HAZARD CLASS |  | CERTIFICATION/STANDARD |  | ADDITIONAL FEATURES | VOLTAGE RATING:1000 V,THRU BOX,THK 2 MM,3 MM BRASS GLAND PL,QUICK LUGS,2 X K FRAME CBS,250 TO 315 A TRIP UNIT,185 SQ MM TUNNEL,TERMINALS TO LOAD SIDE,LOCKABLE METAL HANDLES,THREE DOOR FORM 4,BLUE POWDER COATED,CHANNEL HANGING FRAME | [53 empty] | Production Completed
STP_009 - Lot4 | Data Enrichment | KIB | OK | 2023-07-21 | 2023-07-25 |  | 1280963 | 1280963 | EA | BOX,ELEC;ADAPTABLE |  |  | BOX,ELECTRICAL;TYPE:ADAPTABLE,ADDITIONAL FEATURES EN:ENC, ELECT - I 508 - JUDI / CHER,MNFR:01)CNW MOUNT ISA ELECT WHOLESALER,PTNO: 0 | EN_01)ADAPTABLE,01)ENC, ELECT - I 508 - JUDI /,01)CNW MOUNT ISA ELECT WHOLESA,01)B&RPN362515T |  |  | CNW MOUNT ISA ELECT WHOLESALER | CNW MOUNT ISA ELECT WHOLESALER | 0 | [5 empty] | URL NOT FOUND | [10 empty] | CLEANSED | 39121303 Electrical boxes | BOX | ELECTRICAL | TYPE | ADAPTABLE | HUB SIZE |  | NUMBER OF HUBS |  | MATERIAL |  | NUMBER OF GANGS |  | SIZE |  | ENCLOSURE RATING |  | HAZARD CLASS |  | CERTIFICATION/STANDARD |  | ADDITIONAL FEATURES | ENC,ELECT-I 508-JUDI/CHER | [53 empty] | Production Completed
STP_009 - Lot4 | Data Enrichment | KIB | OK | 2023-07-21 | 2023-07-25 |  | 1280881 | 1280881 | EA | BOX,ELEC;ADAPTABLE,PVC,IP56,COLOUR: GREY |  |  | BOX,ELECTRICAL;TYPE:ADAPTABLE,MATERIAL:PVC,SIZE:WD 108 X LG 163 X DP 81 MM,ENCLOSURE RATING:IP56,ADDITIONAL FEATURES EN:COLOUR: GREY,MNFR:01)CNW MOUNT ISA ELECT WHOLESALER,PTNO:01)CLI265/4GY | EN_01)ADAPTABLE,PVC,EN_01)WD 108 X LG 163 X DP 81,IP56,01)COLOUR: GREY,01)CNW MOUNT ISA ELECT WHOLESA,01)CLI265/4GY |  |  | CNW MOUNT ISA ELECT WHOLESALER | CNW MOUNT ISA ELECT WHOLESALER | CLI265/4GY | [5 empty] | https://shop.sherriff.com.au/she/en/AUD/All-Categories/Electrical-Distribution/Enclosures/ADAPTABLE-BOX-163X108X81MM-GREY/p/CLI265=4GYJ08 | [10 empty] | CLEANSED | 39121303 Electrical boxes | BOX | ELECTRICAL | TYPE | ADAPTABLE | HUB SIZE |  | NUMBER OF HUBS |  | MATERIAL | PVC | NUMBER OF GANGS |  | SIZE | 163 LGX108 WDX81 DP MM | ENCLOSURE RATING | IP56 | HAZARD CLASS |  | CERTIFICATION/STANDARD |  | ADDITIONAL FEATURES | COLOUR:GREY | [53 empty] | Production Completed
STP_009 - Lot4 | Data Enrichment | KIB | OK | 2023-07-21 | 2023-07-25 | Processed based on Websource, Conflict w.r.t Input | 1280794 | 1280794 | EA | BOX,ELEC;ADAPTABLE,PVC,IP66,C/W LID |  |  | BOX,ELECTRICAL;TYPE:ADAPTABLE,MATERIAL:PVC,SIZE:WD 101 X LG 91 X DP 101 MM,ENCLOSURE RATING:IP66,ADDITIONAL FEATURES EN:C/W LID, MNFR:01)HAYMANS ELECTRICAL PARTS,PTNO:01)CLI56JB1GY | EN_01)ADAPTABLE,PVC,EN_01)WD 101 X LG 91 X DP 101,IP66,01)C/W LID,01)HAYMANS ELECTRICAL PARTS,01)CLI56JB1GY |  |  | HAYMANS ELECTRICAL PARTS | HAYMANS ELECTRICAL PARTS | CLI56JB1GY | [5 empty] | https://shop.sherriff.com.au/she/en/AUD/All-Categories/Industrial/Industrial-Mounting/JUNCTION-BOX-PVC-IP66-1G-GREY/p/CLI56JB1GYK32 | [10 empty] | ENRICHED | 39121332 Electrical junction box | BOX | JUNCTION | TYPE | ADAPTABLE | SIZE | 101 WDX101 HTX91 DP MM | MATERIAL | PVC | HUB SIZE |  | ENCLOSURE RATING | IP66 | MOUNTING TYPE | SURFACE | NUMBER OF OUTLETS |  | COLOUR | GREY | HAZARD CLASS |  | CERTIFICATION/STANDARD |  | ADDITIONAL FEATURES | C/W LID | [51 empty] | Production Completed
STP_009 - Lot4 | Data Enrichment | KIB | OK | 2023-07-21 | 2023-07-25 |  | 1281017 | 1281017 | EA | BOX,ELEC;ADAPTABLE,STAINLESS STEEL 304 |  |  | BOX,ELECTRICAL;TYPE:ADAPTABLE,MATERIAL:STAINLESS STEEL 304,SIZE:SQ 200 X DP 120 MM,ADDITIONAL FEATURES EN:C/W LID AND MOUNTING BRACKET, 3-4 WEEKS DELIVER,MNFR:01)HAYMANS ELECTRICAL PARTS,PTNO:01)RIA1528009 | EN_01)ADAPTABLE,STAINLESS STEEL 304,EN_01)SQ 200 X DP 120 MM,01)C/W LID AND MOUNTING BRACKE,01)HAYMANS ELECTRICAL PARTS,01)RIA1528009 |  |  | HAYMANS ELECTRICAL PARTS | HAYMANS ELECTRICAL PARTS | RIA1528009 | [5 empty] | URL NOT FOUND | [10 empty] | CLEANSED | 39121303 Electrical boxes | BOX | ELECTRICAL | TYPE | ADAPTABLE | HUB SIZE |  | NUMBER OF HUBS |  | MATERIAL | STAINLESS STEEL 304 | NUMBER OF GANGS |  | SIZE | 200 SQX120 DP MM | ENCLOSURE RATING |  | HAZARD CLASS |  | CERTIFICATION/STANDARD |  | ADDITIONAL FEATURES | C/W LID AND MOUNTING BRACKET,3 TO 4 WEEKS DELIVER | [53 empty] | Production Completed
STP_009 - Lot4 | Data Enrichment | KIB | OK | 2023-07-21 | 2023-07-25 |  | 1281037 | 1281037 | EA | BOX,ELEC;ALUMINUM LIGHTWEIGHT,8U |  |  | BOX,ELECTRICAL;MATERIAL:ALUMINUM LIGHTWEIGHT,SIZE:WD 800 MM X LG 2.3596 M X DP 800 MM,ADDITIONAL FEATURES EN:ELECTRICAL EQUIPMENT CUBICLE, FA1 FRONT ACCESS,8U,MNFR:01)ENERGYQLD,PTNO:01)4146 | ALUMINUM LIGHTWEIGHT,EN_01)WD 800 MM X LG 2.3596 M,01)ELECTRICAL EQUIPMENT CUBICL,02)8U,01)ENERGYQLD,01)4146 |  |  | ENERGYQLD | ENERGYQLD | 4146 | [5 empty] | URL NOT FOUND | [10 empty] | CLEANSED | 39121303 Electrical boxes | BOX | ELECTRICAL | TYPE |  | HUB SIZE |  | NUMBER OF HUBS |  | MATERIAL | ALUMINUM LIGHT WEIGHT | NUMBER OF GANGS |  | SIZE | 2.3596 LG MX800 WDX800 DP MM | ENCLOSURE RATING |  | HAZARD CLASS |  | CERTIFICATION/STANDARD |  | ADDITIONAL FEATURES | ELECTRICAL EQUIPMENT CUBICLE,FA1 FRONT ACCESS,8U | [53 empty] | Production Completed
STP_009 - Lot4 | Data Enrichment | KIB | OK | 2023-07-21 | 2023-07-25 | Processed based on Websource, Conflict w.r.t Input | 1289206 | 1289206 | EA | BOX,ELEC;CABNT, UNIVERSAL,IP66 |  |  | BOX,ELECTRICAL;TYPE:CABINET, UNIVERSAL,MATERIAL:STAINLESS STEEL 316,SIZE:SQ 600 X DP 300 MM,ENCLOSURE RATING:IP66,MNFR:01)SMC, PTNO:01)NI06063/S | EN_01)CABINET, UNIVERSAL,STAINLESS STEEL 316,EN_01)SQ 600 X DP 300 MM,IP66,01)SMC,01)NI06063/S |  |  | SMC CORPORATION (AUST) PTY LTD | SMC | NI06063/S | [5 empty] | https://www.blackwoods.com.au/electrical/switchboards-enclosures/plastic-enclosures/b-r-enclosures-universal-ni-316ss-600x600x300-ni06063-s/p/00289735 | [10 empty] | ENRICHED | 39121300 Electrical boxes and enclosures and fittings and accessories | ENCLOSURE | NO MODIFIER | TYPE |  | NEMA RATING |  | SIZE | 600X600X300 MM | MATERIAL | STAINLESS STEEL 316 | NUMBER OF KNOCKOUTS |  | MOUNTING TYPE |  | COLOUR | BLACK | HAZARD CLASS |  | CERTIFICATION/STANDARD |  | ADDITIONAL FEATURES | [54 empty] | Production Completed
STP_009 - Lot4 | Data Enrichment | KIB | OK | 2023-07-21 | 2023-07-25 |  | 1352130 | 1352130 | EA | BOX,ELEC;CABNT,AUSLEC,WESMSSE |  |  | BOX,ELECTRICAL;TYPE:CABINET,ADDITIONAL FEATURES EN:FOR SENTINEL STARTER, MOUNTING TYPE: SURFACE,MNFR:01)AUSLEC,PTNO:01)WESMSSE | EN_01)CABINET,01)FOR SENTINEL STARTER, MOUNT,01)AUSLEC,01)WESMSSE |  |  | AUSLEC | AUSLEC | WESMSSE | [5 empty] | URL NOT FOUND |  |  | STARTER | SENTINEL | [6 empty] | CLEANSED | 39121303 Electrical boxes | BOX | ELECTRICAL | TYPE | CABINET | HUB SIZE |  | NUMBER OF HUBS |  | MATERIAL |  | NUMBER OF GANGS |  | SIZE |  | ENCLOSURE RATING |  | HAZARD CLASS |  | CERTIFICATION/STANDARD |  | ADDITIONAL FEATURES | MOUNTING TYPE: SURFACE | [53 empty] | Production Completed
STP_009 - Lot4 | Data Enrichment | KIB | OK | 2023-07-21 | 2023-07-25 |  | 1320388 | 1320388 | EA | BOX,ELEC;CABNT,EM,RITTAL,EL |  |  | BOX,ELECTRICAL;TYPE:CABINET,SIZE:WD 600 X HT 350 X DP 500 MM,ADDITIONAL FEATURES EN:EQUIP: GLASS (DOOR) FRONT ENCLOSURE, 3-PART ELELECTRONIC COMBI SYST,EM,MNFR:01)RITTAL,PTNO:01)EL | EN_01)CABINET,EN_01)WD 600 X HT 350 X DP 500,01)EQUIP: GLASS (DOOR) FRONT E,02)EM,01)RITTAL,01)EL |  |  | RITTAL | RITTAL | EL | [5 empty] | URL NOT FOUND | [10 empty] | CLEANSED | 39121303 Electrical boxes | BOX | ELECTRICAL | TYPE | CABINET | HUB SIZE |  | NUMBER OF HUBS |  | MATERIAL |  | NUMBER OF GANGS |  | SIZE | 600 WDX350 HTX500 DP MM | ENCLOSURE RATING |  | HAZARD CLASS |  | CERTIFICATION/STANDARD |  | ADDITIONAL FEATURES | FOR GLASS (DOOR) FRONT ENCLOSURE,3-PART ELELECTRONIC COMBI SYSTEM | [53 empty] | Production Completed
STP_009 - Lot4 | Data Enrichment | KIB | OK | 2023-07-21 | 2023-07-25 | Processed based on Websource, Conflict w.r.t Input | 1353313 | 1353313 | EA | BOX,ELEC;CABNT,POLYSTYRENE,IP66 |  |  | BOX,ELECTRICAL;TYPE:CABINET,MATERIAL:POLYSTYRENE,SIZE:WD 180 X LG 254 X HT 90 MM,ENCLOSURE RATING:IP66,CERTIFICATION/STANDARD:EN 60529, DIN VDE 0470-1,MNFR:01)RSCOMP,PTNO:01)220-490 | EN_01)CABINET,POLYSTYRENE,EN_01)WD 180 X LG 254 X HT 90,IP66,EN_01)EN 60529, DIN VDE 0470-1,01)RSCOMP,01)220-490 |  |  | RSCOMP | RSCOMP | 220-490 | [5 empty] | https://in.rsdelivers.com/product/spelsberg/11100801/spelsberg-tk-ps-series-grey-polystyrene-enclosure/0220490 | [10 empty] | ENRICHED | 39121300 Electrical boxes and enclosures and fittings and accessories | ENCLOSURE | NO MODIFIER | TYPE |  | NEMA RATING | IP66 | SIZE | 254 LGX180 WDX 90 HT MM | MATERIAL | POLYSTYRENE | NUMBER OF KNOCKOUTS |  | MOUNTING TYPE |  | COLOUR | GREY | HAZARD CLASS |  | CERTIFICATION/STANDARD | EN 60529,DIN VDE 0470-1 | ADDITIONAL FEATURES | [54 empty] | Production Completed
STP_009 - Lot4 | Data Enrichment | KIB | OK | 2023-07-21 | 2023-07-25 |  | 1299359 | 1299359 | EA | BOX,ELEC;CABNT,STAINLESS STEEL 316,IP66 |  |  | BOX,ELECTRICAL;TYPE:CABINET,MATERIAL:STAINLESS STEEL 316,SIZE:WD 400 X HT 600 X DP 200 MM,ENCLOSURE RATING:IP66,MNFR:01)BANDR,PTNO: | EN_01)CABINET,STAINLESS STEEL 316,EN_01)WD 400 X HT 600 X DP 200,IP66,01)B&R,02)RITTAL,01)NI06042/S,02)NI06042/S |  |  | BANDR | BANDR | NI06042/S |  | RITTAL |  |  |  | https://au.rs-online.com/web/p/wall-boxes/8852828 | [10 empty] | CLEANSED | 39121303 Electrical boxes | BOX | ELECTRICAL | TYPE | CABINET | HUB SIZE |  | NUMBER OF HUBS |  | MATERIAL | STAINLESS STEEL 316 | NUMBER OF GANGS |  | SIZE | 400 WDX600 HTX200 DP MM | ENCLOSURE RATING | IP66 | HAZARD CLASS |  | CERTIFICATION/STANDARD |  | ADDITIONAL FEATURES | BRAND:B&R | [53 empty] | Production Completed
STP_009 - Lot4 | Data Enrichment | KIB | OK | 2023-07-21 | 2023-07-25 |  | 1289468 | 1289468 | EA | BOX,ELEC;CTRL |  |  | BOX,ELECTRICAL;TYPE:CONTROL,MNFR:01)RME,PTNO:01)L06-05-300AA-P2 | EN_01)CONTROL,01)RME,01)L06-05-300AA-P2 |  |  | RME | RME | L06-05-300AA-P2 | [5 empty] | URL NOT FOUND | [10 empty] | CLEANSED | 39121303 Electrical boxes | BOX | ELECTRICAL | TYPE | CONTROL | HUB SIZE |  | NUMBER OF HUBS |  | MATERIAL |  | NUMBER OF GANGS |  | SIZE |  | ENCLOSURE RATING |  | HAZARD CLASS |  | CERTIFICATION/STANDARD |  | ADDITIONAL FEATURES | [54 empty] | Production Completed
STP_009 - Lot4 | Data Enrichment | KIB | OK | 2023-07-21 | 2023-07-25 |  | 1291893 | 1291893 | EA | BOX,ELEC;EMERGENCY DEFIBRILLATOR STORAGE |  |  | BOX,ELECTRICAL;TYPE:EMERGENCY DEFIBRILLATOR STORAGE CABINET,SIZE:WD 13.5 X LG 13 X 7 DP IN,MNFR:01)BUNZL,PTNO:01)147SM | EN_01)EMERGENCY DEFIBRILLATOR,EN_01)WD 13.5 X LG 13 X 7 DP I,01)BUNZL,01)147SM |  |  | BUNZL | BUNZL | 147SM | [5 empty] | URL NOT FOUND | [10 empty] | CLEANSED | 39121303 Electrical boxes | BOX | ELECTRICAL | TYPE | EMERGENCY DEFIBRILLATOR STORAGE CABINET | HUB SIZE |  | NUMBER OF HUBS |  | MATERIAL |  | NUMBER OF GANGS |  | SIZE | 13 LGX13.5 WDX7 DP IN | ENCLOSURE RATING |  | HAZARD CLASS |  | CERTIFICATION/STANDARD |  | ADDITIONAL FEATURES | [54 empty] | Production Completed
STP_009 - Lot4 | Data Enrichment | KIB | OK | 2023-07-21 | 2023-07-25 |  | 1352669 | 1352669 | EA | BOX,ELEC;ENCLOSURE EMPTY,STAINLESS STEEL |  |  | BOX,ELECTRICAL;TYPE:ENCLOSURE EMPTY,MATERIAL:STAINLESS STEEL,SIZE:WD 200 X LG 300 X HT 150 MM,ENCLOSURE RATING:IP66,MNFR:01) HAYMANS | EN_01)ENCLOSURE EMPTY,STAINLESS STEEL,EN_01)WD 200 X LG 300 X HT 150,IP66,01)HAYMANS ELECTRICAL (PARTS),01)B&RNI03021/S |  |  | HAYMANS | HAYMANS | NI03021/S | [5 empty] | https://au.rs-online.com/web/p/wall-boxes/8852764 | [10 empty] | CLEANSED | 39121303 Electrical boxes | BOX | ELECTRICAL | TYPE | ENCLOSURE EMPTY | HUB SIZE |  | NUMBER OF HUBS |  | MATERIAL | STAINLESS STEEL | NUMBER OF GANGS |  | SIZE | 300 LGX200 WDX150 HT MM | ENCLOSURE RATING | IP66 | HAZARD CLASS |  | CERTIFICATION/STANDARD |  | ADDITIONAL FEATURES | BRAND:B&R | [53 empty] | Production Completed
STP_009 - Lot4 | Data Enrichment | KIB | OK | 2023-07-21 | 2023-07-25 |  | 1289371 | 1289371 | EA | BOX,ELEC;HNDST |  |  | BOX,ELECTRICAL;ADDITIONAL FEATURES EN:HANDSET,MNFR:01)RME,PTNO:01)L07-04-001BB | 01)HANDSET,01)RME,01)L07-04-001BB |  |  | RME | RME | L07-04-001BB | [5 empty] | URL NOT FOUND | [10 empty] | CLEANSED | 39121303 Electrical boxes | BOX | ELECTRICAL | TYPE |  | HUB SIZE |  | NUMBER OF HUBS |  | MATERIAL |  | NUMBER OF GANGS |  | SIZE |  | ENCLOSURE RATING |  | HAZARD CLASS |  | CERTIFICATION/STANDARD |  | ADDITIONAL FEATURES | HANDSET | [53 empty] | Production Completed
STP_009 - Lot4 | Data Enrichment | KIB | OK | 2023-07-21 | 2023-07-25 |  | 1353562 | 1353562 | EA | BOX,ELEC;INDL,MILD STEEL,IP66,IEC 61439 |  |  | BOX,ELECTRICAL;TYPE:INDUSTRIAL,MATERIAL:MILD STEEL,SIZE:SQ 600 X DP 210 MM,ENCLOSURE RATING:IP66,CERTIFICATION/STANDARD:IEC 61439, ADDITIONAL FEATURES EN:CABINET, SINGLE DOOR, COLOUR: GREY, MOUNTING TY,MNFR:01)SMC,PTNO:01)MAS0606021R5 | EN_01)INDUSTRIAL,MILD STEEL,EN_01)SQ 600 X DP 210 MM,IP66,EN_01)IEC 61439,01)CABINET, SINGLE DOOR, COLOU,01)SMC,01)MAS0606021R5 |  |  | SMC CORPORATION (AUST) PTY LTD | SMC | MAS0606021R5 | [5 empty] | https://www.smcelectric.com/products/hoffman-hofmas0606021r5/ | [10 empty] | ENRICHED | 39121300 Electrical boxes and enclosures and fittings and accessories | ENCLOSURE | NO MODIFIER | TYPE | CABINET,SINGLE DOOR | NEMA RATING | NEMA 4/12/13/IK00/IP66 | SIZE | 23.62 WDX8.27 DP IN | MATERIAL |  | NUMBER OF KNOCKOUTS |  | MOUNTING TYPE | WALL | COLOUR | GREY | HAZARD CLASS |  | CERTIFICATION/STANDARD | IEC 61439 | ADDITIONAL FEATURES | [54 empty] | Production Completed
STP_009 - Lot4 | Data Enrichment | KIB | OK | 2023-07-21 | 2023-07-25 |  | 1281045 | 1281045 | EA | BOX,ELEC;LV DISTRIBUTION EXTENSION,SCM) |  |  | BOX,ELECTRICAL;TYPE:LV DISTRIBUTION EXTENSION,SIZE:500 MM,ADDITIONAL FEATURES EN:GRP UV STABILISED, SUIT RESIDENTIAL CABINETS IN, SCM),MNFR:01)ENERGYQLD,PTNO:01)2454858 | EN_01)LV DISTRIBUTION EXTENSIO,EN_01)500 MM,01)GRP UV STABILISED, SUIT RES,02)SCM),01)ENERGYQLD,01)2454858 |  |  | ENERGYQLD | ENERGYQLD | 2454858 | [5 empty] | URL NOT FOUND | [10 empty] | CLEANSED | 39121303 Electrical boxes | BOX | ELECTRICAL | TYPE | LV DISTRIBUTION EXTENSION | HUB SIZE |  | NUMBER OF HUBS |  | MATERIAL |  | NUMBER OF GANGS |  | SIZE | 500 MM | ENCLOSURE RATING |  | HAZARD CLASS |  | CERTIFICATION/STANDARD |  | ADDITIONAL FEATURES | GRP UV STABILISED,SUIT RESIDENTIAL CABINETS IN,SCM | [53 empty] | Production Completed
STP_009 - Lot4 | Data Enrichment | KIB | OK | 2023-07-21 | 2023-07-25 |  | 1281023 | 1281023 | EA | BOX,ELEC;LV DISTRIBUTION,AREAS (SCM) |  |  | BOX,ELECTRICAL;TYPE:LV DISTRIBUTION,ADDITIONAL FEATURES EN:GRP, 9 X 100A FUSE CARRIERS, UV STABILISED, FOR,AREAS (SCM),MNFR:01) ENERGYQLD,PTNO:01)2454833 | EN_01)LV DISTRIBUTION,01)GRP, 9 X 100A FUSE CARRIERS,02)AREAS (SCM),01)ENERGYQLD,01)2454833 |  |  | ENERGYQLD | ENERGYQLD | 2454833 | [5 empty] | URL NOT FOUND | [10 empty] | CLEANSED | 39121303 Electrical boxes | BOX | ELECTRICAL | TYPE | LV DISTRIBUTION | HUB SIZE |  | NUMBER OF HUBS |  | MATERIAL |  | NUMBER OF GANGS |  | SIZE |  | ENCLOSURE RATING |  | HAZARD CLASS |  | CERTIFICATION/STANDARD |  | ADDITIONAL FEATURES | GRP,9X100 A FUSE CARRIERS,UV STABILISED,FOR AREAS (SCM) | [53 empty] | Production Completed
STP_009 - Lot4 | Data Enrichment | KIB | OK | 2023-07-21 | 2023-07-25 |  | 1280754 | 1280754 | EA | BOX,ELEC;MNTG,PVC,6 |  |  | BOX,ELECTRICAL;TYPE:MOUNTING,MATERIAL:PVC,NUMBER OF GANGS:6,MNFR:01)NW MOUNT ISA ELECT WHOLESALER,PTNO:01)CLI56E6GY | EN_01)MOUNTING,PVC,01)NW MOUNT ISA ELECT WHOLESAL,01)CLI56E6GY |  |  | NW MOUNT ISA ELECT WHOLESALER | CNW MOUNT ISA ELECT WHOLESALER | CLI56E6GY | [5 empty] | https://www.rexel.com.au/are/category/Cable-Management/Box-Housing/Box-housing-for-surface-mounting-on-the-wall-ceiling/ENCLOSURE-6-GANG-INDUSTRIAL-BOX/CLI56E6GY/p/10081403 | [10 empty] | ENRICHED | 39121303 Electrical boxes | BOX | ELECTRICAL | TYPE | MOUNTING | HUB SIZE |  | NUMBER OF HUBS |  | MATERIAL | PVC | NUMBER OF GANGS | 6 | SIZE | 289 LGX198 WDX63 DP MM | ENCLOSURE RATING | IP66 | HAZARD CLASS |  | CERTIFICATION/STANDARD |  | ADDITIONAL FEATURES | [54 empty] | Production Completed
STP_009 - Lot4 | Data Enrichment | KIB | OK | 2023-07-21 | 2023-07-25 | Processed based on Websource, Conflict w.r.t Input | 1290029 | 1290029 | EA | BOX,ELEC;MODULAR CABINET,CARBON STEEL |  |  | BOX,ELECTRICAL;TYPE:MODULAR CABINET,MATERIAL:CARBON STEEL,SIZE:WD 800 MM X HT 2 M X DP 500 MM,ENCLOSURE RATING:IP55,MNFR:01) RITTAL,PTNO:01)8805500 | EN_01)MODULAR CABINET,CARBON STEEL,EN_01)WD 800 MM X HT 2 M X DP,IP55,01)RITTAL,01)8805500 |  |  | RITTAL | RITTAL | 8805500 | [5 empty] | https://www.standardelectricsupply.com/Rittal-8805500-Enclosure | [10 empty] | ENRICHED | 39121300 Electrical boxes and enclosures and fittings and accessories | ENCLOSURE | NO MODIFIER | TYPE | MODULAR CABINET | NEMA RATING | NEMA 12/IP55 | SIZE | 800 WD MMX2 HT M X500 DP MM | MATERIAL | CARBON STEEL | NUMBER OF KNOCKOUTS |  | MOUNTING TYPE | FREESTANDING | COLOUR | LIGHT GRAY | HAZARD CLASS |  | CERTIFICATION/STANDARD |  | ADDITIONAL FEATURES | [54 empty] | Production Completed
STP_009 - Lot4 | Data Enrichment | KIB | OK | 2023-07-21 | 2023-07-25 |  | 1381416 | 1381416 | EA | BOX,ELEC;PLINTH, EXTENSION MODULE,ELDON |  |  | BOX,ELECTRICAL;PLINTH, EXTENSION MODULE,MATERIAL:STAINLESS STEEL 304,SIZE:WD 600 X HT 100 X DP 500 MM,ADDITIONAL FEATURES EN: CABINET, EQUIP: OPERATORS DESK, TANK HOUSE CELL UPGRADE,MNFR:01)ELDON,PTNO:01)MSNS1065 | EN_01)PLINTH, EXTENSION MODULE,STAINLESS STEEL 304,EN_01)WD 600 X HT 100 X DP 500,01)CABINET, EQUIP: OPERATORS D,01)ELDON,01)MSNS1065 |  |  | ELDON | ELDON | MSNS1065 | [5 empty] | URL NOT FOUND | [10 empty] | CLEANSED | 39121303 Electrical boxes | BOX | ELECTRICAL | TYPE | CABINET | HUB SIZE |  | NUMBER OF HUBS |  | MATERIAL | STAINLESS STEEL 304 | NUMBER OF GANGS |  | SIZE | 600 WDX100 HTX500 DP MM | ENCLOSURE RATING |  | HAZARD CLASS |  | CERTIFICATION/STANDARD |  | ADDITIONAL FEATURES | PLINTH,EXTENSION MODULE,FOR OPERATORS DESK,TANK HOUSE CELL UPGRADE | [53 empty] | Production Completed
STP_009 - Lot4 | Data Enrichment | KIB | OK | 2023-07-21 | 2023-07-25 |  | 1281010 | 1281010 | EA | BOX,ELEC;UNIVERSAL NI WALL,IP66,ROHS |  |  | BOX,ELECTRICAL;TYPE:UNIVERSAL NI WALL,MATERIAL:STAINLESS STEEL 316,SIZE:WD 300 X HT 400 X DP 200 MM,ENCLOSURE RATING:IP66, CERTIFICATION/STANDARD:ROHS,MNFR:01)RS COMPONENTS PTY LTD,PTNO:01)885-2786 | EN_01)UNIVERSAL NI WALL,STAINLESS STEEL 316,EN_01)WD 300 X HT 400 X DP 200,IP66,EN_01)ROHS,01)RS COMPONENTS PTY LTD,01)885-2786 |  |  | RS COMPONENTS PTY LTD | RS COMPONENTS PTY LTD | 885-2786 | [5 empty] | https://au.rs-online.com/web/p/wall-boxes/8852786 | [10 empty] | CLEANSED | 39121303 Electrical boxes | BOX | ELECTRICAL | TYPE | UNIVERSAL NI WALL | HUB SIZE |  | NUMBER OF HUBS |  | MATERIAL | STAINLESS STEEL 316 | NUMBER OF GANGS |  | SIZE | 300 WDX400 HTX200 DP MM | ENCLOSURE RATING | IP66 | HAZARD CLASS |  | CERTIFICATION/STANDARD | ROHS | ADDITIONAL FEATURES | [54 empty] | Production Completed
STP_009 - Lot4 | Data Enrichment | KIB | OK | 2023-07-21 | 2023-07-25 |  | 1280895 | 1280895 | EA | BOX,ELEC;WALL, UNIVERSAL,IP66 |  |  | BOX,ELECTRICAL;TYPE:WALL, UNIVERSAL,MATERIAL:STAINLESS STEEL N316,SIZE:SQ 400 X DP 200 MM,ENCLOSURE RATING:IP66,MNFR:01)RS COMPONENTS PTY LTD,PTNO:01)NI04042/S | EN_01)WALL, UNIVERSAL,STAINLESS STEEL N316,EN_01)SQ 400 X DP 200 MM,IP66,01)RS COMPONENTS PTY LTD,01)NI04042/S |  |  | RS COMPONENTS PTY LTD | RS COMPONENTS PTY LTD | NI04042/S | [5 empty] | https://au.rs-online.com/web/p/wall-boxes/8852783?redirect-relevancy-data=7365617263685F636173636164655F6F726465723D31267365617263685F696E746572666163655F6E616D653D4931384E53656172636847656E65726963267365617263685F6D617463685F6D6F64653D6D61746368616C6C7061727469616C267365617263685F7061747465726E5F6D6174636865643D5E5B5C707B4C7D5C707B4E647D2D2C2F255C2E5D2B24267365617263685F747970653D4B4559574F52445F53494E474C455F414C5048415F4E554D45524943267365617263685F7370656C6C5F636F72726563745F6170706C6965643D59267365617263685F77696C645F63617264696E675F6D6F64653D4E4F4E45267365617263685F6B6579776F72643D4E4930343034322F53267365617263685F6B6579776F72645F6170703D4E4930343034322F5326 | [10 empty] | ENRICHED | 39121303 Electrical boxes | BOX | ELECTRICAL | TYPE | UNIVERSAL,WALL | HUB SIZE |  | NUMBER OF HUBS |  | MATERIAL | STAINLESS STEEL 316 | NUMBER OF GANGS |  | SIZE | 400 WDX400 HTXDP 200 MM | ENCLOSURE RATING | IP66 | HAZARD CLASS |  | CERTIFICATION/STANDARD |  | ADDITIONAL FEATURES | [54 empty] | Production Completed
STP_009 - Lot4 | Data Enrichment | KIB | OK | 2023-07-21 | 2023-07-25 |  | 1281044 | 1281044 | EA | BOX,ELEC;WALL,STAINLESS STEEL 304,IP66 |  |  | BOX,ELECTRICAL;TYPE:WALL,MATERIAL:STAINLESS STEEL 304,SIZE:WD 150 X HT 300 X DP 400 MM,ENCLOSURE RATING:IP66, CERTIFICATION/STANDARD:IK10, ROHS,ADDITIONAL FEATURES EN:AS PER WEBSITE,MNFR:01)RS COMPONENTS PTY LTD,PTNO:01)842-8380 | EN_01)WALL,STAINLESS STEEL 304,EN_01)WD 150 X HT 300 X DP 400,IP66,EN_01)IK10, ROHS,01)AS PER WEBSITE,01)RS COMPONENTS PTY LTD,01)842-8380 |  |  | RS COMPONENTS PTY LTD | RS COMPONENTS PTY LTD | 842-8380 | [5 empty] | https://au.rs-online.com/web/p/wall-boxes/8428380?redirect-relevancy-data=7365617263685F636173636164655F6F726465723D31267365617263685F696E746572666163655F6E616D653D4931384E525353746F636B4E756D626572267365617263685F6D617463685F6D6F64653D6D61746368616C6C267365617263685F7061747465726E5F6D6174636865643D5E2828282872737C5253295B205D3F293F285C647B337D5B5C2D5C735D3F5C647B332C347D5B705061415D3F29297C283235285C647B387D7C5C647B317D5C2D5C647B377D29292924267365617263685F747970653D52535F53544F434B5F4E554D424552267365617263685F77696C645F63617264696E675F6D6F64653D4E4F4E45267365617263685F6B6579776F72643D3834322D38333830267365617263685F6B6579776F72645F6170703D3834323833383026 | [10 empty] | ENRICHED | 39121303 Electrical boxes | BOX | ELECTRICAL | TYPE | WALL | HUB SIZE |  | NUMBER OF HUBS |  | MATERIAL | STAINLESS STEEL 304 | NUMBER OF GANGS |  | SIZE | 150 WDX300 HTX400 DP MM | ENCLOSURE RATING | IP66 | HAZARD CLASS |  | CERTIFICATION/STANDARD | IK10,ROHS | ADDITIONAL FEATURES | AS PER WEBSITE | [53 empty] | Production Completed
STP_009 - Lot4 | Data Enrichment | KIB | OK | 2023-07-21 | 2023-07-25 |  | 1280860 | 1280860 | EA | BOX,ELEC;WALL,STAINLESS STEEL 316,IP66 |  |  | BOX,ELECTRICAL;TYPE:WALL,MATERIAL:STAINLESS STEEL 316,SIZE:WD 400 X HT 600 X DP 300 MM,ENCLOSURE RATING:IP66,MNFR:01)BANDR ENCLOSURE | EN_01)WALL,STAINLESS STEEL 316,EN_01)WD 400 X HT 600 X DP 300,IP66,01)B&R ENCLOSURES,02)RS COMPONENTS PTY LTD,01)SR06063/S,02)885-2972 |  |  | BANDR ENCLOSURE | BANDR ENCLOSURE | SR06063/S |  | RS COMPONENTS PTY LTD | 885-2972 |  |  | https://au.rs-online.com/web/p/wall-boxes/8852972?redirect-relevancy-data=7365617263685F636173636164655F6F726465723D31267365617263685F696E746572666163655F6E616D653D4931384E525353746F636B4E756D626572267365617263685F6D617463685F6D6F64653D6D61746368616C6C267365617263685F7061747465726E5F6D6174636865643D5E2828282872737C5253295B205D3F293F285C647B337D5B5C2D5C735D3F5C647B332C347D5B705061415D3F29297C283235285C647B387D7C5C647B317D5C2D5C647B377D29292924267365617263685F747970653D52535F53544F434B5F4E554D424552267365617263685F77696C645F63617264696E675F6D6F64653D4E4F4E45267365617263685F6B6579776F72643D3838352D32393732267365617263685F6B6579776F72645F6170703D3838353239373226 | [10 empty] | ENRICHED | 39121303 Electrical boxes | BOX | ELECTRICAL | TYPE | WALL | HUB SIZE |  | NUMBER OF HUBS |  | MATERIAL | STAINLESS STEEL 316 | NUMBER OF GANGS |  | SIZE | 400 WDX600 HTX300 DP MM | ENCLOSURE RATING | IP66 | HAZARD CLASS |  | CERTIFICATION/STANDARD | CE | ADDITIONAL FEATURES | [54 empty] | Production Completed
STP_009 - Lot4 | Data Enrichment | KIB | OK | 2023-07-21 | 2023-07-25 |  | 1280921 | 1280921 | EA | BOX,ELEC;WALL,STAINLESS STEEL 316,IP66 |  |  | BOX,ELECTRICAL;TYPE:WALL,MATERIAL:STAINLESS STEEL 316,SIZE:WD 400 X HT 600 X DP 300 MM,ENCLOSURE RATING:IP66,MNFR:01)RS COMPONENTS PTY LTD,PTNO:01)8852972 | EN_01)WALL,STAINLESS STEEL 316,EN_01)WD 400 X HT 600 X DP 300,IP66,01)RS COMPONENTS PTY LTD,01)8852972 |  |  | RS COMPONENTS PTY LTD | RS COMPONENTS PTY LTD | 8852972 | [5 empty] | https://au.rs-online.com/web/p/wall-boxes/8852972?redirect-relevancy-data=7365617263685F636173636164655F6F726465723D31267365617263685F696E746572666163655F6E616D653D4931384E525353746F636B4E756D626572267365617263685F6D617463685F6D6F64653D6D61746368616C6C267365617263685F7061747465726E5F6D6174636865643D5E2828282872737C5253295B205D3F293F285C647B337D5B5C2D5C735D3F5C647B332C347D5B705061415D3F29297C283235285C647B387D7C5C647B317D5C2D5C647B377D29292924267365617263685F747970653D52535F53544F434B5F4E554D424552267365617263685F77696C645F63617264696E675F6D6F64653D4E4F4E45267365617263685F6B6579776F72643D38383532393732267365617263685F6B6579776F72645F6170703D3838353239373226 | [10 empty] | ENRICHED | 39121303 Electrical boxes | BOX | ELECTRICAL | TYPE | WALL | HUB SIZE |  | NUMBER OF HUBS |  | MATERIAL | STAINLESS STEEL 316 | NUMBER OF GANGS |  | SIZE | 400 WDX600 HTX300 DP MM | ENCLOSURE RATING | IP66 | HAZARD CLASS |  | CERTIFICATION/STANDARD | CE | ADDITIONAL FEATURES | [54 empty] | Production Completed
STP_009 - Lot4 | Data Enrichment | KIB | OK | 2023-07-21 | 2023-07-25 |  | 1281003 | 1281003 | EA | BOX,ELEC;WALL,STAINLESS STEEL 316,IP66 |  |  | BOX,ELECTRICAL;TYPE:WALL,MATERIAL:STAINLESS STEEL 316,SIZE:SQ 400 X DP 200 MM,ENCLOSURE RATING:IP66,MNFR:01)RS COMPONENTS PTY LTD, PTNO:01)885-2957 | EN_01)WALL,STAINLESS STEEL 316,EN_01)SQ 400 X DP 200 MM,IP66,01)RS COMPONENTS PTY LTD,01)885-2957 |  |  | RS COMPONENTS PTY LTD | RS COMPONENTS PTY LTD | 885-2957 | [5 empty] | https://au.rs-online.com/web/p/wall-boxes/8852957?redirect-relevancy-data=7365617263685F636173636164655F6F726465723D31267365617263685F696E746572666163655F6E616D653D4931384E525353746F636B4E756D626572267365617263685F6D617463685F6D6F64653D6D61746368616C6C267365617263685F7061747465726E5F6D6174636865643D5E2828282872737C5253295B205D3F293F285C647B337D5B5C2D5C735D3F5C647B332C347D5B705061415D3F29297C283235285C647B387D7C5C647B317D5C2D5C647B377D29292924267365617263685F747970653D52535F53544F434B5F4E554D424552267365617263685F77696C645F63617264696E675F6D6F64653D4E4F4E45267365617263685F6B6579776F72643D3838352D32393537267365617263685F6B6579776F72645F6170703D3838353239353726 | [10 empty] | ENRICHED | 39121303 Electrical boxes | BOX | ELECTRICAL | TYPE | WALL | HUB SIZE |  | NUMBER OF HUBS |  | MATERIAL | STAINLESS STEEL 316 | NUMBER OF GANGS |  | SIZE | 400 WDX400 HTX200 DP MM | ENCLOSURE RATING | IP66 | HAZARD CLASS |  | CERTIFICATION/STANDARD | CE | ADDITIONAL FEATURES | [54 empty] | Production Completed
STP_009 - Lot4 | Data Enrichment | KIB | OK | 2023-07-21 | 2023-07-25 |  | 1280956 | 1280956 | EA | BOX,ELEC;WALL,WD 2,STAINLESS STEEL 304 |  |  | BOX,ELECTRICAL;TYPE:WALL,HUB SIZE:WD 2,MATERIAL:STAINLESS STEEL 304,WD 150 X HT 360 X DP 240 MM,ENCLOSURE RATING:IP66, CERTIFICATION/STANDARD:IK10, ROHS,MNFR:01)RS COMPONENTS PTY LTD,PTNO:01)842-8434 | EN_01)WALL,WD 2,STAINLESS STEEL 304,EN_01)WD 150 X HT 360 X DP 240,IP66,EN_01)IK10, ROHS,01)RS COMPONENTS PTY LTD,01)842-8434 |  |  | RS COMPONENTS PTY LTD | RS COMPONENTS PTY LTD | 842-8434 | [5 empty] | https://au.rs-online.com/web/p/wall-boxes/8428434?redirect-relevancy-data=7365617263685F636173636164655F6F726465723D31267365617263685F696E746572666163655F6E616D653D4931384E525353746F636B4E756D626572267365617263685F6D617463685F6D6F64653D6D61746368616C6C267365617263685F7061747465726E5F6D6174636865643D5E2828282872737C5253295B205D3F293F285C647B337D5B5C2D5C735D3F5C647B332C347D5B705061415D3F29297C283235285C647B387D7C5C647B317D5C2D5C647B377D29292924267365617263685F747970653D52535F53544F434B5F4E554D424552267365617263685F77696C645F63617264696E675F6D6F64653D4E4F4E45267365617263685F6B6579776F72643D3834322D38343334267365617263685F6B6579776F72645F6170703D3834323834333426 | [10 empty] | CLEANSED | 39121303 Electrical boxes | BOX | ELECTRICAL | TYPE | WALL | HUB SIZE |  | NUMBER OF HUBS |  | MATERIAL | STAINLESS STEEL 304 | NUMBER OF GANGS |  | SIZE | 150 WDX360 HTX240 DP MM | ENCLOSURE RATING | IP66 | HAZARD CLASS |  | CERTIFICATION/STANDARD | IK10,ROHS | ADDITIONAL FEATURES | [54 empty] | Production Completed
STP_009 - Lot4 | Data Enrichment | KIB | OK | 2023-07-21 | 2023-07-25 |  | 1281036 | 1281036 | EA | BOX,ELEC;WD 600 MM X HT 2.2266 M X DP 80 |  |  | BOX,ELECTRICAL;SIZE:WD 600 MM X HT 2.2266 M X DP 800 MM,ADDITIONAL FEATURES EN:45U, C/W MESH REAR DOOR, CUBICLE, RA4 REAR ACCE, MNFR:01)ENERGYQLD,PTNO:01)4151 | EN_01)WD 600 MM X HT 2.2266 M,01)45U, C/W MESH REAR DOOR, CU,01)ENERGYQLD,01)4151 |  |  | ENERGYQLD | ENERGYQLD | 4151 | [5 empty] | URL NOT FOUND | [10 empty] | CLEANSED | 39121303 Electrical boxes | BOX | ELECTRICAL | TYPE |  | HUB SIZE |  | NUMBER OF HUBS |  | MATERIAL |  | NUMBER OF GANGS |  | SIZE | 600 WD MM X2.2266 HT MX800 DP MM | ENCLOSURE RATING |  | HAZARD CLASS |  | CERTIFICATION/STANDARD |  | ADDITIONAL FEATURES | 45U,C/W MESH REAR DOOR,CUBICLE,RA4 REAR ACCE | [53 empty] | Production Completed
STP_009 - Lot4 | Data Enrichment | KIB | OK | 2023-07-21 | 2023-07-25 |  | 1344236 | 1344236 | EA | BOX,FILNG;ARCHIVE,A4,700 FELLOWES |  |  | BOX,FILING;TYPE:ARCHIVE,SIZE:A4,CAPACITY:700 FELLOWES,MNFR:01)ISACO,PTNO:01)FEL700 | ARCHIVE,A4,700 FELLOWES,01)ISACO,01)FEL700 |  |  | ISACO | ISACO | FEL700 | [5 empty] | URL NOT FOUND | [10 empty] | CLEANSED | 24113100 Boxes | BOX | FILING | TYPE | ARCHIVE | SIZE | A4 | CAPACITY | 700 FELLOWES | MATERIAL |  | COLOUR |  | HAZARD CLASS |  | CERTIFICATION/STANDARD |  | ADDITIONAL FEATURES | [58 empty] | Production Completed
STP_009 - Lot4 | Data Enrichment | KIB | OK | 2023-07-21 | 2023-07-25 |  | 1289942 | 1289942 | EA | BOX,JNCTN;150 MM,IP68,3 |  |  | BOX,JUNCTION;SIZE:150 MM,ENCLOSURE RATING:IP68,NUMBER OF OUTLETS:3,ADDITIONAL FEATURES EN:SABS, WITH INNER TERMINALS,MNFR:01)CCG, PTNO:01)100200 | EN_01)150 MM,IP68,01)SABS, WITH INNER TERMINALS,01)CCG,01)100200 |  |  | CCG | CCG | 100200 | [5 empty] | https://www.rexel.com.au/are/category/Cable-Management/Rigid-Conduit/Tee-cross-for-installation-tubes/JUNCTION-BOX-CONDUIT-POLY-GRY-3-X-20MM-E/CCG100200/p/11055416 | [10 empty] | ENRICHED | 39121332 Electrical junction box | BOX | JUNCTION | TYPE | CONDUIT | SIZE | 150 MM | MATERIAL | POLYETHYLENE | HUB SIZE |  | ENCLOSURE RATING | IP68 | MOUNTING TYPE |  | NUMBER OF OUTLETS | 3 | COLOUR | GREY | HAZARD CLASS |  | CERTIFICATION/STANDARD |  | ADDITIONAL FEATURES | SABS,C/W INNER TERMINALS | [51 empty] | Production Completed
STP_009 - Lot4 | Data Enrichment | KIB | OK | 2023-07-21 | 2023-07-25 |  | 1284609 | 1284609 | EA | BOX,JNCTN;AIR CABLE |  |  | BOX,JUNCTION;TYPE:AIR CABLE,ADDITIONAL FEATURES EN:ASSEMBLY LV SUIT 22KV 1500KVA C/W BUSBAR FLEXIB, AND NUTS ETS 02-03-02 ITEM 6, MNFR:01)ENERGYQLD,PTNO:01)2427912 | AIR CABLE,01)ASSEMBLY LV SUIT 22KV 1500K,02) AND NUTS ETS 02-03-02 ITEM,01)ENERGYQLD,01)2427912 |  |  | ENERGYQLD | ENERGYQLD | 2427912 | [5 empty] | URL NOT FOUND |  | 6 | [8 empty] | CLEANSED | 39121332 Electrical junction box | BOX | JUNCTION | TYPE | AIR CABLE | SIZE |  | MATERIAL |  | HUB SIZE |  | ENCLOSURE RATING |  | MOUNTING TYPE |  | NUMBER OF OUTLETS |  | COLOUR |  | HAZARD CLASS |  | CERTIFICATION/STANDARD |  | ADDITIONAL FEATURES | ASSEMBLY LV SUIT VOLTAGE RATING:22 KV,POWER RATING:1500 KVA,C/W BUSBAR FLEXIB AND NUTS ETS 02-03-02 | [51 empty] | Production Completed
STP_009 - Lot4 | Data Enrichment | KIB | OK | 2023-07-21 | 2023-07-25 |  | 1284610 | 1284610 | EA | BOX,JNCTN;AIR CABLE |  |  | BOX,JUNCTION;TYPE:AIR CABLE,ADDITIONAL FEATURES EN:ASSEMBLY LV 11KV 750KVA C/W BUSBAR FLEXIBLE CON,UTS JTS 02-03-01 ITEM 13,MNFR: 01)ENERGYQLD,PTNO:01)2427862 | AIR CABLE,01)ASSEMBLY LV 11KV 750KVA C/W,02)UTS JTS 02-03-01 ITEM 13,01)ENERGYQLD,01)2427862 |  |  | ENERGYQLD | ENERGYQLD | 2427862 | [5 empty] | URL NOT FOUND |  | 13 | [8 empty] | CLEANSED | 39121332 Electrical junction box | BOX | JUNCTION | TYPE | AIR CABLE | SIZE |  | MATERIAL |  | HUB SIZE |  | ENCLOSURE RATING |  | MOUNTING TYPE |  | NUMBER OF OUTLETS |  | COLOUR |  | HAZARD CLASS |  | CERTIFICATION/STANDARD |  | ADDITIONAL FEATURES | ASSEMBLY LV VOLTAGE RATING:11 KV,POWER RATING:750 KVA C/W BUSBAR FLEXIBLE CON,UTS JTS 02-03-01 | [51 empty] | Production Completed
STP_009 - Lot4 | Data Enrichment | KIB | OK | 2023-07-21 | 2023-07-25 |  | 1352310 | 1352310 | EA | BOX,JNCTN;ALUMINUM CAST,WEATHERPROOF |  |  | BOX,JUNCTION;MATERIAL:ALUMINUM CAST,ENCLOSURE RATING:WEATHERPROOF,MNFR:01)CUTLERHM,PTNO:01)WE8-6-5 | EN_01)ALUMINUM CAST,WEATHERPROOF,01)CUTLERHM,01)WE8-6-5 |  |  | CUTLERHM | CUTLERHM | WE8-6-5 | [5 empty] | URL NOT FOUND | [10 empty] | CLEANSED | 39121332 Electrical junction box | BOX | JUNCTION | TYPE | WEATHERPROOF | SIZE |  | MATERIAL | ALUMINUM CAST | HUB SIZE |  | ENCLOSURE RATING |  | MOUNTING TYPE |  | NUMBER OF OUTLETS |  | COLOUR |  | HAZARD CLASS |  | CERTIFICATION/STANDARD |  | ADDITIONAL FEATURES | [52 empty] | Production Completed
STP_009 - Lot4 | Data Enrichment | KIB | OK | 2023-07-21 | 2023-07-25 |  | 1381584 | 1381584 | EA | BOX,JNCTN;ARC DETECTOR,8 DETE,CAMTO |  |  | BOX,JUNCTION;TYPE:ARC DETECTOR,ADDITIONAL FEATURES EN:8 DETE,MNFR:01)CAMTO,PTNO:01)601D0400 | ARC DETECTOR,01)8 DETE,01)CAMTO,01)601D0400 |  |  | CAMTO | CAMTO | 601D0400 | [5 empty] | http://gb.camto.dk/kontrol-enhed-601d0900/ | [10 empty] | CLEANSED | 39121332 Electrical junction box | BOX | JUNCTION | TYPE | ARC DETECTOR | SIZE |  | MATERIAL |  | HUB SIZE |  | ENCLOSURE RATING |  | MOUNTING TYPE |  | NUMBER OF OUTLETS |  | COLOUR |  | HAZARD CLASS |  | CERTIFICATION/STANDARD |  | ADDITIONAL FEATURES | 8 DETE | [51 empty] | Production Completed
STP_009 - Lot4 | Data Enrichment | KIB | OK | 2023-07-21 | 2023-07-25 |  | 1297821 | 1297821 | EA | BOX,JNCTN;B,SVENBORG,1013-0001-301 |  |  | BOX,JUNCTION;ADDITIONAL FEATURES EN:B,MNFR:01)SVENBORG,PTNO:01)1013-0001-301 | 01)B,01)SVENBORG,01)1013-0001-301 |  |  | SVENBORG | SVENBORG | 1013-0001-301 | [5 empty] | URL NOT FOUND | [10 empty] | CLEANSED | 39121332 Electrical junction box | BOX | JUNCTION | TYPE |  | SIZE |  | MATERIAL |  | HUB SIZE |  | ENCLOSURE RATING |  | MOUNTING TYPE |  | NUMBER OF OUTLETS |  | COLOUR |  | HAZARD CLASS |  | CERTIFICATION/STANDARD |  | ADDITIONAL FEATURES | [52 empty] | Production Completed
STP_009 - Lot4 | Data Enrichment | KIB | OK | 2023-07-21 | 2023-07-25 |  | 1381630 | 1381630 | EA | BOX,JNCTN;CEILING ROSE,PLSTC,WHITE |  |  | BOX,JUNCTION;TYPE:CEILING ROSE,MATERIAL:PLASTIC,COLOUR:WHITE,ADDITIONAL FEATURES EN:5 TERMINAL,10/15AMP 250V,MNFR:01)CLIPSAL,PTNO: 01)RG90 | CEILING ROSE,EN_01)PLASTIC,WHITE,01)5 TERMINAL,10/15AMP 250V,01)CLIPSAL,01)RG90 |  |  | CLIPSAL | CLIPSAL | RG90 | [5 empty] | URL NOT FOUND | [10 empty] | CLEANSED | 39121332 Electrical junction box | BOX | JUNCTION | TYPE | CEILING ROSE | SIZE |  | MATERIAL | PLASTIC | HUB SIZE |  | ENCLOSURE RATING |  | MOUNTING TYPE |  | NUMBER OF OUTLETS |  | COLOUR | WHITE | HAZARD CLASS |  | CERTIFICATION/STANDARD |  | ADDITIONAL FEATURES | 5 TERMINAL,CURRENT RATING:10/15 A,VOLTAGE RATING:250 V | [51 empty] | Production Completed
STP_009 - Lot4 | Data Enrichment | KIB | OK | 2023-07-21 | 2023-07-25 |  | 1284623 | 1284623 | EA | BOX,JNCTN;CONNECTOR, ELECTRICAL MAINS |  |  | BOX,JUNCTION;TYPE:CONNECTOR, ELECTRICAL MAINS,ADDITIONAL FEATURES EN:3PH SUPPLY SIDE CABLE RANGE 10 - 35MM2 CU/AL C/,CABLE RANGE 4 - 35MM2 CU/AL, NON-IPC (P6) (SCM),MNFR:01)ENERGYQLD,PTNO:01)404990 | CONNECTOR, ELECTRICAL MAINS,01)3PH SUPPLY SIDE CABLE RANGE,02)CABLE RANGE 4 - 35MM2 CU/AL,01)ENERGYQLD,01)404990 |  |  | ENERGYQLD | ENERGYQLD | 404990 | [5 empty] | URL NOT FOUND | [10 empty] | CLEANSED | 39121332 Electrical junction box | BOX | JUNCTION | TYPE | CONNECTOR,ELECTRICAL MAINS | SIZE |  | MATERIAL |  | HUB SIZE |  | ENCLOSURE RATING |  | MOUNTING TYPE |  | NUMBER OF OUTLETS |  | COLOUR |  | HAZARD CLASS |  | CERTIFICATION/STANDARD |  | ADDITIONAL FEATURES | NUMBER OF PHASE:3,SUPPLY SIDE CABLE RANGE 10 TO 35 MM2 CU/AL C/W CABLE RANGE 4 TO 35 MM2 CU/AL,NON-IPC (P6)(SCM) | [51 empty] | Production Completed
STP_009 - Lot4 | Data Enrichment | KIB | OK | 2023-07-21 | 2023-07-25 |  | 1284625 | 1284625 | EA | BOX,JNCTN;CONNECTOR, ELECTRICAL MAINS |  |  | BOX,JUNCTION;TYPE:CONNECTOR, ELECTRICAL MAINS,ADDITIONAL FEATURES EN:1PH SUPPLY SIDE CABLE RANGE 10 - 35MM2 C/W IPC,RANGE 4 TO 35MM2, NON-IPC (P10) (SCM),MNFR:01)ENERGYQLD,PTNO:01)404986 | CONNECTOR, ELECTRICAL MAINS,01)1PH SUPPLY SIDE CABLE RANGE,02)RANGE 4 TO 35MM2, NON-IPC (,01)ENERGYQLD,01)404986 |  |  | ENERGYQLD | ENERGYQLD | 404986 | [5 empty] | URL NOT FOUND | [10 empty] | CLEANSED | 39121332 Electrical junction box | BOX | JUNCTION | TYPE | CONNECTOR,ELECTRICAL MAINS | SIZE |  | MATERIAL |  | HUB SIZE |  | ENCLOSURE RATING |  | MOUNTING TYPE |  | NUMBER OF OUTLETS |  | COLOUR |  | HAZARD CLASS |  | CERTIFICATION/STANDARD |  | ADDITIONAL FEATURES | NUMBER OF PHASE:1,SUPPLY SIDE CABLE RANGE 10 TO 35 MM2 C/W IPC,RANGE 4 TO 35 MM2,NON-IPC (P10)(SCM) | [51 empty] | Production Completed
STP_009 - Lot4 | Data Enrichment | KIB | OK | 2023-07-21 | 2023-07-25 |  | 1348725 | 1348725 | EA | BOX,JNCTN;ENTRY,STL GALV,2,M20, SCREWED |  |  | BOX,JUNCTION;TYPE:ENTRY,MATERIAL:STEEL GALVANIZED,NUMBER OF OUTLETS:2,ADDITIONAL FEATURES EN:M20, SCREWED,MNFR:01)CLIPSAL,PTNO:01) 1240H/20/2 | ENTRY,EN_01)STEEL GALVANIZED,01)M20, SCREWED,01)CLIPSAL,01)1240H/20/2 |  |  | CLIPSAL | CLIPSAL | 1240H/20/2 | [5 empty] | URL NOT FOUND | [10 empty] | CLEANSED | 39121332 Electrical junction box | BOX | JUNCTION | TYPE | ENTRY | SIZE | M20 | MATERIAL | STEEL GALVANIZED | HUB SIZE |  | ENCLOSURE RATING |  | MOUNTING TYPE |  | NUMBER OF OUTLETS | 2 | COLOUR |  | HAZARD CLASS |  | CERTIFICATION/STANDARD |  | ADDITIONAL FEATURES | CONNECTION:SCREWED | [51 empty] | Production Completed
STP_009 - Lot4 | Data Enrichment | KIB | OK | 2023-07-21 | 2023-07-25 |  | 1344567 | 1344567 | EA | BOX,JNCTN;ENTRY,STL GALV,3 |  |  | BOX,JUNCTION;TYPE:ENTRY,MATERIAL:STEEL GALVANIZED,NUMBER OF OUTLETS:3,ADDITIONAL FEATURES EN:M20, SCREWED, PKT = 10,MNFR:01) CLIPSAL,PTNO:01)1240H/20/3 | ENTRY,EN_01)STEEL GALVANIZED,01)M20, SCREWED, PKT = 10,01)CLIPSAL,01)1240H/20/3 |  |  | CLIPSAL | CLIPSAL | 1240H/20/3 | [5 empty] | URL NOT FOUND | [10 empty] | CLEANSED | 39121332 Electrical junction box | BOX | JUNCTION | TYPE | ENTRY | SIZE | M20 | MATERIAL | STEEL GALVANIZED | HUB SIZE |  | ENCLOSURE RATING |  | MOUNTING TYPE |  | NUMBER OF OUTLETS | 3 | COLOUR |  | HAZARD CLASS |  | CERTIFICATION/STANDARD |  | ADDITIONAL FEATURES | CONNECTION:SCREWED,NUMBER OF PACKAGE:10 | [51 empty] | Production Completed
STP_009 - Lot4 | Data Enrichment | KIB | OK | 2023-07-21 | 2023-07-25 |  | 1381830 | 1381830 | EA | BOX,JNCTN;HEAVY DUTY, ROUND,4,ENTRY M20 |  |  | BOX,JUNCTION;TYPE:HEAVY DUTY, ROUND,MATERIAL:CAST IRON GALVANIZED,NUMBER OF OUTLETS:4,ADDITIONAL FEATURES EN:ENTRY M20,MNFR:01) CLIPSAL,PTNO:01)4CLI1240H20/4,MNFR:02)AUSLEC,PTNO:02)1240H20/4 | HEAVY DUTY, ROUND,EN_01)CAST IRON GALVANIZED,01)ENTRY M20,01)CLIPSAL,02)AUSLEC,01)4CLI1240H20/4,02)1240H20/4 |  |  | AUSLEC | CLIPSAL | 4CLI1240H20/4 |  | AUSLEC | 1240H20/4 |  |  | URL NOT FOUND | [10 empty] | CLEANSED | 39121332 Electrical junction box | BOX | JUNCTION | TYPE | ENTRY,HEAVY DUTY,ROUND | SIZE | M20 | MATERIAL | CAST IRON GALVANIZED | HUB SIZE |  | ENCLOSURE RATING |  | MOUNTING TYPE |  | NUMBER OF OUTLETS | 4 | COLOUR |  | HAZARD CLASS |  | CERTIFICATION/STANDARD |  | ADDITIONAL FEATURES | [52 empty] | Production Completed
STP_009 - Lot4 | Data Enrichment | KIB | OK | 2023-07-21 | 2023-07-25 |  | 1381474 | 1381474 | EA | BOX,JNCTN;LARGE,IP65,GREY |  |  | BOX,JUNCTION;TYPE:LARGE,SIZE:WD 90 X LG 120 X DP 44.5 MM,ENCLOSURE RATING:IP65,COLOUR:GREY,ADDITIONAL FEATURES EN:SQ 110 X DP 80 MM, WITH INTERNAL TERMINAL STRIP,MNFR:01)MESCO,PTNO:01)BOXTM-1001 | LARGE,EN_01)WD 90 X LG 120 X DP 44.5,IP65,GREY,01)SQ 110 X DP 80 MM, WITH INT,01)MESCO,01)BOXTM-1001 |  |  | MESCO | MESCO | BOXTM-1001 | [5 empty] | https://www.twittlebit.com/boxtm-1001 | [10 empty] | ENRICHED | 39121332 Electrical junction box | BOX | JUNCTION | TYPE | LARGE | SIZE | 120 LGX90 WDX44.5 DP MM | MATERIAL | REINFORCED PBT | HUB SIZE |  | ENCLOSURE RATING | IP65 | MOUNTING TYPE |  | NUMBER OF OUTLETS |  | COLOUR | GREY | HAZARD CLASS |  | CERTIFICATION/STANDARD |  | ADDITIONAL FEATURES | SIZE:110 SQX80 DP MM,C/W INTERNAL TERMINAL STRIP | [51 empty] | Production Completed
STP_009 - Lot4 | Data Enrichment | KIB | OK | 2023-07-21 | 2023-07-25 |  | 1319868 | 1319868 | EA | BOX,JNCTN;POLYCOMP,IP68,4,BLACK |  |  | BOX,JUNCTION;MATERIAL:POLYCOMP,ENCLOSURE RATING:IP68,NUMBER OF OUTLETS:4,COLOUR:BLACK,ADDITIONAL FEATURES EN:ENCLOSURE, POSI BOX, 25 MM ENTRIES,MNFR:01)CCG,PTNO:01)100302 | EN_01)POLYCOMP,IP68,BLACK,01)ENCLOSURE, POSI BOX, 25 MM,01)CCG,01)100302 |  |  | CCG | CCG | 100302 | [5 empty] | https://shop.cnw.com.au/cnw/en/AUD/All-Categories/Conduit/Conduit-Fittings/JUNCTION-BOX-SIZE-2-BLACK-4X25MM-PFB-2/p/CCG100302C22 | [10 empty] | CLEANSED | 39121332 Electrical junction box | BOX | JUNCTION | TYPE | ENCLOSURE,POSI | SIZE | 25 MM | MATERIAL | POLYCOMP | HUB SIZE |  | ENCLOSURE RATING | IP68 | MOUNTING TYPE |  | NUMBER OF OUTLETS | 4 | COLOUR | BLACK | HAZARD CLASS |  | CERTIFICATION/STANDARD |  | ADDITIONAL FEATURES | [52 empty] | Production Completed
STP_009 - Lot4 | Data Enrichment | KIB | OK | 2023-07-21 | 2023-07-25 |  | 1298407 | 1298407 | EA | BOX,JNCTN;POLYGLASS,IP68,4,BLACK,HS |  |  | BOX,JUNCTION;MATERIAL:POLYGLASS,ENCLOSURE RATING:IP68,NUMBER OF OUTLETS:4,COLOUR:BLACK,ADDITIONAL FEATURES EN:SZ1, 20 MM ENTRY, UTILITY BOX, WITH (6) 4 MM TE,HS,MNFR:01)CCG,PTNO:01)102101-C6/4-2 | EN_01)POLYGLASS,IP68,BLACK,01)SZ1, 20 MM ENTRY, UTILITY B,02)HS,01)CCG,01)102101-C6/4-2 |  |  | CCG | CCG | 102101-C6/4-2 | [5 empty] | https://www.rexel.com.au/are/category/Cable-Management/Rigid-Conduit/Tee-cross-for-installation-tubes/20MM-JBOX-C-W-6X4MMTERM-%2B2-EARTHS/CCG102101-C6-4-2/p/14272619 | [10 empty] | CLEANSED | 39121332 Electrical junction box | BOX | JUNCTION | TYPE |  | SIZE | 20 MM | MATERIAL | POLYGLASS | HUB SIZE |  | ENCLOSURE RATING | IP68 | MOUNTING TYPE |  | NUMBER OF OUTLETS | 4 | COLOUR | BLACK | HAZARD CLASS |  | CERTIFICATION/STANDARD |  | ADDITIONAL FEATURES | SZ1,UTILITY BOX,C/W (6) 4 MM TE,HS | [51 empty] | Production Completed
STP_009 - Lot4 | Data Enrichment | KIB | OK | 2023-07-21 | 2023-07-25 |  | 1284622 | 1284622 | EA | BOX,JNCTN;POSI,SQ 6 MM,2 |  |  | BOX,JUNCTION;TYPE:POSI,SIZE:SQ 6 MM,HUB SIZE:2,ADDITIONAL FEATURES EN:TERM, 2XEARTH, PIE CART - 21C ELECT - JUDI / KN,MNFR:01)CNW (MOUNT ISA) ELECT WHOLESALER,PTNO:01)CCG065002-C6/6-2 | POSI,EN_01)SQ 6 MM,2,01)TERM, 2XEARTH, PIE CART - 2,01)CNW (MOUNT ISA) ELECT WHOLE,01)CCG065002-C6/6-2 |  |  | CNW (MOUNT ISA) ELECT WHOLESALER | CCG | 065002-C6/6-2 |  | CNW (MOUNT ISA) ELECT WHOLESALER |  |  |  | https://www.blackwoods.com.au/electrical/conduit-fittings/conduit-fittings-connectors/ccg-065002-c6-6-2-handi-fit-junction-box-grey-size-2-c-w-6-x-wdu6mm-terminals-2-earths-ip66-68-4-x-25mm-entries/p/02093962 | [10 empty] | ENRICHED | 39121332 Electrical junction box | BOX | JUNCTION | TYPE | POSI | SIZE | 6 MM2 | MATERIAL |  | HUB SIZE | 2 | ENCLOSURE RATING | IP66/IP68 | MOUNTING TYPE | DIN RAIL | NUMBER OF OUTLETS |  | COLOUR | GREY | HAZARD CLASS |  | CERTIFICATION/STANDARD |  | ADDITIONAL FEATURES | TERM,2XEARTH,PIE CART-21C ELECT-JUDI/ KN | [51 empty] | Production Completed
STP_009 - Lot4 | Data Enrichment | KIB | OK | 2023-07-21 | 2023-07-25 |  | 1289875 | 1289875 | EA | BOX,JNCTN;RECTANGULAR MM,PVC,SURFACE,2 |  |  | BOX,JUNCTION;TYPE:RECTANGULAR MM,MATERIAL:PVC,MOUNTING TYPE:SURFACE,NUMBER OF OUTLETS:2,COLOUR:WHITE,ADDITIONAL FEATURES EN:STD PACK OF 5, SIDE ENTRY 25,MNFR:01)SCHNEID,PTNO:01)238/25WE | RECTANGULAR MM,EN_01)PVC,SURFACE,WHITE,01)STD PACK OF 5, SIDE ENTRY 2,01)SCHNEID,01)238/25WE |  |  | SCHNEID | SCHNEID | 238/25WE | [5 empty] | URL NOT FOUND | [10 empty] | CLEANSED | 39121332 Electrical junction box | BOX | JUNCTION | TYPE | RECTANGULAR | SIZE |  | MATERIAL | PVC | HUB SIZE |  | ENCLOSURE RATING |  | MOUNTING TYPE | SURFACE | NUMBER OF OUTLETS | 2 | COLOUR | WHITE | HAZARD CLASS |  | CERTIFICATION/STANDARD |  | ADDITIONAL FEATURES | STD PACK OF 5,SIDE ENTRY 25 | [51 empty] | Production Completed
STP_009 - Lot4 | Data Enrichment | KIB | OK | 2023-07-21 | 2023-07-25 |  | 1320002 | 1320002 | EA | BOX,JNCTN;RECTANGULAR, HEAVY DUTY,2 |  |  | BOX,JUNCTION;TYPE:RECTANGULAR, HEAVY DUTY,MATERIAL:CAST IRON GALVANIZED,NUMBER OF OUTLETS:2,ADDITIONAL FEATURES EN:ENTRY 40,MNFR: 01)AUSLEC,PTNO:01)CLI1252H40/2 | RECTANGULAR, HEAVY DUTY,EN_01)CAST IRON GALVANIZED,01)ENTRY 40,01)AUSLEC,01)CLI1252H40/2 |  |  | AUSLEC | AUSLEC | CLI1252H40/2 | [5 empty] | URL NOT FOUND | [10 empty] | CLEANSED | 39121332 Electrical junction box | BOX | JUNCTION | TYPE | RECTANGULAR,HEAVY DUTY | SIZE |  | MATERIAL | CAST IRON GALVANIZED | HUB SIZE |  | ENCLOSURE RATING |  | MOUNTING TYPE |  | NUMBER OF OUTLETS | 2 | COLOUR |  | HAZARD CLASS |  | CERTIFICATION/STANDARD |  | ADDITIONAL FEATURES | ENTRY 40 | [51 empty] | Production Completed
STP_009 - Lot4 | Data Enrichment | KIB | OK | 2023-07-21 | 2023-07-25 |  | 1320091 | 1320091 | EA | BOX,JNCTN;RECTANGULAR, SIDE ENTRY,CI,3 |  |  | BOX,JUNCTION;TYPE:RECTANGULAR, SIDE ENTRY,SIZE:WD 92 X LG 155 X DP 55 MM,MATERIAL:CAST IRON,ENCLOSURE RATING:IP66,NUMBER OF OUTLETS:3,ADDITIONAL FEATURES EN:M32, SCREWED, HEAVY DUTY LID AND GASKET,MNFR:01)AUSLEC,PTNO:01)CLI1252H32/3 | RECTANGULAR, SIDE ENTRY,EN_01)WD 92 X LG 155 X DP 55 M,EN_01)CAST IRON,IP66,01)M32, SCREWED, HEAVY DUTY LI,01)AUSLEC,01)CLI1252H32/3 |  |  | AUSLEC | AUSLEC | CLI1252H32/3 | [5 empty] | URL NOT FOUND | [10 empty] | CLEANSED | 39121332 Electrical junction box | BOX | JUNCTION | TYPE | RECTANGULAR,SIDE ENTRY,HEAVY DUTY LID AND GASKET | SIZE | 155 LGX92 WDX55 DP MM | MATERIAL | CAST IRON | HUB SIZE |  | ENCLOSURE RATING | IP66 | MOUNTING TYPE |  | NUMBER OF OUTLETS | 3 | COLOUR |  | HAZARD CLASS |  | CERTIFICATION/STANDARD |  | ADDITIONAL FEATURES | M32,CONNECTION:SCREWED | [51 empty] | Production Completed
STP_009 - Lot4 | Data Enrichment | KIB | OK | 2023-07-21 | 2023-07-25 |  | 1347616 | 1347616 | EA | BOX,JNCTN;SQ 500 X DP 250 MM |  |  | BOX,JUNCTION;SIZE:SQ 500 X DP 250 MM,COLOUR:BLUE POWDER COATED,ADDITIONAL FEATURES EN:1000 V, 2 MM THK MAT'L, SPECIAL E/BAR, 3 X BRAS,LS, M12 X 90 MM, HINGED DOOR, HANGING FRAME WITH EYE BOLT,MNFR:01)CIE,PTNO:01)2090.2/COPPER | EN_01)SQ 500 X DP 250 MM,BLUE POWDER COATED,01)1000 V, 2 MM THK MAT'L, SPE,02)LS, M12 X 90 MM, HINGED DOO,01)CIE,01)2090.2/COPPER |  |  | CIE | CIE | 2090.2 | [5 empty] | URL NOT FOUND | [10 empty] | CLEANSED | 39121332 Electrical junction box | BOX | JUNCTION | TYPE |  | SIZE | 500 SQX250 DP MM | MATERIAL | COPPER | HUB SIZE |  | ENCLOSURE RATING |  | MOUNTING TYPE |  | NUMBER OF OUTLETS |  | COLOUR | BLUE POWDER COATED | HAZARD CLASS |  | CERTIFICATION/STANDARD |  | ADDITIONAL FEATURES | VOLTAGE RATING:1000 V,2 MM THK,SPECIAL E/BAR,3 X BRAS,LS,M12X90 MM,HINGED DOOR,HANGING FRAME C/W EYE BOLT | [51 empty] | Production Completed
STP_009 - Lot4 | Data Enrichment | KIB | OK | 2023-07-21 | 2023-07-25 |  | 1289758 | 1289758 | EA | BOX,JNCTN;SQ 500 X DP 250 MM,2 |  |  | BOX,JUNCTION;SIZE:SQ 500 X DP 250 MM,ADDITIONAL FEATURES EN:1000 V J-BOX, 2 MM THK MAT'L, BLUE P/COATED, SP,SS G/PLATES, TYPEX PNLS, M12 X 90MM, DOOR HINGED, MOUNTING TABS ON,SIDES, BRASS BOLTS, WASHERS AND NUTS, AS PER DRAWING - QUOTE NO A66,2,MNFR:01)CIE, PTNO:01)2090.2 | EN_01)SQ 500 X DP 250 MM,01)1000 V J-BOX, 2 MM THK MAT',02)SS G/PLATES, TYPEX PNLS, M1,03)SIDES, BRASS BOLTS, WASHERS,04)2,01)CIE,01)2090.2 |  |  | CIE | CIE | 2090.2 | [5 empty] | URL NOT FOUND | [10 empty] | CLEANSED | 39121332 Electrical junction box | BOX | JUNCTION | TYPE |  | SIZE | 500 SQX250 DP MM | MATERIAL |  | HUB SIZE |  | ENCLOSURE RATING |  | MOUNTING TYPE |  | NUMBER OF OUTLETS |  | COLOUR |  | HAZARD CLASS |  | CERTIFICATION/STANDARD |  | ADDITIONAL FEATURES | 1000 V J-BOX,2 MM THK MAT'L,BLUE P/COATED,SP,SS G/PLATES,TYPEX PNLS,M12 X 90MM,DOOR HINGED,MOUNTING TABS ON,SIDES,BRASS BOLTS,WASHERS AND NUTS,AS PER DRAWING - QUOTE NO A66,2 | [51 empty] | Production Completed
STP_009 - Lot4 | Data Enrichment | KIB | OK | 2023-07-21 | 2023-07-25 |  | 1364108 | 1364108 | EA | BOX,JNCTN;SQ 72 X DP 42 MM,PLSTC,IP67 |  |  | BOX,JUNCTION;SIZE:SQ 72 X DP 42 MM,MATERIAL:PLASTIC,ENCLOSURE RATING:IP67,COLOUR:BEIGE LIGHT,ADDITIONAL FEATURES EN:WITH INTERNAL TERMINAL STRIP, 600 V 20 A, SMALL,MNFR:01)MESCO,PTNO:01)BOXTM-401 | EN_01)SQ 72 X DP 42 MM,EN_01)PLASTIC,IP67,BEIGE LIGHT,01)WITH INTERNAL TERMINAL STRI,01)MESCO,01)BOXTM-401 |  |  | MESCO | MESCO | BOXTM-401 | [5 empty] | https://www.radwell.co.uk/Buy/TOGI/TOGI/BOXTM-401/?redirect=true | [10 empty] | ENRICHED | 39121303 Electrical boxes | BOX | TERMINAL | TYPE |  | HUB SIZE |  | NUMBER OF HUBS |  | MATERIAL | PLASTIC | SIZE | 72 SQX42 DP MM | NUMBER OF BUS BAR |  | BUS BAR SIZE |  | TERMINAL SIZE |  | VOLTAGE RATING | 600 V | CURRENT RATING | 20 A | ENCLOSURE RATING | IP67 | HAZARD CLASS |  | CERTIFICATION/STANDARD |  | ADDITIONAL FEATURES | COLOUR:BEIGE LIGHT | [45 empty] | Production Completed
STP_009 - Lot4 | Data Enrichment | KIB | OK | 2023-07-21 | 2023-07-25 |  | 1289980 | 1289980 | EA | BOX,JNCTN;SWITCH,OTIS,A10108A1 |  |  | BOX,JUNCTION;TYPE:SWITCH,ADDITIONAL FEATURES EN:1 ASSY, EXCLUDES UNLOCKING DEVICE,MNFR:01)OTIS,PTNO:01)A10108A1 | SWITCH,01)1 ASSY, EXCLUDES UNLOCKING,01)OTIS,01)A10108A1 |  |  | OTIS | OTIS | A10108A1 | [5 empty] | URL NOT FOUND | [10 empty] | CLEANSED | 39121332 Electrical junction box | BOX | JUNCTION | TYPE | SWITCH | SIZE |  | MATERIAL |  | HUB SIZE |  | ENCLOSURE RATING |  | MOUNTING TYPE |  | NUMBER OF OUTLETS |  | COLOUR |  | HAZARD CLASS |  | CERTIFICATION/STANDARD |  | ADDITIONAL FEATURES | 1 ASSEMBLY,EXCLUDES UNLOCKING DEVICE | [51 empty] | Production Completed
STP_009 - Lot4 | Data Enrichment | KIB | OK | 2023-07-21 | 2023-07-25 |  | 1289979 | 1289979 | EA | BOX,JNCTN;SWITCH,OTIS,A10108A2 |  |  | BOX,JUNCTION;TYPE:SWITCH,ADDITIONAL FEATURES EN:2 ASSY, INCLUDES UNLOCKING DEVICE,MNFR:01)OTIS,PTNO:01)A10108A2 | SWITCH,01)2 ASSY, INCLUDES UNLOCKING,01)OTIS,01)A10108A2 |  |  | OTIS | OTIS | A10108A2 | [5 empty] | URL NOT FOUND | [10 empty] | CLEANSED | 39121332 Electrical junction box | BOX | JUNCTION | TYPE | SWITCH | SIZE |  | MATERIAL |  | HUB SIZE |  | ENCLOSURE RATING |  | MOUNTING TYPE |  | NUMBER OF OUTLETS |  | COLOUR |  | HAZARD CLASS |  | CERTIFICATION/STANDARD |  | ADDITIONAL FEATURES | 2 ASSEMBLY,INCLUDES UNLOCKING DEVICE | [51 empty] | Production Completed
STP_009 - Lot4 | Data Enrichment | KIB | OK | 2023-07-21 | 2023-07-25 |  | 1344727 | 1344727 | EA | BOX,JNCTN;THERMAL HEATER ELEMENT,BACKER |  |  | BOX,JUNCTION;TYPE:THERMAL HEATER ELEMENT,MNFR:01)BACKER,PTNO:01)1030541101 | THERMAL HEATER ELEMENT,01)BACKER,01)1030541101 |  |  | BACKER | BACKER | 1030541101 | [5 empty] | URL NOT FOUND | [10 empty] | CLEANSED | 39121332 Electrical junction box | BOX | JUNCTION | TYPE | THERMAL HEATER ELEMENT | SIZE |  | MATERIAL |  | HUB SIZE |  | ENCLOSURE RATING |  | MOUNTING TYPE |  | NUMBER OF OUTLETS |  | COLOUR |  | HAZARD CLASS |  | CERTIFICATION/STANDARD |  | ADDITIONAL FEATURES | [52 empty] | Production Completed
STP_009 - Lot4 | Data Enrichment | KIB | OK | 2023-07-21 | 2023-07-25 |  | 1381794 | 1381794 | EA | BOX,JNCTN;TO DRAWING REVISION C |  |  | BOX,JUNCTION;ADDITIONAL FEATURES EN:TO DRAWING REVISION C,MNFR:01)TWNV_SHT,PTNO:01)JBOX-MIM | 01)TO DRAWING REVISION C,01)TWNV_SHT,01)JBOX-MIM |  |  | TWNV_SHT | TWNV_SHT | JBOX-MIM | [5 empty] | URL NOT FOUND | [7 empty] | C |  |  | CLEANSED | 39121332 Electrical junction box | BOX | JUNCTION | TYPE |  | SIZE |  | MATERIAL |  | HUB SIZE |  | ENCLOSURE RATING |  | MOUNTING TYPE |  | NUMBER OF OUTLETS |  | COLOUR |  | HAZARD CLASS |  | CERTIFICATION/STANDARD |  | ADDITIONAL FEATURES | [52 empty] | Production Completed
STP_009 - Lot4 | Data Enrichment | KIB | OK | 2023-07-21 | 2023-07-25 |  | 1349195 | 1349195 | EA | BOX,JNCTN;WD 125 X HT 141 X DP 55 MM,6 |  |  | BOX,JUNCTION;SIZE:WD 125 X HT 141 X DP 55 MM,COVER POLYESTER GLASS REINFORCED, PP,ENCLOSURE RATING:IP54,MOUNTING TYPE:POLE/WALL, NUMBER OF OUTLETS:6,COLOUR:BLACK, COVER GREY,MNFR:01)KRONE,PTNO:01)6431-1-002-00 | EN_01)WD 125 X HT 141 X DP 55,EN_01)COVER POLYESTER GLASS RE,IP54,POLE/WALL,BLACK, COVER GREY,01)KRONE,01)6431-1-002-00 |  |  | KRONE | KRONE | 6431-1-002-00 | [5 empty] | URL NOT FOUND | [10 empty] | CLEANSED | 39121332 Electrical junction box | BOX | JUNCTION | TYPE |  | SIZE | 125 WDX141 HTX55 DP MM | MATERIAL | POLYPROPYLENE,POLYESTER GLASS REINFORCED COVER | HUB SIZE |  | ENCLOSURE RATING | IP54 | MOUNTING TYPE | POLE/WALL | NUMBER OF OUTLETS | 6 | COLOUR | BLACK,GREY COVER | HAZARD CLASS |  | CERTIFICATION/STANDARD |  | ADDITIONAL FEATURES | [52 empty] | Production Completed
STP_009 - Lot4 | Data Enrichment | KIB | OK | 2023-07-21 | 2023-07-25 |  | 1349197 | 1349197 | EA | BOX,JNCTN;WD 140 X HT 170 X DP 75 MM |  |  | BOX,JUNCTION;SIZE:WD 140 X HT 170 X DP 75 MM,MNFR:01)KRONE,PTNO:01)6455-1-021-00 | EN_01)WD 140 X HT 170 X DP 75,01)KRONE,01)6455-1-021-00 |  |  | KRONE | KRONE | 6455-1-021-00 | [5 empty] | URL NOT FOUND | [10 empty] | CLEANSED | 39121332 Electrical junction box | BOX | JUNCTION | TYPE |  | SIZE | 140 WDX170 HTX75 DP MM | MATERIAL |  | HUB SIZE |  | ENCLOSURE RATING |  | MOUNTING TYPE |  | NUMBER OF OUTLETS |  | COLOUR |  | HAZARD CLASS |  | CERTIFICATION/STANDARD |  | ADDITIONAL FEATURES | [52 empty] | Production Completed
STP_009 - Lot4 | Data Enrichment | KIB | OK | 2023-07-21 | 2023-07-25 |  | 1349196 | 1349196 | EA | BOX,JNCTN;WD 141 X HT 181 X DP 56 MM,10 |  |  | BOX,JUNCTION;SIZE:WD 141 X HT 181 X DP 56 MM,MATERIAL:DUROPLAST,ENCLOSURE RATING:IP54,MOUNTING TYPE:WALL,NUMBER OF OUTLETS:10, COLOUR:GREY/WHITE,MNFR:01)KRONE,PTNO:01)6432-1-002-00 | EN_01)WD 141 X HT 181 X DP 56,EN_01)DUROPLAST,IP54,WALL,GREY/WHITE,01)KRONE,01)6432-1-002-00 |  |  | KRONE | KRONE | 6432-1-002-00 | [5 empty] | URL NOT FOUND | [10 empty] | CLEANSED | 39121332 Electrical junction box | BOX | JUNCTION | TYPE |  | SIZE | 141 WDX181 HTX56 DP MM | MATERIAL | DUROPLAST | HUB SIZE |  | ENCLOSURE RATING | IP54 | MOUNTING TYPE | WALL | NUMBER OF OUTLETS | 10 | COLOUR | GREY/WHITE | HAZARD CLASS |  | CERTIFICATION/STANDARD |  | ADDITIONAL FEATURES | [52 empty] | Production Completed
STP_009 - Lot4 | Data Enrichment | KIB | OK | 2023-07-21 | 2023-07-25 |  | 1345305 | 1345305 | EA | CUP,BRG;INNER,GETMAN,442140 |  |  | CUP,BEARING;TYPE:INNER,MNFR:01)GETMAN,PTNO:01)442140 | INNER,01)GETMAN,01)442140 |  |  | GETMAN | GETMAN | 442140 | [5 empty] | https://forklifthydraulics.com/products/ray442140 | [10 empty] | ENRICHED | 31171541 Bearing roller | ROLLER | BEARING | TYPE | INNER | DIAMETER |  | LENGTH |  | MATERIAL |  | HAZARD CLASS |  | CERTIFICATION/STANDARD |  | ADDITIONAL FEATURES | [60 empty] | Production Completed
STP_009 - Lot4 | Data Enrichment | KIB | OK | 2023-07-21 | 2023-07-25 |  | 1346139 | 1346139 | EA | CUP,BRG;OUTER,GETMAN,442150 |  |  | CUP,BEARING;TYPE:OUTER,MNFR:01)GETMAN,PTNO:01)442150 | OUTER,01)GETMAN,01)442150 |  |  | GETMAN | GETMAN | 442150 | [5 empty] | https://www.truparforkliftparts.com/RAYMOND-442-150-BULK-BEARING-BALL-DOUBLE-SEAL-p/ra442-150-bulk.htm | [10 empty] | ENRICHED | 31171539 Bearing ball | BALL | BEARING | TYPE | OUTER | DIAMETER |  | MATERIAL |  | HARDNESS |  | HAZARD CLASS |  | CERTIFICATION/STANDARD |  | ADDITIONAL FEATURES | [60 empty] | Production Completed