## Sheet1
Project | Activities | Production User | Production Comments | Start Date | End Date | Remarks | Griha ID | MATNR | MEINS | MAKTX_EN | MAKTX_ES | MAKTX_FR | TEXT_EN | Class_Char_Catted | MFRPN | MFRNR | MFRNR DES | MNFR | PTNO | Verified MNFR from web | MNFR 1 | PTNO 1 | MNFR 2 | PTNO 2 | Reference URL | Reference URL1 | Item Number | Equipment Type | Equipment Manufacturer | Equipment Model | Equipment Serial | DWG | DRAWING VERSION | POS/TAG | Unused Text | Enriched/Cleansed | UNSPSC Ver.23.07 | Noun | Modifier | Attribute Name 1 | Attribute Value 1 | Attribute Name 2 | Attribute Value 2 | Attribute Name 3 | Attribute Value 3 | Attribute Name 4 | Attribute Value 4 | Attribute Name 5 | Attribute Value 5 | Attribute Name 6 | Attribute Value 6 | Attribute Name 7 | Attribute Value 7 | Attribute Name 8 | Attribute Value 8 | Attribute Name 9 | Attribute Value 9 | Attribute Name 10 | Attribute Value 10 | Attribute Name 11 | Attribute Value 11 | Attribute Name 12 | Attribute Value 12 | Attribute Name 13 | Attribute Value 13 | Attribute Name 14 | Attribute Value 14 | Attribute Name 15 | Attribute Value 15 | Attribute Name 16 | Attribute Value 16 | Attribute Name 17 | Attribute Value 17 | Attribute Name 18 | Attribute Value 18 | Attribute Name 19 | Attribute Value 19 | Attribute Name 20 | Attribute Value 20 | Attribute Name 21 | Attribute Value 21 | Attribute Name 22 | Attribute Value 22 | Attribute Name 23 | Attribute Value 23 | Attribute Name 24 | Attribute Value 24 | Attribute Name 25 | Attribute Value 25 | Attribute Name 26 | Attribute Value 26 | Attribute Name 27 | Attribute Value 27 | Attribute Name 28 | Attribute Value 28 | Attribute Name 29 | Attribute Value 29 | Attribute Name 30 | Attribute Value 30 | Attribute Name 31 | Attribute Value 31 | Attribute Name 32 | Attribute Value 32 | Attribute Name 33 | Attribute Value 33 | Attribute Name 34 | Attribute Value 34 | Attribute Name 35 | Attribute Value 35 | Attribute Name 36 | Attribute Value 36 | Remaining_Information | Status
STP_009 - Lot4 | Data Enrichment | SOZ | OK | 2023-07-21 | 2023-07-25 |  | 1353180 | 1353180 | EA | CABLE,ELEC;0.5 MM2,CONDCTS 1,RED |  |  | CABLE,ELECTRICAL;CONDUCTOR SIZE:0.5 MM2,NUMBER OF CONDUCTORS:1,CORE STRANDS:(258) 0.05 MM,JACKET MATERIAL:SILICON RUBBER,LENGTH: 100 M/ROLL,JACKET COLOUR:RED,ADDITIONAL FEATURES EN:REFERENCE NO: HKO.5SIL,MNFR:01)CNW (MOUNT ISA) ELECT WHOLESALER,PTNO:01) 4MUL61.7552.22 | 01)CNW (MOUNT ISA) ELECT WHOLE,01)4MUL61.7552.22,0.5 MM2,(258) 0.05 MM,EN_01)SILICON RUBBER,100 M/ROLL,RED,01)REFERENCE NO: HKO.5SIL |  |  | CNW (MOUNT ISA) ELECT WHOLESALER | CNW (MOUNT ISA) ELECT WHOLESALER | 4MUL61.7552.22 | [5 empty] | URL NOT FOUND | [10 empty] | CLEANSED | 26121600 Electrical cable and accessories | CABLE | ELECTRICAL | TYPE |  | VOLTAGE RATING |  | CURRENT RATING |  | CONDUCTOR SIZE | 0.5 MM2 | NUMBER OF CONDUCTORS | 1 | CORE STRANDS | (258) 0.05 MM | CONDUCTOR MATERIAL |  | JACKET MATERIAL | SILICON RUBBER | INSULATION MATERIAL |  | FILLER MATERIAL |  | ARMOR TYPE |  | TEMPERATURE RATING |  | LENGTH | 100 M/ROLL | JACKET COLOUR | RED | HAZARD CLASS |  | CERTIFICATION/STANDARD |  | ADDITIONAL FEATURES | REF:HKO.5SIL | [39 empty] | Production Completed
STP_009 - Lot4 | Data Enrichment | SOZ | OK | 2023-07-21 | 2023-07-25 |  | 1384024 | 1384024 | EA | CABLE,ELEC;0.6-1 KV,10 MM2,CONDCTS 4 |  |  | CABLE,ELECTRICAL;VOLTAGE RATING:0.6-1 KV,CONDUCTOR SIZE:10 MM2,NUMBER OF CONDUCTORS:4,ADDITIONAL FEATURES EN:EPR H07,MNFR:01)CNW (MOUNT ISA) ELECT WHOLESALER,PTNO:01)ELCARFM4G10BM | 01)CNW (MOUNT ISA) ELECT WHOLE,01)ELCARFM4G10BM,0.6-1 KV,10 MM2,01)EPR H07 |  |  | CNW (MOUNT ISA) ELECT WHOLESALER | CNW (MOUNT ISA) ELECT WHOLESALER | ELCARFM4G10BM | [5 empty] | URL NOT FOUND | [10 empty] | CLEANSED | 26121600 Electrical cable and accessories | CABLE | ELECTRICAL | TYPE |  | VOLTAGE RATING | 0.6 TO 1 KV | CURRENT RATING |  | CONDUCTOR SIZE | 10 MM2 | NUMBER OF CONDUCTORS | 4 | CORE STRANDS |  | CONDUCTOR MATERIAL |  | JACKET MATERIAL |  | INSULATION MATERIAL |  | FILLER MATERIAL |  | ARMOR TYPE |  | TEMPERATURE RATING |  | LENGTH |  | JACKET COLOUR |  | HAZARD CLASS |  | CERTIFICATION/STANDARD |  | ADDITIONAL FEATURES | REF:EPR H07 | [39 empty] | Production Completed
STP_009 - Lot4 | Data Enrichment | SOZ | PARTIAL MATCH | 2023-07-21 | 2023-07-25 |  | 1383716 | 1383716 | EA | CABLE,ELEC;1.5 MM2,CONDCTS 4 |  |  | CABLE,ELECTRICAL;CONDUCTOR SIZE:1.5 MM2,NUMBER OF CONDUCTORS:4,MNFR:01)CNW (MOUNT ISA) ELECT WHOLESALER,PTNO:01)CBL154CHDOR | 01)CNW (MOUNT ISA) ELECT WHOLE,01)CBL154CHDOR,1.5 MM2 |  |  | CNW (MOUNT ISA) ELECT WHOLESALER | CNW (MOUNT ISA) ELECT WHOLESALER | CBL154CHDOR | [5 empty] | https://shop.cnw.com.au/cnw/en/AUD/All-Categories/Cable/Flexible-Cable/CABLE-FLEX-2-5MM-4-CORE-HD-ORANGE/p/CBL2.54CHDORA10 | [10 empty] | ENRICHED | 26121600 Electrical cable and accessories | CABLE | ELECTRICAL | TYPE | FLEXIBLE,Heavy Duty | VOLTAGE RATING | 0.6 TO 1 KV | CURRENT RATING | 20 A | CONDUCTOR SIZE | 1.5 MM2 | NUMBER OF CONDUCTORS | 4 | CORE STRANDS | (50) 0.25 MM | CONDUCTOR MATERIAL | Plain Annealed Copper | JACKET MATERIAL |  | INSULATION MATERIAL |  | FILLER MATERIAL |  | ARMOR TYPE |  | TEMPERATURE RATING |  | LENGTH | 100 M | JACKET COLOUR | ORANGE | HAZARD CLASS |  | CERTIFICATION/STANDARD | AS/NZS 1125, AS/NZS 3808, AS/NZS 3191 | ADDITIONAL FEATURES | [40 empty] | Production Completed
STP_009 - Lot4 | Data Enrichment | SOZ | OK | 2023-07-21 | 2023-07-25 |  | 1295698 | 1295698 | EA | CABLE,ELEC;100 A,8 AWG,CONDCTS 1 |  |  | CABLE,ELECTRICAL;CURRENT RATING:100 A,CONDUCTOR SIZE:8 AWG,NUMBER OF CONDUCTORS:1,JACKET MATERIAL:SILICON GLASS,TEMPERATURE RATING:200 DEG C,LENGTH:30 M/ROLL,MNFR:01)CNW (MOUNT ISA) ELECT WHOLESALER,PTNO:01)BEL30808MIM | 01)CNW (MOUNT ISA) ELECT WHOLE,01)BEL30808MIM,100 A,8 AWG,EN_01)SILICON GLASS,200 DEG C,30 M/ROLL |  |  | CNW (MOUNT ISA) ELECT WHOLESALER | CNW (MOUNT ISA) ELECT WHOLESALER | BEL30808MIM | [5 empty] | URL NOT FOUND | [10 empty] | CLEANSED | 26121600 Electrical cable and accessories | CABLE | ELECTRICAL | TYPE |  | VOLTAGE RATING |  | CURRENT RATING | 100 A | CONDUCTOR SIZE | 8 AWG | NUMBER OF CONDUCTORS | 1 | CORE STRANDS |  | CONDUCTOR MATERIAL |  | JACKET MATERIAL | SILICON GLASS | INSULATION MATERIAL |  | FILLER MATERIAL |  | ARMOR TYPE |  | TEMPERATURE RATING | 200 DEG C | LENGTH | 30 M/ROLL | JACKET COLOUR |  | HAZARD CLASS |  | CERTIFICATION/STANDARD |  | ADDITIONAL FEATURES | [40 empty] | Production Completed
STP_009 - Lot4 | Data Enrichment | SOZ | OK | 2023-07-21 | 2023-07-25 |  | 1384079 | 1384079 | EA | CABLE,ELEC;11 KV,95 MM,STRNDS 3,CU,XLPE |  |  | CABLE,ELECTRICAL;VOLTAGE RATING:11 KV,CONDUCTOR SIZE:95 MM,CORE STRANDS:3,CONDUCTOR MATERIAL:COPPER,JACKET MATERIAL:XLPE,JACKET COLOUR:RED,MNFR:01)CNW (MOUNT ISA) ELECT WHOLESALER,PTNO:01)3C95MMSWA11LV | 01)CNW (MOUNT ISA) ELECT WHOLE,01)3C95MMSWA11LV,11 KV,95 MM,3,EN_01)COPPER,EN_01)XLPE,RED |  |  | CNW (MOUNT ISA) ELECT WHOLESALER | CNW (MOUNT ISA) ELECT WHOLESALER | 3C95MMSWA11LV | [5 empty] | URL NOT FOUND | [10 empty] | CLEANSED | 26121600 Electrical cable and accessories | CABLE | ELECTRICAL | TYPE |  | VOLTAGE RATING | 11 KV | CURRENT RATING |  | CONDUCTOR SIZE | 95 MM | NUMBER OF CONDUCTORS |  | CORE STRANDS | 3 | CONDUCTOR MATERIAL | COPPER | JACKET MATERIAL | XLPE | INSULATION MATERIAL |  | FILLER MATERIAL |  | ARMOR TYPE |  | TEMPERATURE RATING |  | LENGTH |  | JACKET COLOUR | RED | HAZARD CLASS |  | CERTIFICATION/STANDARD |  | ADDITIONAL FEATURES | [40 empty] | Production Completed
STP_009 - Lot4 | Data Enrichment | SOZ | OK | 2023-07-21 | 2023-07-25 |  | 1383752 | 1383752 | EA | CABLE,ELEC;110-150 VAC/DC,0.5 MM,CU,STL |  |  | CABLE,ELECTRICAL;VOLTAGE RATING:110-150 VAC/DC,CONDUCTOR SIZE:0.5 MM,NUMBER OF CONDUCTORS:7,CONDUCTOR MATERIAL:COPPER,JACKET MATERIAL:STEEL,ADDITIONAL FEATURES EN:INS 4 PAIR,MNFR:01)CNW (MOUNT ISA) ELECT WHOLESALER,PTNO:01)INS4P7050INDO/ALLSCRSWABK | 01)CNW (MOUNT ISA) ELECT WHOLE,01)INS4P7050INDO/ALLSCRSWABK,110-150 VAC/DC,0.5 MM,EN_01)COPPER,EN_01)STEEL,01)INS 4 PAIR |  |  | CNW (MOUNT ISA) ELECT WHOLESALER | CNW (MOUNT ISA) ELECT WHOLESALER | INS4P7050INDO | [5 empty] | URL NOT FOUND | [10 empty] | CLEANSED | 26121600 Electrical cable and accessories | CABLE | ELECTRICAL | TYPE |  | VOLTAGE RATING | 110 TO 150 VAC/DC | CURRENT RATING |  | CONDUCTOR SIZE | 0.5 MM | NUMBER OF CONDUCTORS | 7 | CORE STRANDS |  | CONDUCTOR MATERIAL | COPPER | JACKET MATERIAL | STEEL | INSULATION MATERIAL |  | FILLER MATERIAL |  | ARMOR TYPE |  | TEMPERATURE RATING |  | LENGTH |  | JACKET COLOUR |  | HAZARD CLASS |  | CERTIFICATION/STANDARD |  | ADDITIONAL FEATURES | INS 4 PAIR,ALLSCRSWABK | [39 empty] | Production Completed
STP_009 - Lot4 | Data Enrichment | SOZ | OK | 2023-07-21 | 2023-07-25 |  | 1295699 | 1295699 | EA | CABLE,ELEC;2.5 MM2,CONDCTS 1,PVC,GREY |  |  | CABLE,ELECTRICAL;CONDUCTOR SIZE:2.5 MM2,NUMBER OF CONDUCTORS:1,CORE STRANDS:(27) 0.67 MM,JACKET MATERIAL:PVC,LENGTH:100 M/ROLL, JACKET COLOUR:GREY,MNFR:01)CNW (MOUNT ISA) ELECT WHOLESALER,PTNO:01)CEB01PAAA 7/0.67MM | 01)CNW (MOUNT ISA) ELECT WHOLE,01)CEB01PAAA 7/0.67MM,2.5 MM2,(27) 0.67 MM,EN_01)PVC,100 M/ROLL,GREY |  |  | CNW (MOUNT ISA) ELECT WHOLESALER | CNW (MOUNT ISA) ELECT WHOLESALER | CEB01PAAA 7/0.67MM | [5 empty] | URL NOT FOUND | [10 empty] | CLEANSED | 26121600 Electrical cable and accessories | CABLE | ELECTRICAL | TYPE |  | VOLTAGE RATING |  | CURRENT RATING |  | CONDUCTOR SIZE | 2.5 MM2 | NUMBER OF CONDUCTORS | 1 | CORE STRANDS | (27) 0.67 MM | CONDUCTOR MATERIAL |  | JACKET MATERIAL | PVC | INSULATION MATERIAL |  | FILLER MATERIAL |  | ARMOR TYPE |  | TEMPERATURE RATING |  | LENGTH | 100 M/ROLL | JACKET COLOUR | GREY | HAZARD CLASS |  | CERTIFICATION/STANDARD |  | ADDITIONAL FEATURES | [40 empty] | Production Completed
STP_009 - Lot4 | Data Enrichment | SOZ | OK | 2023-07-21 | 2023-07-25 |  | 1384025 | 1384025 | EA | CABLE,ELEC;95 MM2,XLPE |  |  | CABLE,ELECTRICAL;CONDUCTOR SIZE:95 MM2,INSULATION MATERIAL:XLPE,ADDITIONAL FEATURES EN:ALREADY SUPPLIED 11/08/19, REF INVOICE NUMBER 1,MNFR:01)CNW (MOUNT ISA) ELECT WHOLESALER,PTNO:01)CBL953CEXLSWA500 | 01)CNW (MOUNT ISA) ELECT WHOLE,01)CBL953CEXLSWA500,95 MM2,EN_01)XLPE,01)ALREADY SUPPLIED 11/08/19 |  |  | CNW (MOUNT ISA) ELECT WHOLESALER | CNW (MOUNT ISA) ELECT WHOLESALER | CBL953CEXLSWA500 | [5 empty] | URL NOT FOUND | [10 empty] | CLEANSED | 26121600 Electrical cable and accessories | CABLE | ELECTRICAL | TYPE |  | VOLTAGE RATING |  | CURRENT RATING |  | CONDUCTOR SIZE | 95 MM2 | NUMBER OF CONDUCTORS |  | CORE STRANDS |  | CONDUCTOR MATERIAL |  | JACKET MATERIAL |  | INSULATION MATERIAL | XLPE | FILLER MATERIAL |  | ARMOR TYPE |  | TEMPERATURE RATING |  | LENGTH |  | JACKET COLOUR |  | HAZARD CLASS |  | CERTIFICATION/STANDARD |  | ADDITIONAL FEATURES | ALREADY SUPPLIED 11/08/19,REF INVOICE NUMBER 1 | [39 empty] | Production Completed
STP_009 - Lot4 | Data Enrichment | SOZ | OK | 2023-07-21 | 2023-07-25 |  | 1384042 | 1384042 | EA | CABLE,ELEC;ARL,STRNDS (7) 3.75 MM |  |  | CABLE,ELECTRICAL;TYPE:AERIAL,CORE STRANDS:(7) 3.75 MM,CONDUCTOR MATERIAL:ALUMINUM ALLOY 1350,LENGTH:1900 M/ROLL,ADDITIONAL FEATURES EN:STEEL DRUM, MARS, FULLY GREASED, JTS 03-03-01,MNFR:01)ENERGYQLD,PTNO:01)1420192 | 01)ENERGYQLD,01)1420192,EN_01)AERIAL,(7) 3.75 MM,EN_01)ALUMINUM ALLOY 1350,1900 M/ROLL,01)STEEL DRUM, MARS, FULLY GRE |  |  | ENERGYQLD | ENERGYQLD | 1420192 | [5 empty] | URL NOT FOUND | [10 empty] | CLEANSED | 26121600 Electrical cable and accessories | CABLE | ELECTRICAL | TYPE | AERIAL,FULLY GREASED | VOLTAGE RATING |  | CURRENT RATING |  | CONDUCTOR SIZE |  | NUMBER OF CONDUCTORS |  | CORE STRANDS | (7) 3.75 MM | CONDUCTOR MATERIAL | ALUMINUM ALLOY 1350 | JACKET MATERIAL |  | INSULATION MATERIAL |  | FILLER MATERIAL |  | ARMOR TYPE |  | TEMPERATURE RATING |  | LENGTH | 1900 M/ROLL | JACKET COLOUR |  | HAZARD CLASS |  | CERTIFICATION/STANDARD |  | ADDITIONAL FEATURES | PACKAGE TYPE:STEEL DRUM,MATERIAL SPECIFICATION:JTS 03-03-01,MARS | [39 empty] | Production Completed
STP_009 - Lot4 | Data Enrichment | SOZ | OK | 2023-07-21 | 2023-07-25 |  | 1384051 | 1384051 | EA | CABLE,ELEC;AXL, UNSHIELDED,0.25 MM2 |  |  | CABLE,ELECTRICAL;TYPE:AXIAL, UNSHIELDED,CONDUCTOR SIZE:0.25 MM2,NUMBER OF CONDUCTORS:8,TEMPERATURE RATING:-25 TO 80 DEG C,LENGTH: 3 M,ADDITIONAL FEATURES EN:PSEN, M12, SUPPLY FROM CNW,MNFR:01)CNW (MOUNT ISA) ELECT WHOLESALER,PTNO:01)540319 | 01)CNW (MOUNT ISA) ELECT WHOLE,01)540319,EN_01)AXIAL, UNSHIELDED,0.25 MM2,-25 TO 80 DEG C,3 M,01)PSEN, M12, SUPPLY FROM CNW |  |  | CNW (MOUNT ISA) ELECT WHOLESALER | CNW (MOUNT ISA) ELECT WHOLESALER | 540319 | [5 empty] | https://www.quicktimeonline.com/540319 | [10 empty] | CLEANSED | 26121600 Electrical cable and accessories | CABLE | ELECTRICAL | TYPE | AXIAL,UNSHIELDED | VOLTAGE RATING |  | CURRENT RATING |  | CONDUCTOR SIZE | 0.25 MM2 | NUMBER OF CONDUCTORS | 8 | CORE STRANDS |  | CONDUCTOR MATERIAL |  | JACKET MATERIAL |  | INSULATION MATERIAL |  | FILLER MATERIAL |  | ARMOR TYPE |  | TEMPERATURE RATING | -25 TO 80 DEG C | LENGTH | 3 M | JACKET COLOUR |  | HAZARD CLASS |  | CERTIFICATION/STANDARD |  | ADDITIONAL FEATURES | PSEN,M12,SUPPLY FROM CNW | [39 empty] | Production Completed
STP_009 - Lot4 | Data Enrichment | SOZ | OK | 2023-07-21 | 2023-07-25 |  | 1384070 | 1384070 | EA | CABLE,ELEC;CTRL, POWER, UNDERGROUND,CU |  |  | CABLE,ELECTRICAL;TYPE:CONTROL, POWER, UNDERGROUND,VOLTAGE RATING:0.6-1 KV,CONDUCTOR SIZE:4 MM2,NUMBER OF CONDUCTORS:12,CORE STRANDS:(7) 0.85 MM,CONDUCTOR MATERIAL:COPPER,JACKET MATERIAL:PVC,INSULATION MATERIAL:PVC,LENGTH:500 M/ROLL,ADDITIONAL FEATURES EN:SCREEN, METRE MARKED, CTS PS16/007/SE/82, DRUM,MNFR:01)ENERGYQLD,PTNO:01)1631186 | 01)ENERGYQLD,01)1631186,EN_01)CONTROL, POWER, UNDERGRO,0.6-1 KV,4 MM2,(7) 0.85 MM,EN_01)COPPER,EN_01)PVC,EN_01)PVC,500 M/ROLL,01)SCREEN, METRE MARKED, CTS P |  |  | ENERGYQLD | ENERGYQLD | 1631186 | [5 empty] | URL NOT FOUND | [10 empty] | CLEANSED | 26121600 Electrical cable and accessories | CABLE | ELECTRICAL | TYPE | CONTROL,POWER,METRE MARKED,UNDERGROUND | VOLTAGE RATING | 0.6 TO 1 KV | CURRENT RATING |  | CONDUCTOR SIZE | 4 MM2 | NUMBER OF CONDUCTORS | 12 | CORE STRANDS | (7) 0.85 MM | CONDUCTOR MATERIAL | COPPER | JACKET MATERIAL | PVC | INSULATION MATERIAL | PVC | FILLER MATERIAL |  | ARMOR TYPE |  | TEMPERATURE RATING |  | LENGTH | 500 M/ROLL | JACKET COLOUR |  | HAZARD CLASS |  | CERTIFICATION/STANDARD |  | ADDITIONAL FEATURES | PACKAGE TYPE:DRUM,REF:CTS PS16/007/SE/82,SCREEN | [39 empty] | Production Completed
STP_009 - Lot4 | Data Enrichment | SOZ | OK | 2023-07-21 | 2023-07-25 |  | 1384061 | 1384061 | EA | CABLE,ELEC;CTRL, POWER,0.6-1 KV,2.5 MM2 |  |  | CABLE,ELECTRICAL;TYPE:CONTROL, POWER,VOLTAGE RATING:0.6-1 KV,CONDUCTOR SIZE:2.5 MM2,NUMBER OF CONDUCTORS:8,CORE STRANDS:(7) 0.67 MM,CONDUCTOR MATERIAL:COPPER,JACKET MATERIAL:PVC,INSULATION MATERIAL:PVC,ADDITIONAL FEATURES EN:DBT, METRE MARKED,MNFR:01) ENERGYQLD,PTNO:01)2439743 | 01)ENERGYQLD,01)2439743,EN_01)CONTROL, POWER,0.6-1 KV,2.5 MM2,(7) 0.67 MM,EN_01)COPPER,EN_01)PVC,EN_01)PVC,01)DBT, METRE MARKED |  |  | ENERGYQLD | ENERGYQLD | 2439743 | [5 empty] | URL NOT FOUND | [10 empty] | CLEANSED | 26121600 Electrical cable and accessories | CABLE | ELECTRICAL | TYPE | CONTROL,POWER,METRE MARKED | VOLTAGE RATING | 0.6 TO 1 KV | CURRENT RATING |  | CONDUCTOR SIZE | 2.5 MM2 | NUMBER OF CONDUCTORS | 8 | CORE STRANDS | (7) 0.67 MM | CONDUCTOR MATERIAL | COPPER | JACKET MATERIAL | PVC | INSULATION MATERIAL | PVC | FILLER MATERIAL |  | ARMOR TYPE |  | TEMPERATURE RATING |  | LENGTH |  | JACKET COLOUR |  | HAZARD CLASS |  | CERTIFICATION/STANDARD |  | ADDITIONAL FEATURES | DBT | [39 empty] | Production Completed
STP_009 - Lot4 | Data Enrichment | SOZ | OK | 2023-07-21 | 2023-07-25 |  | 1384006 | 1384006 | EA | CABLE,ELEC;CTRL, POWER,0.6-1 KV,2.5 MM2 |  |  | CABLE,ELECTRICAL;TYPE:CONTROL, POWER,VOLTAGE RATING:0.6-1 KV,CONDUCTOR SIZE:2.5 MM2,NUMBER OF CONDUCTORS:10,CORE STRANDS:(7) 0.67 MM,CONDUCTOR MATERIAL:COPPER,INSULATION MATERIAL:X-HF-90,LENGTH:500 M/ROLL,ADDITIONAL FEATURES EN:HFS-90-TP BEDDED/ DBT/HFS-90-TP SHEATH, WOOD DR,MNFR:01)ENERGYQLD,PTNO:01)2466282 | 01)ENERGYQLD,01)2466282,EN_01)CONTROL, POWER,0.6-1 KV,2.5 MM2,(7) 0.67 MM,EN_01)COPPER,EN_01)X-HF-90,500 M/ROLL,01)HFS-90-TP BEDDED/ DBT/HFS-9 |  |  | ENERGYQLD | ENERGYQLD | 2466282 | [5 empty] | URL NOT FOUND | [10 empty] | CLEANSED | 26121600 Electrical cable and accessories | CABLE | ELECTRICAL | TYPE | CONTROL,POWER | VOLTAGE RATING | 0.6 TO 1 KV | CURRENT RATING |  | CONDUCTOR SIZE | 2.5 MM2 | NUMBER OF CONDUCTORS | 10 | CORE STRANDS | (7) 0.67 MM | CONDUCTOR MATERIAL | COPPER | JACKET MATERIAL |  | INSULATION MATERIAL | X-HF-90 | FILLER MATERIAL |  | ARMOR TYPE |  | TEMPERATURE RATING |  | LENGTH | 500 M/ROLL | JACKET COLOUR |  | HAZARD CLASS |  | CERTIFICATION/STANDARD |  | ADDITIONAL FEATURES | PACKAGE TYPE:WOOD DRUM,MATERIAL SPECIFICATION:HFS-90-TP BEDDED/DBT SHEATH | [39 empty] | Production Completed
STP_009 - Lot4 | Data Enrichment | SOZ | OK | 2023-07-21 | 2023-07-25 |  | 1384013 | 1384013 | EA | CABLE,ELEC;CTRL,0.6-1 KV,1.5 MM2,CU |  |  | CABLE,ELECTRICAL;TYPE:CONTROL,VOLTAGE RATING:0.6-1 KV,CONDUCTOR SIZE:1.5 MM2,NUMBER OF CONDUCTORS:10,CORE STRANDS:(7) 0.5 MM, CONDUCTOR MATERIAL:COPPER,INSULATION MATERIAL:X-HF-90,LENGTH:500 M/ROLL,ADDITIONAL FEATURES EN:HFS-90-TP BEDDED/ DBT/HFS-90-TP SHEATH, WOOD DR,MNFR:01)ENERGYQLD,PTNO:01)2466241 | 01)ENERGYQLD,01)2466241,EN_01)CONTROL,0.6-1 KV,1.5 MM2,(7) 0.5 MM,EN_01)COPPER,EN_01)X-HF-90,500 M/ROLL,01)HFS-90-TP BEDDED/ DBT/HFS-9 |  |  | ENERGYQLD | ENERGYQLD | 2466241 | [5 empty] | URL NOT FOUND | [10 empty] | CLEANSED | 26121600 Electrical cable and accessories | CABLE | ELECTRICAL | TYPE | CONTROL | VOLTAGE RATING | 0.6 TO 1 KV | CURRENT RATING |  | CONDUCTOR SIZE | 1.5 MM2 | NUMBER OF CONDUCTORS | 10 | CORE STRANDS | (7) 0.5 MM | CONDUCTOR MATERIAL | COPPER | JACKET MATERIAL |  | INSULATION MATERIAL | X-HF-90 | FILLER MATERIAL |  | ARMOR TYPE |  | TEMPERATURE RATING |  | LENGTH | 500 M/ROLL | JACKET COLOUR |  | HAZARD CLASS |  | CERTIFICATION/STANDARD |  | ADDITIONAL FEATURES | PACKAGE TYPE:WOOD DRUM,MATERIAL SPECIFICATION:HFS-90-TP BEDDED/DBT SHEATH | [39 empty] | Production Completed
STP_009 - Lot4 | Data Enrichment | SOZ | OK | 2023-07-21 | 2023-07-25 |  | 1383961 | 1383961 | EA | CABLE,ELEC;CTRL,450-750 V,1.5 MM2,CU,HFS |  |  | CABLE,ELECTRICAL;TYPE:CONTROL,VOLTAGE RATING:450-750 V,CONDUCTOR SIZE:1.5 MM2,NUMBER OF CONDUCTORS:20,CORE STRANDS:(7) 0.5 MM, CONDUCTOR MATERIAL:COPPER,JACKET MATERIAL:HFS,INSULATION MATERIAL:HFI,ADDITIONAL FEATURES EN:INSECT PROTECTED, POWER, UNDERGROUND, 23.2 MM O,CREEN/ METRE MARKED, SS-5-10.6,MNFR:01)ENERGYQLD,PTNO:01)2439081 | 01)ENERGYQLD,01)2439081,EN_01)CONTROL,450-750 V,1.5 MM2,(7) 0.5 MM,EN_01)COPPER,EN_01)HFS,EN_01)HFI,01)INSECT PROTECTED, POWER, UN,02)CREEN/ METRE MARKED, SS-5-1 |  |  | ENERGYQLD | ENERGYQLD | 2439081 | [5 empty] | URL NOT FOUND | [10 empty] | CLEANSED | 26121600 Electrical cable and accessories | CABLE | ELECTRICAL | TYPE | CONTROL,POWER,METRE MARKED,INSECT PROTECTED,UNDERGROUND | VOLTAGE RATING | 450 TO 750 V | CURRENT RATING |  | CONDUCTOR SIZE | 1.5 MM2 | NUMBER OF CONDUCTORS | 20 | CORE STRANDS | (7) 0.5 MM | CONDUCTOR MATERIAL | COPPER | JACKET MATERIAL | HFS | INSULATION MATERIAL | HFI | FILLER MATERIAL |  | ARMOR TYPE |  | TEMPERATURE RATING |  | LENGTH |  | JACKET COLOUR |  | HAZARD CLASS |  | CERTIFICATION/STANDARD |  | ADDITIONAL FEATURES | REF:SS-5-10.6,23.2 MM O,CREEN | [39 empty] | Production Completed
STP_009 - Lot4 | Data Enrichment | SOZ | OK | 2023-07-21 | 2023-07-25 |  | 1384019 | 1384019 | EA | CABLE,ELEC;ECC,CONDCTS 3,XLPE,LG 20 M |  |  | CABLE,ELECTRICAL;TYPE:ECC,NUMBER OF CONDUCTORS:3,INSULATION MATERIAL:XLPE,LENGTH:20 M,ADDITIONAL FEATURES EN:185 MM, SWA, INCLUDING CUTTING CHARGES,MNFR:01)CNW MOUNT ISA ELECT WHOLESALER,PTNO:01)CBL1853CEXLPSWA | 01)CNW MOUNT ISA ELECT WHOLESA,01)CBL1853CEXLPSWA,EN_01)ECC,EN_01)XLPE,20 M,01)185 MM, SWA, INCLUDING CUTT |  |  | CNW MOUNT ISA ELECT WHOLESALER | CNW MOUNT ISA ELECT WHOLESALER | CBL1853CEXLPSWA | [5 empty] | URL NOT FOUND | [10 empty] | CLEANSED | 26121600 Electrical cable and accessories | CABLE | ELECTRICAL | TYPE | ECC | VOLTAGE RATING |  | CURRENT RATING |  | CONDUCTOR SIZE |  | NUMBER OF CONDUCTORS | 3 | CORE STRANDS |  | CONDUCTOR MATERIAL |  | JACKET MATERIAL |  | INSULATION MATERIAL | XLPE | FILLER MATERIAL |  | ARMOR TYPE |  | TEMPERATURE RATING |  | LENGTH | 20 M | JACKET COLOUR |  | HAZARD CLASS |  | CERTIFICATION/STANDARD |  | ADDITIONAL FEATURES | 185 MM,SWA,INCLUDING CUTTING CHARGES | [39 empty] | Production Completed
STP_009 - Lot4 | Data Enrichment | SOZ | OK | 2023-07-21 | 2023-07-25 |  | 1383876 | 1383876 | EA | CABLE,ELEC;EMC,2.5 MM,CONDCTS 4 |  |  | CABLE,ELECTRICAL;TYPE:EMC,CONDUCTOR SIZE:2.5 MM,NUMBER OF CONDUCTORS:4,MNFR:01)CNW MOUNT ISA ELECT WHOLESALER,PTNO:01)19EMC4G2. 5KM | 01)CNW MOUNT ISA ELECT WHOLESA,01)19EMC4G2.5KM,EN_01)EMC,2.5 MM |  |  | CNW MOUNT ISA ELECT WHOLESALER | CNW MOUNT ISA ELECT WHOLESALER | 19EMC4G2. 5KM | [5 empty] | URL NOT FOUND | [10 empty] | CLEANSED | 26121600 Electrical cable and accessories | CABLE | ELECTRICAL | TYPE | EMC | VOLTAGE RATING |  | CURRENT RATING |  | CONDUCTOR SIZE | 2.5 MM | NUMBER OF CONDUCTORS | 4 | CORE STRANDS |  | CONDUCTOR MATERIAL |  | JACKET MATERIAL |  | INSULATION MATERIAL |  | FILLER MATERIAL |  | ARMOR TYPE |  | TEMPERATURE RATING |  | LENGTH |  | JACKET COLOUR |  | HAZARD CLASS |  | CERTIFICATION/STANDARD |  | ADDITIONAL FEATURES | [40 empty] | Production Completed
STP_009 - Lot4 | Data Enrichment | SOZ | OK | 2023-07-21 | 2023-07-25 |  | 1296420 | 1296420 | M | CABLE,ELEC;ERTH,0.6-1 KV,95 MM2,CU |  |  | CABLE,ELECTRICAL;TYPE:EARTH,VOLTAGE RATING:0.6-1 KV,CONDUCTOR SIZE:95 MM2,NUMBER OF CONDUCTORS:1,CORE STRANDS:(37) 1.78 MM, CONDUCTOR MATERIAL:COPPER,JACKET MATERIAL:PVC V90,TEMPERATURE RATING:90 DEG C,LENGTH:500 M/ROLL,JACKET COLOUR:GREEN/YELLOW, CERTIFICATION/STANDARD:AS/NZS 5000.1,MNFR:01)CNW (MOUNT ISA) ELECT WHOLESALER,PTNO:01)95BWECC | 01)CNW (MOUNT ISA) ELECT WHOLE,01)95BWECC,EN_01)EARTH,0.6-1 KV,95 MM2,(37) 1.78 MM,EN_01)COPPER,EN_01)PVC V90,90 DEG C,500 M/ROLL,GREEN/YELLOW,EN_01)AS/NZS 5000.1 |  |  | CNW (MOUNT ISA) ELECT WHOLESALER | CNW (MOUNT ISA) ELECT WHOLESALER | 95BWECC | [5 empty] | https://shop.cnw.com.au/cnw/en/AUD/All-Categories/Cable/Building-Wire/CABLE-BUILDING-WIRE-95MM-EARTH-100MTR/p/CBL95BWECCA03 | [10 empty] | ENRICHED | 26121600 Electrical cable and accessories | CABLE | ELECTRICAL | TYPE | BUILDING,EARTH | VOLTAGE RATING | 0.6 TO 1 KV | CURRENT RATING |  | CONDUCTOR SIZE | 95 MM2 | NUMBER OF CONDUCTORS | 1 | CORE STRANDS | (37) 1.78 MM | CONDUCTOR MATERIAL | COPPER | JACKET MATERIAL | PVC V90 | INSULATION MATERIAL |  | FILLER MATERIAL |  | ARMOR TYPE |  | TEMPERATURE RATING | 90 DEG C | LENGTH | 500 M/ROLL | JACKET COLOUR | GREEN/YELLOW | HAZARD CLASS |  | CERTIFICATION/STANDARD | AS/NZS 5000.1 | ADDITIONAL FEATURES | [40 empty] | Production Completed
STP_009 - Lot4 | Data Enrichment | SOZ | OK | 2023-07-21 | 2023-07-25 |  | 1317717 | 1317717 | DR | CABLE,ELEC;FLEX, DRUM,0.75 MM2,CONDCTS 2 |  |  | CABLE,ELECTRICAL;TYPE:FLEXIBLE, DRUM,CONDUCTOR SIZE:0.75 MM2,NUMBER OF CONDUCTORS:2,CORE STRANDS:(24) 02 MM,JACKET MATERIAL:PVC, LENGTH:500 M,JACKET COLOUR:BLACK,ADDITIONAL FEATURES EN:REFERENCE NO: FIG8,MNFR:01)CNW (MOUNT ISA) ELECT WHOLESALER,PTNO:01) CBLFIG824/020-500 | 01)CNW (MOUNT ISA) ELECT WHOLE,01)CBLFIG824/020-500,EN_01)FLEXIBLE, DRUM,0.75 MM2,(24) 02 MM,EN_01)PVC,500 M,BLACK,01)REFERENCE NO: FIG8 |  |  | CNW (MOUNT ISA) ELECT WHOLESALER | CNW (MOUNT ISA) ELECT WHOLESALER | CBLFIG824/020-500 | [5 empty] | URL NOT FOUND | [10 empty] | CLEANSED | 26121600 Electrical cable and accessories | CABLE | ELECTRICAL | TYPE | FLEXIBLE,DRUM | VOLTAGE RATING |  | CURRENT RATING |  | CONDUCTOR SIZE | 0.75 MM2 | NUMBER OF CONDUCTORS | 2 | CORE STRANDS | (24) 0.2 MM | CONDUCTOR MATERIAL |  | JACKET MATERIAL | PVC | INSULATION MATERIAL |  | FILLER MATERIAL |  | ARMOR TYPE |  | TEMPERATURE RATING |  | LENGTH | 500 M | JACKET COLOUR | BLACK | HAZARD CLASS |  | CERTIFICATION/STANDARD |  | ADDITIONAL FEATURES | REF:FIG8 | [39 empty] | Production Completed
STP_009 - Lot4 | Data Enrichment | SOZ | OK | 2023-07-21 | 2023-07-25 |  | 1383923 | 1383923 | EA | CABLE,ELEC;FLEX, INDUSTRIAL, HEAVY DUTY |  |  | CABLE,ELECTRICAL;TYPE:FLEXIBLE, INDUSTRIAL, HEAVY DUTY,VOLTAGE RATING:0.6-1 KV,CURRENT RATING:25 A,CONDUCTOR SIZE:4 MM2,NUMBER OF CONDUCTORS:3,CORE STRANDS:(56) 0.3 MM,CONDUCTOR MATERIAL:COPPER,INSULATION MATERIAL:PVC V-90,TEMPERATURE RATING:105 DEG C,LENGTH: 100 M,JACKET COLOUR:ORANGE,CERTIFICATION/STANDARD:AS/NZS 1125, 3191, 3808,MNFR:01)CNW (MOUNT ISA) ELECT WHOLESALER,PTNO:01) CBL43CHDOR | 01)CNW (MOUNT ISA) ELECT WHOLE,01)CBL43CHDOR,EN_01)FLEXIBLE, INDUSTRIAL, HE,0.6-1 KV,25 A,4 MM2,(56) 0.3 MM,EN_01)COPPER,EN_01)PVC V-90,105 DEG C,100 M,ORANGE,EN_01)AS/NZS 1125, 3191, 3808 |  |  | CNW (MOUNT ISA) ELECT WHOLESALER | CNW (MOUNT ISA) ELECT WHOLESALER | CBL43CHDOR | [5 empty] | https://shop.cnw.com.au/cnw/en/AUD/All-Categories/Cable/Flexible-Cable/CABLE-FLEX-4MM-3-CORE-HD-ORANGE/p/CBL43CHDORA10 | [10 empty] | ENRICHED | 26121600 Electrical cable and accessories | CABLE | ELECTRICAL | TYPE | FLEXIBLE,INDUSTRIAL,HEAVY DUTY | VOLTAGE RATING | 0.6 TO 1 KV | CURRENT RATING | 25 A | CONDUCTOR SIZE | 4 MM2 | NUMBER OF CONDUCTORS | 3 | CORE STRANDS | (56) 0.3 MM | CONDUCTOR MATERIAL | COPPER | JACKET MATERIAL | PVC | INSULATION MATERIAL | PVC V-90 | FILLER MATERIAL |  | ARMOR TYPE |  | TEMPERATURE RATING | 105 DEG C | LENGTH | 100 M | JACKET COLOUR | ORANGE | HAZARD CLASS |  | CERTIFICATION/STANDARD | AS/NZS 1125,3191,3808 | ADDITIONAL FEATURES | [40 empty] | Production Completed
STP_009 - Lot4 | Data Enrichment | SOZ | OK | 2023-07-21 | 2023-07-25 |  | 1383862 | 1383862 | EA | CABLE,ELEC;FLEX, INDUSTRIAL, ORDINARY DU |  |  | CABLE,ELECTRICAL;TYPE:FLEXIBLE, INDUSTRIAL, ORDINARY DUTY,VOLTAGE RATING:250-440 V,CURRENT RATING:20 A,CONDUCTOR SIZE:2.5 MM2, NUMBER OF CONDUCTORS:3,CORE STRANDS:(50) 0.25 MM,CONDUCTOR MATERIAL:COPPER,INSULATION MATERIAL:PVC V-90,TEMPERATURE RATING:105 DEG C,LENGTH:100 M,JACKET COLOUR:ORANGE,MNFR:01)CNW (MOUNT ISA) ELECT WHOLESALER,PTNO:01)CBL2.53CODOR | 01)CNW (MOUNT ISA) ELECT WHOLE,01)CBL2.53CODOR,EN_01)FLEXIBLE, INDUSTRIAL, OR,250-440 V,20 A,2.5 MM2,(50) 0.25 MM,EN_01)COPPER,EN_01)PVC V-90,105 DEG C,100 M,ORANGE |  |  | CNW (MOUNT ISA) ELECT WHOLESALER | CNW (MOUNT ISA) ELECT WHOLESALER | CBL2.53CODOR | [5 empty] | https://shop.cnw.com.au/cnw/en/AUD/All-Categories/Cable/Flexible-Cable/CABLE-FLEX-2-5MM-3-CORE-OD-ORANGE/p/CBL2.53CODORA10 | [10 empty] | ENRICHED | 26121600 Electrical cable and accessories | CABLE | ELECTRICAL | TYPE | FLEXIBLE,INDUSTRIAL,ORDINARY DUTY | VOLTAGE RATING | 250 TO 440 V | CURRENT RATING | 20 A | CONDUCTOR SIZE | 2.5 MM2 | NUMBER OF CONDUCTORS | 3 | CORE STRANDS | (50) 0.25 MM | CONDUCTOR MATERIAL | COPPER | JACKET MATERIAL | PVC | INSULATION MATERIAL | PVC V-90 | FILLER MATERIAL |  | ARMOR TYPE |  | TEMPERATURE RATING | 105 DEG C | LENGTH | 100 M | JACKET COLOUR | ORANGE | HAZARD CLASS |  | CERTIFICATION/STANDARD | AS/NZS 1125,3808,3191 | ADDITIONAL FEATURES | [40 empty] | Production Completed
STP_009 - Lot4 | Data Enrichment | SOZ | OK | 2023-07-21 | 2023-07-25 |  | 1352888 | 1352888 | EA | CABLE,ELEC;FLEX,0.6-1 KV,1.5 MM2,CU |  |  | CABLE,ELECTRICAL;TYPE:FLEXIBLE,VOLTAGE RATING:0.6-1 KV,CONDUCTOR SIZE:1.5 MM2,NUMBER OF CONDUCTORS:1,CORE STRANDS:(30) 0.25 MM, CONDUCTOR MATERIAL:COPPER,JACKET MATERIAL:PVC V75,LENGTH:100 M/ROLL,JACKET COLOUR:ORANGE,MNFR:01)CNW (MOUNT ISA) ELECT WHOLESALER, PTNO:01)OLX30/025-1O | 01)CNW (MOUNT ISA) ELECT WHOLE,01)OLX30/025-1O,EN_01)FLEXIBLE,0.6-1 KV,1.5 MM2,(30) 0.25 MM,EN_01)COPPER,EN_01)PVC V75,100 M/ROLL,ORANGE |  |  | CNW (MOUNT ISA) ELECT WHOLESALER | CNW (MOUNT ISA) ELECT WHOLESALER | OLX30/025-1O | [5 empty] | https://www.goelectrical.com.au/olx30-2f-025-4gya1 | [10 empty] | CLEANSED | 26121600 Electrical cable and accessories | CABLE | ELECTRICAL | TYPE | FLEXIBLE | VOLTAGE RATING | 0.6 TO 1 KV | CURRENT RATING |  | CONDUCTOR SIZE | 1.5 MM2 | NUMBER OF CONDUCTORS | 1 | CORE STRANDS | (30) 0.25 MM | CONDUCTOR MATERIAL | COPPER | JACKET MATERIAL | PVC V75 | INSULATION MATERIAL |  | FILLER MATERIAL |  | ARMOR TYPE |  | TEMPERATURE RATING |  | LENGTH | 100 M/ROLL | JACKET COLOUR | ORANGE | HAZARD CLASS |  | CERTIFICATION/STANDARD | AS/NZS 3191,60227 | ADDITIONAL FEATURES | [40 empty] | Production Completed
STP_009 - Lot4 | Data Enrichment | SOZ | OK | 2023-07-21 | 2023-07-25 |  | 1295697 | 1295697 | EA | CABLE,ELEC;FLEX,1 MM2,CONDCTS 1,PVC V75 |  |  | CABLE,ELECTRICAL;TYPE:FLEXIBLE,CONDUCTOR SIZE:1 MM2,NUMBER OF CONDUCTORS:1,CORE STRANDS:(32) 0.2 MM,JACKET MATERIAL:PVC V75, LENGTH:100 M/ROLL,JACKET COLOUR:GREY,MNFR:01)CNW (MOUNT ISA) ELECT WHOLESALER,PTNO:01)BAAR03AA001AAGYMIM | 01)CNW (MOUNT ISA) ELECT WHOLE,01)BAAR03AA001AAGYMIM,EN_01)FLEXIBLE,1 MM2,(32) 0.2 MM,EN_01)PVC V75,100 M/ROLL,GREY |  |  | CNW (MOUNT ISA) ELECT WHOLESALER | CNW (MOUNT ISA) ELECT WHOLESALER | BAAR03AA001AAGYMIM | [5 empty] | URL NOT FOUND | [10 empty] | CLEANSED | 26121600 Electrical cable and accessories | CABLE | ELECTRICAL | TYPE | FLEXIBLE | VOLTAGE RATING |  | CURRENT RATING |  | CONDUCTOR SIZE | 1 MM2 | NUMBER OF CONDUCTORS | 1 | CORE STRANDS | (32) 0.2 MM | CONDUCTOR MATERIAL |  | JACKET MATERIAL | PVC V75 | INSULATION MATERIAL |  | FILLER MATERIAL |  | ARMOR TYPE |  | TEMPERATURE RATING |  | LENGTH | 100 M/ROLL | JACKET COLOUR | GREY | HAZARD CLASS |  | CERTIFICATION/STANDARD |  | ADDITIONAL FEATURES | [40 empty] | Production Completed
STP_009 - Lot4 | Data Enrichment | SOZ | OK | 2023-07-21 | 2023-07-25 |  | 1295696 | 1295696 | EA | CABLE,ELEC;FLEX,1.5 MM2,CONDCTS 1 |  |  | CABLE,ELECTRICAL;TYPE:FLEXIBLE,CONDUCTOR SIZE:1.5 MM2,NUMBER OF CONDUCTORS:1,CORE STRANDS:(30) 0.25 MM,JACKET MATERIAL:PVC V75, LENGTH:100 M/ROLL,JACKET COLOUR:GREEN/YELLOW,MNFR:01)CNW (MOUNT ISA) ELECT WHOLESALER,PTNO:01)OLXBAAR04AA001AAHN | 01)CNW (MOUNT ISA) ELECT WHOLE,01)OLXBAAR04AA001AAHN,EN_01)FLEXIBLE,1.5 MM2,(30) 0.25 MM,EN_01)PVC V75,100 M/ROLL,GREEN/YELLOW |  |  | CNW (MOUNT ISA) ELECT WHOLESALER | CNW (MOUNT ISA) ELECT WHOLESALER | OLXBAAR04AA001AAHN | [5 empty] | URL NOT FOUND | [10 empty] | CLEANSED | 26121600 Electrical cable and accessories | CABLE | ELECTRICAL | TYPE | FLEXIBLE | VOLTAGE RATING |  | CURRENT RATING |  | CONDUCTOR SIZE | 1.5 MM2 | NUMBER OF CONDUCTORS | 1 | CORE STRANDS | (30) 0.25 MM | CONDUCTOR MATERIAL |  | JACKET MATERIAL | PVC V75 | INSULATION MATERIAL |  | FILLER MATERIAL |  | ARMOR TYPE |  | TEMPERATURE RATING |  | LENGTH | 100 M/ROLL | JACKET COLOUR | GREEN/YELLOW | HAZARD CLASS |  | CERTIFICATION/STANDARD |  | ADDITIONAL FEATURES | [40 empty] | Production Completed
STP_009 - Lot4 | Data Enrichment | SOZ | OK | 2023-07-21 | 2023-07-25 |  | 1352889 | 1352889 | EA | CABLE,ELEC;FLEX,1.5 MM2,CONDCTS 1,PINK |  |  | CABLE,ELECTRICAL;TYPE:FLEXIBLE,CONDUCTOR SIZE:1.5 MM2,NUMBER OF CONDUCTORS:1,CORE STRANDS:(30) 0.25 MM,JACKET MATERIAL:PVC V105, LENGTH:100 M/ROLL,JACKET COLOUR:PINK,MNFR:01)CNW (MOUNT ISA) ELECT WHOLESALER,PTNO:01)4OLX30/025V90P,MNFR:02)CNW (MOUNT ISA) ELECT WHOLESALER,PTNO:02)4OLX30/025V90PK | 01)CNW (MOUNT ISA) ELECT WHOLE,02)CNW (MOUNT ISA) ELECT WHOLE,01)4OLX30/025V90P,02)4OLX30/025V90PK,EN_01)FLEXIBLE,1.5 MM2,(30) 0.25 MM,EN_01)PVC V105,100 M/ROLL,PINK |  |  | CNW (MOUNT ISA) ELECT WHOLESALER | CNW (MOUNT ISA) ELECT WHOLESALER | 4OLX30/025V90P |  | CNW (MOUNT ISA) ELECT WHOLESALER | 4OLX30/025V90PK |  |  | URL NOT FOUND | [10 empty] | CLEANSED | 26121600 Electrical cable and accessories | CABLE | ELECTRICAL | TYPE | FLEXIBLE | VOLTAGE RATING |  | CURRENT RATING |  | CONDUCTOR SIZE | 1.5 MM2 | NUMBER OF CONDUCTORS | 1 | CORE STRANDS | (30) 0.25 MM | CONDUCTOR MATERIAL |  | JACKET MATERIAL | PVC V105 | INSULATION MATERIAL |  | FILLER MATERIAL |  | ARMOR TYPE |  | TEMPERATURE RATING |  | LENGTH | 100 M/ROLL | JACKET COLOUR | PINK | HAZARD CLASS |  | CERTIFICATION/STANDARD |  | ADDITIONAL FEATURES | [40 empty] | Production Completed
STP_009 - Lot4 | Data Enrichment | SOZ | OK | 2023-07-21 | 2023-07-25 |  | 1295884 | 1295884 | EA | CABLE,ELEC;FLEX,2.5 MM2,CONDCTS 1 |  |  | CABLE,ELECTRICAL;TYPE:FLEXIBLE,CONDUCTOR SIZE:2.5 MM2,NUMBER OF CONDUCTORS:1,CORE STRANDS:(25) 0.25 MM,JACKET MATERIAL:PVC V105, LENGTH:100 M/ROLL,JACKET COLOUR:GREEN/YELLOW,MNFR:01)CNW (MOUNT ISA) ELECT WHOLESALER,PTNO:01)OLX50/025V90EW | 01)CNW (MOUNT ISA) ELECT WHOLE,01)OLX50/025V90EW,EN_01)FLEXIBLE,2.5 MM2,(25) 0.25 MM,EN_01)PVC V105,100 M/ROLL,GREEN/YELLOW |  |  | CNW (MOUNT ISA) ELECT WHOLESALER | CNW (MOUNT ISA) ELECT WHOLESALER | OLX50/025V90EW | [5 empty] | URL NOT FOUND | [10 empty] | CLEANSED | 26121600 Electrical cable and accessories | CABLE | ELECTRICAL | TYPE | FLEXIBLE | VOLTAGE RATING |  | CURRENT RATING |  | CONDUCTOR SIZE | 2.5 MM2 | NUMBER OF CONDUCTORS | 1 | CORE STRANDS | (25) 0.25 MM | CONDUCTOR MATERIAL |  | JACKET MATERIAL | PVC V105 | INSULATION MATERIAL |  | FILLER MATERIAL |  | ARMOR TYPE |  | TEMPERATURE RATING |  | LENGTH | 100 M/ROLL | JACKET COLOUR | GREEN/YELLOW | HAZARD CLASS |  | CERTIFICATION/STANDARD |  | ADDITIONAL FEATURES | [40 empty] | Production Completed
STP_009 - Lot4 | Data Enrichment | SOZ | OK | 2023-07-21 | 2023-07-25 |  | 1296417 | 1296417 | M | CABLE,ELEC;FLEX,250 A,35 MM2,PVC,ORANGE |  |  | CABLE,ELECTRICAL;TYPE:FLEXIBLE,CURRENT RATING:250 A,CONDUCTOR SIZE:35 MM2,CORE STRANDS:(1121) 0.2 MM,JACKET MATERIAL:PVC,LENGTH: 100 M/ROLL,JACKET COLOUR:ORANGE,MNFR:01)CNW (MOUNT ISA) ELECT WHOLESALER,PTNO:01)CBM351CFLEX90OR | 01)CNW (MOUNT ISA) ELECT WHOLE,01)CBM351CFLEX90OR,EN_01)FLEXIBLE,250 A,35 MM2,(1121) 0.2 MM,EN_01)PVC,100 M/ROLL,ORANGE |  |  | CNW (MOUNT ISA) ELECT WHOLESALER | CNW (MOUNT ISA) ELECT WHOLESALER | CBM351CFLEX90OR | [5 empty] | URL NOT FOUND | [10 empty] | CLEANSED | 26121600 Electrical cable and accessories | CABLE | ELECTRICAL | TYPE | FLEXIBLE | VOLTAGE RATING |  | CURRENT RATING | 250 A | CONDUCTOR SIZE | 35 MM2 | NUMBER OF CONDUCTORS |  | CORE STRANDS | (1121) 0.2 MM | CONDUCTOR MATERIAL |  | JACKET MATERIAL | PVC | INSULATION MATERIAL |  | FILLER MATERIAL |  | ARMOR TYPE |  | TEMPERATURE RATING |  | LENGTH | 100 M/ROLL | JACKET COLOUR | ORANGE | HAZARD CLASS |  | CERTIFICATION/STANDARD |  | ADDITIONAL FEATURES | [40 empty] | Production Completed
STP_009 - Lot4 | Data Enrichment | SOZ | OK | 2023-07-21 | 2023-07-25 |  | 1317619 | 1317619 | EA | CABLE,ELEC;FLEX,250 V,0.75 MM2,PVC,GREY |  |  | CABLE,ELECTRICAL;TYPE:FLEXIBLE,VOLTAGE RATING:250 V,CONDUCTOR SIZE:0.75 MM2,JACKET MATERIAL:PVC,LENGTH:100 M/ROLL,JACKET COLOUR: GREY,ADDITIONAL FEATURES EN:REFERENCE NO: FIG 8,MNFR:01)CNW (MOUNT ISA) ELECT WHOLESALER,PTNO:01)JSF75GYBK1 | 01)CNW (MOUNT ISA) ELECT WHOLE,01)JSF75GYBK1,EN_01)FLEXIBLE,250 V,0.75 MM2,EN_01)PVC,100 M/ROLL,GREY,01)REFERENCE NO: FIG 8 |  |  | CNW (MOUNT ISA) ELECT WHOLESALER | CNW (MOUNT ISA) ELECT WHOLESALER | JSF75GYBK1 | [5 empty] | URL NOT FOUND | [10 empty] | CLEANSED | 26121600 Electrical cable and accessories | CABLE | ELECTRICAL | TYPE | FLEXIBLE | VOLTAGE RATING | 250 V | CURRENT RATING |  | CONDUCTOR SIZE | 0.75 MM2 | NUMBER OF CONDUCTORS |  | CORE STRANDS |  | CONDUCTOR MATERIAL |  | JACKET MATERIAL | PVC | INSULATION MATERIAL |  | FILLER MATERIAL |  | ARMOR TYPE |  | TEMPERATURE RATING |  | LENGTH | 100 M/ROLL | JACKET COLOUR | GREY | HAZARD CLASS |  | CERTIFICATION/STANDARD |  | ADDITIONAL FEATURES | REF:FIG8 | [39 empty] | Production Completed
STP_009 - Lot4 | Data Enrichment | SOZ | OK | 2023-07-21 | 2023-07-25 |  | 1286242 | 1286242 | EA | CABLE,ELEC;FLEX,4 MM2,CONDCTS 1,PVC V105 |  |  | CABLE,ELECTRICAL;TYPE:FLEXIBLE,CONDUCTOR SIZE:4 MM2,NUMBER OF CONDUCTORS:1,CORE STRANDS:(56) 0.3 MM,JACKET MATERIAL:PVC V105, LENGTH:100 M/ROLL,JACKET COLOUR:WHITE,MNFR:01)CNW (MOUNT ISA) ELECT WHOLESALER,PTNO:01)BAAR56AD001AAWTMIM | 01)CNW (MOUNT ISA) ELECT WHOLE,01)BAAR56AD001AAWTMIM,EN_01)FLEXIBLE,4 MM2,(56) 0.3 MM,EN_01)PVC V105,100 M/ROLL,WHITE |  |  | CNW (MOUNT ISA) ELECT WHOLESALER | CNW (MOUNT ISA) ELECT WHOLESALER | BAAR56AD001AAWTMIM | [5 empty] | URL NOT FOUND | [10 empty] | CLEANSED | 26121600 Electrical cable and accessories | CABLE | ELECTRICAL | TYPE | FLEXIBLE | VOLTAGE RATING |  | CURRENT RATING |  | CONDUCTOR SIZE | 4 MM2 | NUMBER OF CONDUCTORS | 1 | CORE STRANDS | (56) 0.3 MM | CONDUCTOR MATERIAL |  | JACKET MATERIAL | PVC V105 | INSULATION MATERIAL |  | FILLER MATERIAL |  | ARMOR TYPE |  | TEMPERATURE RATING |  | LENGTH | 100 M/ROLL | JACKET COLOUR | WHITE | HAZARD CLASS |  | CERTIFICATION/STANDARD |  | ADDITIONAL FEATURES | [40 empty] | Production Completed
STP_009 - Lot4 | Data Enrichment | SOZ | OK | 2023-07-21 | 2023-07-25 |  | 1295694 | 1295694 | EA | CABLE,ELEC;FLEX,4 MM2,CONDCTS 1,PVC V105 |  |  | CABLE,ELECTRICAL;TYPE:FLEXIBLE,CONDUCTOR SIZE:4 MM2,NUMBER OF CONDUCTORS:1,CORE STRANDS:(56) 0.3 MM,JACKET MATERIAL:PVC V105, LENGTH:100 M/ROLL,JACKET COLOUR:BLUE,MNFR:01)CNW (MOUNT ISA) ELECT WHOLESALER,PTNO:01)BAM28320BEMIM | 01)CNW (MOUNT ISA) ELECT WHOLE,01)BAM28320BEMIM,EN_01)FLEXIBLE,4 MM2,(56) 0.3 MM,EN_01)PVC V105,100 M/ROLL,BLUE |  |  | CNW (MOUNT ISA) ELECT WHOLESALER | CNW (MOUNT ISA) ELECT WHOLESALER | BAM28320BEMIM | [5 empty] | URL NOT FOUND | [10 empty] | CLEANSED | 26121600 Electrical cable and accessories | CABLE | ELECTRICAL | TYPE | FLEXIBLE | VOLTAGE RATING |  | CURRENT RATING |  | CONDUCTOR SIZE | 4 MM2 | NUMBER OF CONDUCTORS | 1 | CORE STRANDS | (56) 0.3 MM | CONDUCTOR MATERIAL |  | JACKET MATERIAL | PVC V105 | INSULATION MATERIAL |  | FILLER MATERIAL |  | ARMOR TYPE |  | TEMPERATURE RATING |  | LENGTH | 100 M/ROLL | JACKET COLOUR | BLUE | HAZARD CLASS |  | CERTIFICATION/STANDARD |  | ADDITIONAL FEATURES | [40 empty] | Production Completed
STP_009 - Lot4 | Data Enrichment | SOZ | OK | 2023-07-21 | 2023-07-25 |  | 1295695 | 1295695 | EA | CABLE,ELEC;FLEX,4 MM2,CONDCTS 1,PVC V105 |  |  | CABLE,ELECTRICAL;TYPE:FLEXIBLE,CONDUCTOR SIZE:4 MM2,NUMBER OF CONDUCTORS:1,CORE STRANDS:(56) 0.3 MM,JACKET MATERIAL:PVC V105, LENGTH:100 M/ROLL,JACKET COLOUR:BLACK,MNFR:01)CNW (MOUNT ISA) ELECT WHOLESALER,PTNO:01)CBL56/0301CV90BK | 01)CNW (MOUNT ISA) ELECT WHOLE,01)CBL56/0301CV90BK,EN_01)FLEXIBLE,4 MM2,(56) 0.3 MM,EN_01)PVC V105,100 M/ROLL,BLACK |  |  | CNW (MOUNT ISA) ELECT WHOLESALER | CNW (MOUNT ISA) ELECT WHOLESALER | CBL56/0301CV90BK | [5 empty] | URL NOT FOUND | [10 empty] | CLEANSED | 26121600 Electrical cable and accessories | CABLE | ELECTRICAL | TYPE | FLEXIBLE | VOLTAGE RATING |  | CURRENT RATING |  | CONDUCTOR SIZE | 4 MM2 | NUMBER OF CONDUCTORS | 1 | CORE STRANDS | (56) 0.3 MM | CONDUCTOR MATERIAL |  | JACKET MATERIAL | PVC V105 | INSULATION MATERIAL |  | FILLER MATERIAL |  | ARMOR TYPE |  | TEMPERATURE RATING |  | LENGTH | 100 M/ROLL | JACKET COLOUR | BLACK | HAZARD CLASS |  | CERTIFICATION/STANDARD |  | ADDITIONAL FEATURES | [40 empty] | Production Completed
STP_009 - Lot4 | Data Enrichment | SOZ | OK | 2023-07-21 | 2023-07-25 |  | 1383881 | 1383881 | EA | CABLE,ELEC;FLEXIBLE MULTICORE,11 KV,16 A |  |  | CABLE,ELECTRICAL;TYPE:FLEXIBLE MULTICORE,VOLTAGE RATING:11 KV,CURRENT RATING:16 A,CONDUCTOR SIZE:1.5 MM2,NUMBER OF CONDUCTORS:11, ADDITIONAL FEATURES EN:12C, RIG ELECTRICIANS - PH 2361UG30 STORE - HOL,MNFR:01)CNW (MOUNT ISA) ELECT WHOLESALER,PTNO:01)CON12G1. 5SM | 01)CNW (MOUNT ISA) ELECT WHOLE,01)CON12G1.5SM,EN_01)FLEXIBLE MULTICORE,11 KV,16 A,1.5 MM2,01)12C, RIG ELECTRICIANS - PH |  |  | CNW (MOUNT ISA) ELECT WHOLESALER | CNW (MOUNT ISA) ELECT WHOLESALER | CON12G1. 5SM | [5 empty] | https://www.rexel.com.au/are/category/Cable/Control-Cable/Control/CABLE-CONTROL-1-5MM2-11C-%2B-EARTH-FLEXIBLE/CBL12G1-5/p/11973527 | [10 empty] | ENRICHED | 26121600 Electrical cable and accessories | CABLE | ELECTRICAL | TYPE | FLEXIBLE MULTICORE | VOLTAGE RATING | 11 KV | CURRENT RATING | 16 A | CONDUCTOR SIZE | 1.5 MM2 | NUMBER OF CONDUCTORS | 11 | CORE STRANDS |  | CONDUCTOR MATERIAL | COPPER | JACKET MATERIAL | PVC | INSULATION MATERIAL |  | FILLER MATERIAL |  | ARMOR TYPE |  | TEMPERATURE RATING |  | LENGTH |  | JACKET COLOUR |  | HAZARD CLASS |  | CERTIFICATION/STANDARD |  | ADDITIONAL FEATURES | 12C,RIG ELECTRICIANS - PH 2361UG30 STORE - HOL | [39 empty] | Production Completed
STP_009 - Lot4 | Data Enrichment | SOZ | OK | 2023-07-21 | 2023-07-25 |  | 1383888 | 1383888 | EA | CABLE,ELEC;FLT, POWER, BUILDING,2.5 MM2 |  |  | CABLE,ELECTRICAL;TYPE:FLAT, POWER, BUILDING,VOLTAGE RATING:450-750 V,CONDUCTOR SIZE:2.5 MM2,NUMBER OF CONDUCTORS:2,CORE STRANDS: (7) 0.67 MM,CONDUCTOR MATERIAL:COPPER,INSULATION MATERIAL:PVC V-90,LENGTH:100 M,JACKET COLOUR:BLACK,ADDITIONAL FEATURES EN:3V-90 TPS, DRUM (SCM),MNFR:01)ENERGYQLD,PTNO:01)2403244 | 01)ENERGYQLD,01)2403244,EN_01)FLAT, POWER, BUILDING,450-750 V,2.5 MM2,(7) 0.67 MM,EN_01)COPPER,EN_01)PVC V-90,100 M,BLACK,01)3V-90 TPS, DRUM (SCM) |  |  | ENERGYQLD | ENERGYQLD | 2403244 | [5 empty] | URL NOT FOUND | [10 empty] | CLEANSED | 26121600 Electrical cable and accessories | CABLE | ELECTRICAL | TYPE | FLAT,POWER,BUILDING | VOLTAGE RATING | 450 TO 750 V | CURRENT RATING |  | CONDUCTOR SIZE | 2.5 MM2 | NUMBER OF CONDUCTORS | 2 | CORE STRANDS | (7) 0.67 MM | CONDUCTOR MATERIAL | COPPER | JACKET MATERIAL |  | INSULATION MATERIAL | PVC V-90 | FILLER MATERIAL |  | ARMOR TYPE |  | TEMPERATURE RATING |  | LENGTH | 100 M | JACKET COLOUR | BLACK | HAZARD CLASS |  | CERTIFICATION/STANDARD |  | ADDITIONAL FEATURES | PACKAGE TYPE:DRUM (SCM),3V-90 TPS | [39 empty] | Production Completed
STP_009 - Lot4 | Data Enrichment | SOZ | OK | 2023-07-21 | 2023-07-25 |  | 1383925 | 1383925 | EA | CABLE,ELEC;FLT, POWER,0.6-1 KV,4 MM2,CU |  |  | CABLE,ELECTRICAL;TYPE:FLAT, POWER,VOLTAGE RATING:0.6-1 KV,CONDUCTOR SIZE:4 MM2,NUMBER OF CONDUCTORS:2,CORE STRANDS:(7) 0.85 MM, CONDUCTOR MATERIAL:COPPER,JACKET MATERIAL:PVC,INSULATION MATERIAL:PVC,LENGTH:100 M,JACKET COLOUR:BLACK,ADDITIONAL FEATURES EN: ROLL,MNFR:01)ENERGYQLD,PTNO:01)2422178 | 01)ENERGYQLD,01)2422178,EN_01)FLAT, POWER,0.6-1 KV,4 MM2,(7) 0.85 MM,EN_01)COPPER,EN_01)PVC,EN_01)PVC,100 M,BLACK,01)ROLL |  |  | ENERGYQLD | ENERGYQLD | 2422178 | [5 empty] | URL NOT FOUND | [10 empty] | CLEANSED | 26121600 Electrical cable and accessories | CABLE | ELECTRICAL | TYPE | FLAT,POWER | VOLTAGE RATING | 0.6 TO 1 KV | CURRENT RATING |  | CONDUCTOR SIZE | 4 MM2 | NUMBER OF CONDUCTORS | 2 | CORE STRANDS | (7) 0.85 MM | CONDUCTOR MATERIAL | COPPER | JACKET MATERIAL | PVC | INSULATION MATERIAL | PVC | FILLER MATERIAL |  | ARMOR TYPE |  | TEMPERATURE RATING |  | LENGTH | 100 M/ROLL | JACKET COLOUR | BLACK | HAZARD CLASS |  | CERTIFICATION/STANDARD |  | ADDITIONAL FEATURES | [40 empty] | Production Completed
STP_009 - Lot4 | Data Enrichment | SOZ | OK | 2023-07-21 | 2023-07-25 |  | 1383707 | 1383707 | EA | CABLE,ELEC;FLT,16 MM2,CONDCTS 2,LG 500 M |  |  | CABLE,ELECTRICAL;TYPE:FLAT,CONDUCTOR SIZE:16 MM2,NUMBER OF CONDUCTORS:2,LENGTH:500 M,JACKET COLOUR:WHITE,MNFR:01)CNW (MOUNT ISA) ELECT WHOLESALER,PTNO:01)CBL16TF500 | 01)CNW (MOUNT ISA) ELECT WHOLE,01)CBL16TF500,EN_01)FLAT,16 MM2,500 M,WHITE |  |  | CNW (MOUNT ISA) ELECT WHOLESALER | CNW (MOUNT ISA) ELECT WHOLESALER | CBL16TF500 | [5 empty] | https://shop.cnw.com.au/cnw/en/AUD/All-Categories/Cable/Flats/CABLE-FLAT-16MM-TWIN-500M/p/CBL16TF500A05 | [10 empty] | ENRICHED | 26121600 Electrical cable and accessories | CABLE | ELECTRICAL | TYPE | FLAT,TWIN | VOLTAGE RATING | 450 TO 750 V | CURRENT RATING |  | CONDUCTOR SIZE | 16 MM2 | NUMBER OF CONDUCTORS | 2 | CORE STRANDS | (7) 1.7 MM | CONDUCTOR MATERIAL | COPPER | JACKET MATERIAL | PVC | INSULATION MATERIAL | PVC V-90 | FILLER MATERIAL |  | ARMOR TYPE |  | TEMPERATURE RATING |  | LENGTH | 500 M | JACKET COLOUR | WHITE | HAZARD CLASS |  | CERTIFICATION/STANDARD | AS/NZS 5000.2 | ADDITIONAL FEATURES | [40 empty] | Production Completed
STP_009 - Lot4 | Data Enrichment | SOZ | OK | 2023-07-21 | 2023-07-25 |  | 1296418 | 1296418 | M | CABLE,ELEC;HIGH TEMPERATURE,135 A,6 AWG |  |  | CABLE,ELECTRICAL;TYPE:HIGH TEMPERATURE,CURRENT RATING:135 A,CONDUCTOR SIZE:6 AWG,NUMBER OF CONDUCTORS:1,CORE STRANDS:(84) 25 MM, CONDUCTOR MATERIAL:COPPER TINNED,JACKET MATERIAL:SILICON GLASS,INSULATION MATERIAL:SILICON RUBBER,TEMPERATURE RATING:200 DEG C, LENGTH:152 M/ROLL,JACKET COLOUR:BLACK,MNFR:01)CNW (MOUNT ISA) ELECT WHOLESALER,PTNO:01)30806 | 01)CNW (MOUNT ISA) ELECT WHOLE,01)30806,EN_01)HIGH TEMPERATURE,135 A,6 AWG,(84) 25 MM,EN_01)COPPER TINNED,EN_01)SILICON GLASS,EN_01)SILICON RUBBER,200 DEG C,152 M/ROLL,BLACK |  |  | CNW (MOUNT ISA) ELECT WHOLESALER | CNW (MOUNT ISA) ELECT WHOLESALER | 30806 | [5 empty] | URL NOT FOUND | [10 empty] | CLEANSED | 26121600 Electrical cable and accessories | CABLE | ELECTRICAL | TYPE | HIGH TEMPERATURE | VOLTAGE RATING |  | CURRENT RATING | 135 A | CONDUCTOR SIZE | 6 AWG | NUMBER OF CONDUCTORS | 1 | CORE STRANDS | (84) 25 MM | CONDUCTOR MATERIAL | COPPER TINNED | JACKET MATERIAL | SILICON GLASS | INSULATION MATERIAL | SILICON RUBBER | FILLER MATERIAL |  | ARMOR TYPE |  | TEMPERATURE RATING | 200 DEG C | LENGTH | 152 M/ROLL | JACKET COLOUR | BLACK | HAZARD CLASS |  | CERTIFICATION/STANDARD |  | ADDITIONAL FEATURES | [40 empty] | Production Completed
STP_009 - Lot4 | Data Enrichment | SOZ | OK | 2023-07-21 | 2023-07-25 |  | 1383745 | 1383745 | EA | CABLE,ELEC;INSECT PROTECTION, POWER, UND |  |  | CABLE,ELECTRICAL;TYPE:INSECT PROTECTION, POWER, UNDERGROUND,CONDUCTOR SIZE:240 MM2,NUMBER OF CONDUCTORS:4,CONDUCTOR MATERIAL: ALUMINUM,JACKET MATERIAL:NYLON,INSULATION MATERIAL:XLPE,LENGTH:500 M/ROLL,ADDITIONAL FEATURES EN:PVC SHEATH, WOOD DRUM, ETS 04-01- 04,MNFR:01)ENERGYQLD,PTNO:01)2400272 | 01)ENERGYQLD,01)2400272,EN_01)INSECT PROTECTION, POWER,240 MM2,EN_01)ALUMINUM,EN_01)NYLON,EN_01)XLPE,500 M/ROLL,01)PVC SHEATH, WOOD DRUM, ETS |  |  | ENERGYQLD | ENERGYQLD | 2400272 | [5 empty] | URL NOT FOUND | [10 empty] | CLEANSED | 26121600 Electrical cable and accessories | CABLE | ELECTRICAL | TYPE | POWER,INSECT PROTECTED,UNDERGROUND | VOLTAGE RATING |  | CURRENT RATING |  | CONDUCTOR SIZE | 240 MM2 | NUMBER OF CONDUCTORS | 4 | CORE STRANDS |  | CONDUCTOR MATERIAL | ALUMINUM | JACKET MATERIAL | NYLON | INSULATION MATERIAL | XLPE | FILLER MATERIAL |  | ARMOR TYPE |  | TEMPERATURE RATING |  | LENGTH | 500 M/ROLL | JACKET COLOUR |  | HAZARD CLASS |  | CERTIFICATION/STANDARD |  | ADDITIONAL FEATURES | PACKAGE TYPE:WOOD DRUM,MATERIAL SPECIFICATION:ETS 04-01- 04 PVC SHEATH | [39 empty] | Production Completed
STP_009 - Lot4 | Data Enrichment | SOZ | OK | 2023-07-21 | 2023-07-25 |  | 1383653 | 1383653 | EA | CABLE,ELEC;PP,LG 100 M |  |  | CABLE,ELECTRICAL;INSULATION MATERIAL:PP,LENGTH:100 M,MNFR:01)CNW (MOUNT ISA) ELECT WHOLESALER,PTNO:01)NHP440EA17028 | 01)CNW (MOUNT ISA) ELECT WHOLE,01)NHP440EA17028,EN_01)PP,100 M |  |  | CNW (MOUNT ISA) ELECT WHOLESALER | CNW (MOUNT ISA) ELECT WHOLESALER | NHP440EA17028 | [5 empty] | URL NOT FOUND | [10 empty] | CLEANSED | 26121600 Electrical cable and accessories | CABLE | ELECTRICAL | TYPE |  | VOLTAGE RATING |  | CURRENT RATING |  | CONDUCTOR SIZE |  | NUMBER OF CONDUCTORS |  | CORE STRANDS |  | CONDUCTOR MATERIAL |  | JACKET MATERIAL |  | INSULATION MATERIAL | PP | FILLER MATERIAL |  | ARMOR TYPE |  | TEMPERATURE RATING |  | LENGTH | 100 M | JACKET COLOUR |  | HAZARD CLASS |  | CERTIFICATION/STANDARD |  | ADDITIONAL FEATURES | [40 empty] | Production Completed
STP_009 - Lot4 | Data Enrichment | SOZ | OK | 2023-07-21 | 2023-07-25 |  | 1384007 | 1384007 | EA | CABLE,ELEC;PWR, UNDERGROUND,0.6-1 KV,AL |  |  | CABLE,ELECTRICAL;TYPE:POWER, UNDERGROUND,VOLTAGE RATING:0.6-1 KV,CONDUCTOR SIZE:240 MM2,NUMBER OF CONDUCTORS:4,CONDUCTOR MATERIAL: ALUMINUM,JACKET MATERIAL:PVC,INSULATION MATERIAL:XLPE,LENGTH:600 M/ROLL,ADDITIONAL FEATURES EN:STRANDED SECTOR, METRE MARKED, WOOD DRUM, ETS 0,MNFR:01)ENERGYQLD,PTNO:01)1634155 | 01)ENERGYQLD,01)1634155,EN_01)POWER, UNDERGROUND,0.6-1 KV,240 MM2,EN_01)ALUMINUM,EN_01)PVC,EN_01)XLPE,600 M/ROLL,01)STRANDED SECTOR, METRE MARK |  |  | ENERGYQLD | ENERGYQLD | 1634155 | [5 empty] | URL NOT FOUND | [10 empty] | CLEANSED | 26121600 Electrical cable and accessories | CABLE | ELECTRICAL | TYPE | POWER,METRE MARKED,UNDERGROUND | VOLTAGE RATING | 0.6 TO 1 KV | CURRENT RATING |  | CONDUCTOR SIZE | 240 MM2 | NUMBER OF CONDUCTORS | 4 | CORE STRANDS |  | CONDUCTOR MATERIAL | ALUMINUM | JACKET MATERIAL | PVC | INSULATION MATERIAL | XLPE | FILLER MATERIAL |  | ARMOR TYPE |  | TEMPERATURE RATING |  | LENGTH | 600 M/ROLL | JACKET COLOUR |  | HAZARD CLASS |  | CERTIFICATION/STANDARD |  | ADDITIONAL FEATURES | PACKAGE TYPE:WOOD DRUM,MATERIAL SPECIFICATION:ETS 0 STRANDED SECTOR | [39 empty] | Production Completed
STP_009 - Lot4 | Data Enrichment | SOZ | OK | 2023-07-21 | 2023-07-25 |  | 1384063 | 1384063 | EA | CABLE,ELEC;PWR, UNDERGROUND,0.6-1 KV,AL |  |  | CABLE,ELECTRICAL;TYPE:POWER, UNDERGROUND,VOLTAGE RATING:0.6-1 KV,CONDUCTOR SIZE:240 MM2,NUMBER OF CONDUCTORS:4,CONDUCTOR MATERIAL: ALUMINUM,JACKET MATERIAL:PVC,INSULATION MATERIAL:XLPE,ADDITIONAL FEATURES EN:STRANDED SECTOR, METRE MARKED, WOOD DRUM, ETS 0,MNFR: 01)ENERGYQLD,PTNO:01)C1634155 | 01)ENERGYQLD,01)C1634155,EN_01)POWER, UNDERGROUND,0.6-1 KV,240 MM2,EN_01)ALUMINUM,EN_01)PVC,EN_01)XLPE,01)STRANDED SECTOR, METRE MARK |  |  | ENERGYQLD | ENERGYQLD | C1634155 | [5 empty] | URL NOT FOUND | [10 empty] | CLEANSED | 26121600 Electrical cable and accessories | CABLE | ELECTRICAL | TYPE | POWER,METRE MARKED,UNDERGROUND | VOLTAGE RATING | 0.6 TO 1 KV | CURRENT RATING |  | CONDUCTOR SIZE | 240 MM2 | NUMBER OF CONDUCTORS | 4 | CORE STRANDS |  | CONDUCTOR MATERIAL | ALUMINUM | JACKET MATERIAL | PVC | INSULATION MATERIAL | XLPE | FILLER MATERIAL |  | ARMOR TYPE |  | TEMPERATURE RATING |  | LENGTH |  | JACKET COLOUR |  | HAZARD CLASS |  | CERTIFICATION/STANDARD |  | ADDITIONAL FEATURES | PACKAGE TYPE:WOOD DRUM,MATERIAL SPECIFICATION:ETS 0 STRANDED SECTOR | [39 empty] | Production Completed
STP_009 - Lot4 | Data Enrichment | SOZ | OK | 2023-07-21 | 2023-07-25 |  | 1383895 | 1383895 | EA | CABLE,ELEC;PWR, UNDERGROUND,0.6-1 KV,CU |  |  | CABLE,ELECTRICAL;TYPE:POWER, UNDERGROUND,VOLTAGE RATING:0.6-1 KV,CONDUCTOR SIZE:4 MM2,NUMBER OF CONDUCTORS:2,CORE STRANDS:(7) 0. 85 MM,CONDUCTOR MATERIAL:COPPER,JACKET MATERIAL:NYLON,INSULATION MATERIAL:PVC,LENGTH:250 M/ROLL,ADDITIONAL FEATURES EN:ETS 03-01- 05, NEUTRAL SCREEN, WOOD DRUM,MNFR:01)ENERGYQLD,PTNO:01)2400260 | 01)ENERGYQLD,01)2400260,EN_01)POWER, UNDERGROUND,0.6-1 KV,4 MM2,(7) 0.85 MM,EN_01)COPPER,EN_01)NYLON,EN_01)PVC,250 M/ROLL,01)ETS 03-01-05, NEUTRAL SCREE |  |  | ENERGYQLD | ENERGYQLD | 2400260 | [5 empty] | URL NOT FOUND | [10 empty] | CLEANSED | 26121600 Electrical cable and accessories | CABLE | ELECTRICAL | TYPE | POWER,UNDERGROUND | VOLTAGE RATING | 0.6 TO 1 KV | CURRENT RATING |  | CONDUCTOR SIZE | 4 MM2 | NUMBER OF CONDUCTORS | 2 | CORE STRANDS | (7) 0. 85 MM | CONDUCTOR MATERIAL | COPPER | JACKET MATERIAL | NYLON | INSULATION MATERIAL | PVC | FILLER MATERIAL |  | ARMOR TYPE |  | TEMPERATURE RATING |  | LENGTH | 250 M/ROLL | JACKET COLOUR |  | HAZARD CLASS |  | CERTIFICATION/STANDARD |  | ADDITIONAL FEATURES | PACKAGE TYPE:WOOD DRUM,MATERIAL SPECIFICATION:ETS 03-01- 05,NEUTRAL SCREEN | [39 empty] | Production Completed
STP_009 - Lot4 | Data Enrichment | SOZ | OK | 2023-07-21 | 2023-07-25 |  | 1384036 | 1384036 | EA | CABLE,ELEC;PWR, UNDERGROUND,0.6-1 KV,CU |  |  | CABLE,ELECTRICAL;TYPE:POWER, UNDERGROUND,VOLTAGE RATING:0.6-1 KV,CONDUCTOR SIZE:16 MM2,NUMBER OF CONDUCTORS:4,CONDUCTOR MATERIAL: COPPER,JACKET MATERIAL:NYLON,INSULATION MATERIAL:XLPE,LENGTH:250 M/ROLL,ADDITIONAL FEATURES EN:PVC SHEATH, WOOD DRUM, ETS 04-01- 04 (SCM), INSE,MNFR:01)ENERGYQLD,PTNO:01)2400273 | 01)ENERGYQLD,01)2400273,EN_01)POWER, UNDERGROUND,0.6-1 KV,16 MM2,EN_01)COPPER,EN_01)NYLON,EN_01)XLPE,250 M/ROLL,01)PVC SHEATH, WOOD DRUM, ETS |  |  | ENERGYQLD | ENERGYQLD | 2400273 | [5 empty] | URL NOT FOUND | [10 empty] | CLEANSED | 26121600 Electrical cable and accessories | CABLE | ELECTRICAL | TYPE | POWER,UNDERGROUND | VOLTAGE RATING | 0.6 TO 1 KV | CURRENT RATING |  | CONDUCTOR SIZE | 16 MM2 | NUMBER OF CONDUCTORS | 4 | CORE STRANDS |  | CONDUCTOR MATERIAL | COPPER | JACKET MATERIAL | NYLON | INSULATION MATERIAL | XLPE | FILLER MATERIAL |  | ARMOR TYPE |  | TEMPERATURE RATING |  | LENGTH | 250 M/ROLL | JACKET COLOUR |  | HAZARD CLASS |  | CERTIFICATION/STANDARD |  | ADDITIONAL FEATURES | PACKAGE TYPE:WOOD DRUM,MATERIAL SPECIFICATION:ETS 04-01- 04 (SCM),PVC SHEATH,INSE | [39 empty] | Production Completed
STP_009 - Lot4 | Data Enrichment | SOZ | OK | 2023-07-21 | 2023-07-25 |  | 1384027 | 1384027 | EA | CABLE,ELEC;PWR,0.6-1 KV,1.5 MM2,CU |  |  | CABLE,ELECTRICAL;TYPE:POWER,VOLTAGE RATING:0.6-1 KV,CONDUCTOR SIZE:1.5 MM2,NUMBER OF CONDUCTORS:6,CORE STRANDS:(7) 0.5 MM, CONDUCTOR MATERIAL:COPPER,JACKET MATERIAL:HFS-90-TP,INSULATION MATERIAL:X-HF-90,LENGTH:500 M/ROLL,ADDITIONAL FEATURES EN:JTS 04- 05-02, BEDDED/ DBT, WOOD DRUM,MNFR:01)ENERGYQLD,PTNO:01)2466233 | 01)ENERGYQLD,01)2466233,EN_01)POWER,0.6-1 KV,1.5 MM2,(7) 0.5 MM,EN_01)COPPER,EN_01)HFS-90-TP,EN_01)X-HF-90,500 M/ROLL,01)JTS 04-05-02, BEDDED/ DBT |  |  | ENERGYQLD | ENERGYQLD | 2466233 | [5 empty] | URL NOT FOUND | [10 empty] | CLEANSED | 26121600 Electrical cable and accessories | CABLE | ELECTRICAL | TYPE | POWER | VOLTAGE RATING | 0.6 TO 1 KV | CURRENT RATING |  | CONDUCTOR SIZE | 1.5 MM2 | NUMBER OF CONDUCTORS | 6 | CORE STRANDS | (7) 0.5 MM | CONDUCTOR MATERIAL | COPPER | JACKET MATERIAL | HFS-90-TP | INSULATION MATERIAL | X-HF-90 | FILLER MATERIAL |  | ARMOR TYPE |  | TEMPERATURE RATING |  | LENGTH | 500 M/ROLL | JACKET COLOUR |  | HAZARD CLASS |  | CERTIFICATION/STANDARD |  | ADDITIONAL FEATURES | PACKAGE TYPE:WOOD DRUM,MATERIAL SPECIFICATION:JTS 04- 05-02,BEDDED/DBT | [39 empty] | Production Completed
STP_009 - Lot4 | Data Enrichment | SOZ | OK | 2023-07-21 | 2023-07-25 |  | 1384009 | 1384009 | EA | CABLE,ELEC;PWR,0.6-1 KV,10 MM2,CONDCTS 1 |  |  | CABLE,ELECTRICAL;TYPE:POWER,VOLTAGE RATING:0.6-1 KV,CONDUCTOR SIZE:10 MM2,NUMBER OF CONDUCTORS:1,CORE STRANDS:(7) 1.35 MM, CONDUCTOR MATERIAL:COPPER,JACKET MATERIAL:PVC V-90,LENGTH:100 M/ROLL,JACKET COLOUR:BLACK,ADDITIONAL FEATURES EN:JTS 03-01-08 (SCM) , PLASTIC SPOOL,MNFR:01)ENERGYQLD,PTNO:01)1542943 | 01)ENERGYQLD,01)1542943,EN_01)POWER,0.6-1 KV,10 MM2,(7) 1.35 MM,EN_01)COPPER,EN_01)PVC V-90,100 M/ROLL,BLACK,01)JTS 03-01-08 (SCM), PLASTIC |  |  | ENERGYQLD | ENERGYQLD | 1542943 | [5 empty] | URL NOT FOUND | [10 empty] | CLEANSED | 26121600 Electrical cable and accessories | CABLE | ELECTRICAL | TYPE | POWER | VOLTAGE RATING | 0.6 TO 1 KV | CURRENT RATING |  | CONDUCTOR SIZE | 10 MM2 | NUMBER OF CONDUCTORS | 1 | CORE STRANDS | (7) 1.35 MM | CONDUCTOR MATERIAL | COPPER | JACKET MATERIAL | PVC V-90 | INSULATION MATERIAL |  | FILLER MATERIAL |  | ARMOR TYPE |  | TEMPERATURE RATING |  | LENGTH | 100 M/ROLL | JACKET COLOUR | BLACK | HAZARD CLASS |  | CERTIFICATION/STANDARD |  | ADDITIONAL FEATURES | MATERIAL SPECIFICATION:JTS 03-01-08 (SCM),PLASTIC SPOOL | [39 empty] | Production Completed
STP_009 - Lot4 | Data Enrichment | SOZ | OK | 2023-07-21 | 2023-07-25 |  | 1383874 | 1383874 | EA | CABLE,ELEC;PWR,0.6-1 KV,16 MM2,CONDCTS 2 |  |  | CABLE,ELECTRICAL;TYPE:POWER,VOLTAGE RATING:0.6-1 KV,CONDUCTOR SIZE:16 MM2,NUMBER OF CONDUCTORS:2,CORE STRANDS:(7) 1.7 MM,JACKET MATERIAL:NYLON,INSULATION MATERIAL:PVC,LENGTH:250 M/ROLL,ADDITIONAL FEATURES EN:UNDERGROUND, ETS 03-01-05, NEUTRAL SCREEN, WOOD, MNFR:01)ENERGYQLD,PTNO:01)2406943 | 01)ENERGYQLD,01)2406943,EN_01)POWER,0.6-1 KV,16 MM2,(7) 1.7 MM,EN_01)NYLON,EN_01)PVC,250 M/ROLL,01)UNDERGROUND, ETS 03-01-05 |  |  | ENERGYQLD | ENERGYQLD | 2406943 | [5 empty] | URL NOT FOUND | [10 empty] | CLEANSED | 26121600 Electrical cable and accessories | CABLE | ELECTRICAL | TYPE | POWER,UNDERGROUND | VOLTAGE RATING | 0.6 TO 1 KV | CURRENT RATING |  | CONDUCTOR SIZE | 16 MM2 | NUMBER OF CONDUCTORS | 2 | CORE STRANDS | (7) 1.7 MM | CONDUCTOR MATERIAL |  | JACKET MATERIAL | NYLON | INSULATION MATERIAL | PVC | FILLER MATERIAL |  | ARMOR TYPE |  | TEMPERATURE RATING |  | LENGTH | 250 M/ROLL | JACKET COLOUR |  | HAZARD CLASS |  | CERTIFICATION/STANDARD |  | ADDITIONAL FEATURES | PACKAGE TYPE:WOOD,MATERIAL SPECIFICATION:ETS 03-01-05,NEUTRAL SCREEN | [39 empty] | Production Completed
STP_009 - Lot4 | Data Enrichment | SOZ | OK | 2023-07-21 | 2023-07-25 |  | 1384033 | 1384033 | EA | CABLE,ELEC;PWR,0.6-1 KV,240 MM2,AL,NYL |  |  | CABLE,ELECTRICAL;TYPE:POWER,VOLTAGE RATING:0.6-1 KV,CONDUCTOR SIZE:240 MM2,NUMBER OF CONDUCTORS:4,CONDUCTOR MATERIAL:ALUMINUM, JACKET MATERIAL:NYLON,INSULATION MATERIAL:XLPE,ADDITIONAL FEATURES EN:UNDER GROUND, ETS 04-01-04, C2L, PVC SHEATH, WO,MNFR:01) ENERGYQLD,PTNO:01)C2400272 | 01)ENERGYQLD,01)C2400272,EN_01)POWER,0.6-1 KV,240 MM2,EN_01)ALUMINUM,EN_01)NYLON,EN_01)XLPE,01)UNDER GROUND, ETS 04-01-04 |  |  | ENERGYQLD | ENERGYQLD | C2400272 | [5 empty] | URL NOT FOUND | [10 empty] | CLEANSED | 26121600 Electrical cable and accessories | CABLE | ELECTRICAL | TYPE | POWER,UNDERGROUND | VOLTAGE RATING | 0.6 TO 1 KV | CURRENT RATING |  | CONDUCTOR SIZE | 240 MM2 | NUMBER OF CONDUCTORS | 4 | CORE STRANDS |  | CONDUCTOR MATERIAL | ALUMINUM | JACKET MATERIAL | NYLON | INSULATION MATERIAL | XLPE | FILLER MATERIAL |  | ARMOR TYPE |  | TEMPERATURE RATING |  | LENGTH |  | JACKET COLOUR |  | HAZARD CLASS |  | CERTIFICATION/STANDARD |  | ADDITIONAL FEATURES | MATERIAL SPECIFICATION:ETS 04-01-04,C2L,PVC SHEATH | [39 empty] | Production Completed
STP_009 - Lot4 | Data Enrichment | SOZ | OK | 2023-07-21 | 2023-07-25 |  | 1384044 | 1384044 | EA | CABLE,ELEC;PWR,0.6-1 KV,4 MM2,CONDCTS 4 |  |  | CABLE,ELECTRICAL;TYPE:POWER,VOLTAGE RATING:0.6-1 KV,CONDUCTOR SIZE:4 MM2,NUMBER OF CONDUCTORS:4,CORE STRANDS:(7) 0.85 MM, CONDUCTOR MATERIAL:COPPER,JACKET MATERIAL:HFS-90-TP,INSULATION MATERIAL:X-HF-90,LENGTH:500 M/ROLL,ADDITIONAL FEATURES EN:JTS 04- 05-02, 12.5 MM DBT, BEDDED, WOOD DRUM,MNFR:01)ENERGYQLD,PTNO:01)2466290 | 01)ENERGYQLD,01)2466290,EN_01)POWER,0.6-1 KV,4 MM2,(7) 0.85 MM,EN_01)COPPER,EN_01)HFS-90-TP,EN_01)X-HF-90,500 M/ROLL,01)JTS 04-05-02, 12.5 MM DBT |  |  | ENERGYQLD | ENERGYQLD | 2466290 | [5 empty] | URL NOT FOUND | [10 empty] | CLEANSED | 26121600 Electrical cable and accessories | CABLE | ELECTRICAL | TYPE | POWER | VOLTAGE RATING | 0.6 TO 1 KV | CURRENT RATING |  | CONDUCTOR SIZE | 4 MM2 | NUMBER OF CONDUCTORS | 4 | CORE STRANDS | (7) 0.85 MM | CONDUCTOR MATERIAL | COPPER | JACKET MATERIAL | HFS-90-TP | INSULATION MATERIAL | X-HF-90 | FILLER MATERIAL |  | ARMOR TYPE |  | TEMPERATURE RATING |  | LENGTH | 500 M/ROLL | JACKET COLOUR |  | HAZARD CLASS |  | CERTIFICATION/STANDARD |  | ADDITIONAL FEATURES | PACKAGE TYPE:WOOD DRUM,MATERIAL SPECIFICATION:JTS 04- 05-02,12.5 MM DBT,BEDDED | [39 empty] | Production Completed
STP_009 - Lot4 | Data Enrichment | SOZ | OK | 2023-07-21 | 2023-07-25 |  | 1383721 | 1383721 | EA | CABLE,ELEC;PWR,0.6-1 KV,6 MM2,CONDCTS 1 |  |  | CABLE,ELECTRICAL;TYPE:POWER,VOLTAGE RATING:0.6-1 KV,CONDUCTOR SIZE:6 MM2,NUMBER OF CONDUCTORS:1,CORE STRANDS:(7) 1.04 MM, INSULATION MATERIAL:PVC V-90,LENGTH:100 M/ROLL,JACKET COLOUR:GREEN/YELLOW,ADDITIONAL FEATURES EN:JTS 03-01-08, PLASTIC SPOOL,MNFR: 01)ENERGYQLD,PTNO:01)1542919 | 01)ENERGYQLD,01)1542919,EN_01)POWER,0.6-1 KV,6 MM2,(7) 1.04 MM,EN_01)PVC V-90,100 M/ROLL,GREEN/YELLOW,01)JTS 03-01-08, PLASTIC SPOOL |  |  | ENERGYQLD | ENERGYQLD | 1542919 | [5 empty] | URL NOT FOUND | [10 empty] | CLEANSED | 26121600 Electrical cable and accessories | CABLE | ELECTRICAL | TYPE | POWER | VOLTAGE RATING | 0.6 TO 1 KV | CURRENT RATING |  | CONDUCTOR SIZE | 6 MM2 | NUMBER OF CONDUCTORS | 1 | CORE STRANDS | (7) 1.04 MM | CONDUCTOR MATERIAL |  | JACKET MATERIAL |  | INSULATION MATERIAL | PVC V-90 | FILLER MATERIAL |  | ARMOR TYPE |  | TEMPERATURE RATING |  | LENGTH | 100 M/ROLL | JACKET COLOUR | GREEN/YELLOW | HAZARD CLASS |  | CERTIFICATION/STANDARD |  | ADDITIONAL FEATURES | MATERIAL SPECIFICATION:JTS 03-01-08,PLASTIC SPOOL | [39 empty] | Production Completed
STP_009 - Lot4 | Data Enrichment | SOZ | OK | 2023-07-21 | 2023-07-25 |  | 1384060 | 1384060 | EA | CABLE,ELEC;PWR,11-22 KV,LG 2.7 M |  |  | CABLE,ELECTRICAL;TYPE:POWER,VOLTAGE RATING:11-22 KV,LENGTH:2.7 M,ADDITIONAL FEATURES EN:T/FORMER DROPPER, EE (SCM) (MAINTENANCE), MNFR:01)ENERGYQLD,PTNO:01)104434 | 01)ENERGYQLD,01)104434,EN_01)POWER,11-22 KV,2.7 M,01)T/FORMER DROPPER, EE (SCM) |  |  | ENERGYQLD | ENERGYQLD | 104434 | [5 empty] | URL NOT FOUND | [10 empty] | CLEANSED | 26121600 Electrical cable and accessories | CABLE | ELECTRICAL | TYPE | POWER | VOLTAGE RATING | 11 TO 22 KV | CURRENT RATING |  | CONDUCTOR SIZE |  | NUMBER OF CONDUCTORS |  | CORE STRANDS |  | CONDUCTOR MATERIAL |  | JACKET MATERIAL |  | INSULATION MATERIAL |  | FILLER MATERIAL |  | ARMOR TYPE |  | TEMPERATURE RATING |  | LENGTH | 2.7 M | JACKET COLOUR |  | HAZARD CLASS |  | CERTIFICATION/STANDARD |  | ADDITIONAL FEATURES | T/FORMER DROPPER,EE (SCM) (MAINTENANCE) | [39 empty] | Production Completed
STP_009 - Lot4 | Data Enrichment | SOZ | OK | 2023-07-21 | 2023-07-25 |  | 1384059 | 1384059 | EA | CABLE,ELEC;PWR,11-22 KV,LG 3.7 M |  |  | CABLE,ELECTRICAL;TYPE:POWER,VOLTAGE RATING:11-22 KV,LENGTH:3.7 M,ADDITIONAL FEATURES EN:T/FORMER DROPPER, EE (SCM) (MAINTENANCE), MNFR:01)ENERGYQLD,PTNO:01)167000 | 01)ENERGYQLD,01)167000,EN_01)POWER,11-22 KV,3.7 M,01)T/FORMER DROPPER, EE (SCM) |  |  | ENERGYQLD | ENERGYQLD | 167000 | [5 empty] | URL NOT FOUND | [10 empty] | CLEANSED | 26121600 Electrical cable and accessories | CABLE | ELECTRICAL | TYPE | POWER | VOLTAGE RATING | 11 TO 22 KV | CURRENT RATING |  | CONDUCTOR SIZE |  | NUMBER OF CONDUCTORS |  | CORE STRANDS |  | CONDUCTOR MATERIAL |  | JACKET MATERIAL |  | INSULATION MATERIAL |  | FILLER MATERIAL |  | ARMOR TYPE |  | TEMPERATURE RATING |  | LENGTH | 3.7 M | JACKET COLOUR |  | HAZARD CLASS |  | CERTIFICATION/STANDARD |  | ADDITIONAL FEATURES | T/FORMER DROPPER,EE (SCM) (MAINTENANCE) | [39 empty] | Production Completed
STP_009 - Lot4 | Data Enrichment | SOZ | OK | 2023-07-21 | 2023-07-25 |  | 1384026 | 1384026 | EA | CABLE,ELEC;PWR,12.7-22 KV,185 MM2,AL |  |  | CABLE,ELECTRICAL;TYPE:POWER,VOLTAGE RATING:12.7-22 KV,CONDUCTOR SIZE:185 MM2,NUMBER OF CONDUCTORS:1,CORE STRANDS:(48) 1.35 MM, CONDUCTOR MATERIAL:ALUMINUM,INSULATION MATERIAL:TR-XLPE,ADDITIONAL FEATURES EN:TRIPLEX, UNDERGROUND, C2L, CWS/ SEMICONDUCT, ET, T/POLYLAMINATE AL, WOOD DRUM,MNFR:01)ENERGYQLD,PTNO:01)C2429934 | 01)ENERGYQLD,01)C2429934,EN_01)POWER,12.7-22 KV,185 MM2,(48) 1.35 MM,EN_01)ALUMINUM,EN_01)TR-XLPE,01)TRIPLEX, UNDERGROUND, C2L,02)T/POLYLAMINATE AL, WOOD DRU |  |  | ENERGYQLD | ENERGYQLD | C2429934 | [5 empty] | URL NOT FOUND | [10 empty] | CLEANSED | 26121600 Electrical cable and accessories | CABLE | ELECTRICAL | TYPE | POWER,TRIPLEX,UNDERGROUND | VOLTAGE RATING | 12.7 TO 22 KV | CURRENT RATING |  | CONDUCTOR SIZE | 185 MM2 | NUMBER OF CONDUCTORS | 1 | CORE STRANDS | (48) 1.35 MM | CONDUCTOR MATERIAL | ALUMINUM | JACKET MATERIAL |  | INSULATION MATERIAL | TR-XLPE | FILLER MATERIAL |  | ARMOR TYPE |  | TEMPERATURE RATING |  | LENGTH |  | JACKET COLOUR |  | HAZARD CLASS |  | CERTIFICATION/STANDARD |  | ADDITIONAL FEATURES | PACKAGE TYPE:WOOD DRUM,C2L,CWS/SEMICONDUCT,ET,T/POLYLAMINATE AL | [39 empty] | Production Completed
STP_009 - Lot4 | Data Enrichment | SOZ | OK | 2023-07-21 | 2023-07-25 |  | 1384065 | 1384065 | EA | CABLE,ELEC;PWR,12.7-22 KV,185 MM2,AL |  |  | CABLE,ELECTRICAL;TYPE:POWER,VOLTAGE RATING:12.7-22 KV,CONDUCTOR SIZE:185 MM2,NUMBER OF CONDUCTORS:1,CORE STRANDS:(48) 1.35 MM, CONDUCTOR MATERIAL:ALUMINUM,JACKET MATERIAL:TR-XLPE,LENGTH:500 M/ROLL,ADDITIONAL FEATURES EN:CW S/SEMICONDUCT, WBT/POLY LAMINATE, TRIPLEX, U,M, ETS 04-01-12 (SCM),MNFR:01)ENERGYQLD,PTNO:01)2429934 | 01)ENERGYQLD,01)2429934,EN_01)POWER,12.7-22 KV,185 MM2,(48) 1.35 MM,EN_01)ALUMINUM,EN_01)TR-XLPE,500 M/ROLL,01)CW S/SEMICONDUCT, WBT/POLY,02)M, ETS 04-01-12 (SCM) |  |  | ENERGYQLD | ENERGYQLD | 2429934 | [5 empty] | URL NOT FOUND | [10 empty] | CLEANSED | 26121600 Electrical cable and accessories | CABLE | ELECTRICAL | TYPE | POWER,TRIPLEX | VOLTAGE RATING | 12.7 TO 22 KV | CURRENT RATING |  | CONDUCTOR SIZE | 185 MM2 | NUMBER OF CONDUCTORS | 1 | CORE STRANDS | (48) 1.35 MM | CONDUCTOR MATERIAL | ALUMINUM | JACKET MATERIAL | TR-XLPE | INSULATION MATERIAL |  | FILLER MATERIAL |  | ARMOR TYPE |  | TEMPERATURE RATING |  | LENGTH | 500 M/ROLL | JACKET COLOUR |  | HAZARD CLASS |  | CERTIFICATION/STANDARD |  | ADDITIONAL FEATURES | MATERIAL SPECIFICATION:ETS 04-01-12 (SCM),CWS/SEMICONDUCT,WBT/POLY LAMINATE,U,M | [39 empty] | Production Completed
STP_009 - Lot4 | Data Enrichment | SOZ | OK | 2023-07-21 | 2023-07-25 |  | 1383782 | 1383782 | EA | CABLE,ELEC;PWR,12.7-22 KV,35 MM2,AL,NYL |  |  | CABLE,ELECTRICAL;TYPE:POWER,VOLTAGE RATING:12.7-22 KV,CONDUCTOR SIZE:35 MM2,NUMBER OF CONDUCTORS:1,CORE STRANDS:(40) 0.85 MM, CONDUCTOR MATERIAL:ALUMINUM,JACKET MATERIAL:NYLON,INSULATION MATERIAL:TR-XLPE,ADDITIONAL FEATURES EN:TRIPLEX, UNDERGROUND, C2L, CWS/HDPE/ PVC WBT, E,NSECT PROTECTED, WOOD DRUM,MNFR:01)ENERGYQLD,PTNO:01)C2429991 | 01)ENERGYQLD,01)C2429991,EN_01)POWER,12.7-22 KV,35 MM2,(40) 0.85 MM,EN_01)ALUMINUM,EN_01)NYLON,EN_01)TR-XLPE,01)TRIPLEX, UNDERGROUND, C2L,02)NSECT PROTECTED, WOOD DRUM |  |  | ENERGYQLD | ENERGYQLD | C2429991 | [5 empty] | URL NOT FOUND | [10 empty] | CLEANSED | 26121600 Electrical cable and accessories | CABLE | ELECTRICAL | TYPE | POWER,TRIPLEX,INSECT PROTECTED,UNDERGROUND | VOLTAGE RATING | 12.7 TO 22 KV | CURRENT RATING |  | CONDUCTOR SIZE | 35 MM2 | NUMBER OF CONDUCTORS | 1 | CORE STRANDS | (40) 0.85 MM | CONDUCTOR MATERIAL | ALUMINUM | JACKET MATERIAL | NYLON | INSULATION MATERIAL | TR-XLPE | FILLER MATERIAL |  | ARMOR TYPE |  | TEMPERATURE RATING |  | LENGTH |  | JACKET COLOUR |  | HAZARD CLASS |  | CERTIFICATION/STANDARD |  | ADDITIONAL FEATURES | PACKAGE TYPE:WOOD DRUM,C2L,CWS/HDPE/PVC WBT | [39 empty] | Production Completed
STP_009 - Lot4 | Data Enrichment | SOZ | OK | 2023-07-21 | 2023-07-25 |  | 1383887 | 1383887 | EA | CABLE,ELEC;PWR,12.7-22 KV,35 MM2,AL,PVC |  |  | CABLE,ELECTRICAL;TYPE:POWER,VOLTAGE RATING:12.7-22 KV,CONDUCTOR SIZE:35 MM2,NUMBER OF CONDUCTORS:1,CONDUCTOR MATERIAL:ALUMINUM, JACKET MATERIAL:PVC,INSULATION MATERIAL:XLPE,ADDITIONAL FEATURES EN:UNDERGROUND, COPPER WIRE SCREEN, (MOQ 750M) (SC,MNFR:01) ENERGYQLD,PTNO:01)2401377 | 01)ENERGYQLD,01)2401377,EN_01)POWER,12.7-22 KV,35 MM2,EN_01)ALUMINUM,EN_01)PVC,EN_01)XLPE,01)UNDERGROUND, COPPER WIRE SC |  |  | ENERGYQLD | ENERGYQLD | 2401377 | [5 empty] | URL NOT FOUND | [10 empty] | CLEANSED | 26121600 Electrical cable and accessories | CABLE | ELECTRICAL | TYPE | POWER,UNDERGROUND | VOLTAGE RATING | 12.7 TO 22 KV | CURRENT RATING |  | CONDUCTOR SIZE | 35 MM2 | NUMBER OF CONDUCTORS | 1 | CORE STRANDS |  | CONDUCTOR MATERIAL | ALUMINUM | JACKET MATERIAL | PVC | INSULATION MATERIAL | XLPE | FILLER MATERIAL |  | ARMOR TYPE |  | TEMPERATURE RATING |  | LENGTH |  | JACKET COLOUR |  | HAZARD CLASS |  | CERTIFICATION/STANDARD |  | ADDITIONAL FEATURES | COPPER WIRE SCREEN,(MOQ 750M) (SCM) | [39 empty] | Production Completed
STP_009 - Lot4 | Data Enrichment | SOZ | OK | 2023-07-21 | 2023-07-25 |  | 1383730 | 1383730 | EA | CABLE,ELEC;PWR,19.1-33 KV,50 MM2,AL,NYL |  |  | CABLE,ELECTRICAL;TYPE:POWER,VOLTAGE RATING:19.1-33 KV,CONDUCTOR SIZE:50 MM2,NUMBER OF CONDUCTORS:1,CONDUCTOR MATERIAL:ALUMINUM, JACKET MATERIAL:NYLON,INSULATION MATERIAL:TR-XLPE,LENGTH:500 M/ROLL,ADDITIONAL FEATURES EN:4.9KA 1SEC, CWS, UNDERGROUND, WBT/ PVC/HPDE, WO, (SCM),MNFR:01)ENERGYQLD,PTNO:01)2423655 | 01)ENERGYQLD,01)2423655,EN_01)POWER,19.1-33 KV,50 MM2,EN_01)ALUMINUM,EN_01)NYLON,EN_01)TR-XLPE,500 M/ROLL,01)4.9KA 1SEC, CWS, UNDERGROUN,02) (SCM) |  |  | ENERGYQLD | ENERGYQLD | 2423655 | [5 empty] | URL NOT FOUND | [10 empty] | CLEANSED | 26121600 Electrical cable and accessories | CABLE | ELECTRICAL | TYPE | POWER,UNDERGROUND | VOLTAGE RATING | 19.1 TO 33 KV | CURRENT RATING | 4.9 KA | CONDUCTOR SIZE | 50 MM2 | NUMBER OF CONDUCTORS | 1 | CORE STRANDS |  | CONDUCTOR MATERIAL | ALUMINUM | JACKET MATERIAL | NYLON | INSULATION MATERIAL | TR-XLPE | FILLER MATERIAL |  | ARMOR TYPE |  | TEMPERATURE RATING |  | LENGTH | 500 M/ROLL | JACKET COLOUR |  | HAZARD CLASS |  | CERTIFICATION/STANDARD |  | ADDITIONAL FEATURES | 1 SEC,CWS,WBT/PVC/HPDE,WO,(SCM) | [39 empty] | Production Completed
STP_009 - Lot4 | Data Enrichment | SOZ | OK | 2023-07-21 | 2023-07-25 |  | 1383928 | 1383928 | EA | CABLE,ELEC;PWR,33 KV,LG 2.7 M |  |  | CABLE,ELECTRICAL;TYPE:POWER,VOLTAGE RATING:33 KV,LENGTH:2.7 M,ADDITIONAL FEATURES EN:T/FORMER DROPPER, EE (SCM),MNFR:01)ENERGYQLD, PTNO:01)2417343 | 01)ENERGYQLD,01)2417343,EN_01)POWER,33 KV,2.7 M,01)T/FORMER DROPPER, EE (SCM) |  |  | ENERGYQLD | ENERGYQLD | 2417343 | [5 empty] | URL NOT FOUND | [10 empty] | CLEANSED | 26121600 Electrical cable and accessories | CABLE | ELECTRICAL | TYPE | POWER | VOLTAGE RATING | 33 KV | CURRENT RATING |  | CONDUCTOR SIZE |  | NUMBER OF CONDUCTORS |  | CORE STRANDS |  | CONDUCTOR MATERIAL |  | JACKET MATERIAL |  | INSULATION MATERIAL |  | FILLER MATERIAL |  | ARMOR TYPE |  | TEMPERATURE RATING |  | LENGTH | 2.7 M | JACKET COLOUR |  | HAZARD CLASS |  | CERTIFICATION/STANDARD |  | ADDITIONAL FEATURES | T/FORMER DROPPER,EE (SCM) | [39 empty] | Production Completed
STP_009 - Lot4 | Data Enrichment | SOZ | OK | 2023-07-21 | 2023-07-25 |  | 1383927 | 1383927 | EA | CABLE,ELEC;PWR,33 KV,LG 3.7 M |  |  | CABLE,ELECTRICAL;TYPE:POWER,VOLTAGE RATING:33 KV,LENGTH:3.7 M,ADDITIONAL FEATURES EN:T/FORMER DROPPER, EE (SCM),MNFR:01)ENERGYQLD, PTNO:01)2417335 | 01)ENERGYQLD,01)2417335,EN_01)POWER,33 KV,3.7 M,01)T/FORMER DROPPER, EE (SCM) |  |  | ENERGYQLD | ENERGYQLD | 2417335 | [5 empty] | URL NOT FOUND | [10 empty] | CLEANSED | 26121600 Electrical cable and accessories | CABLE | ELECTRICAL | TYPE | POWER | VOLTAGE RATING | 33 KV | CURRENT RATING |  | CONDUCTOR SIZE |  | NUMBER OF CONDUCTORS |  | CORE STRANDS |  | CONDUCTOR MATERIAL |  | JACKET MATERIAL |  | INSULATION MATERIAL |  | FILLER MATERIAL |  | ARMOR TYPE |  | TEMPERATURE RATING |  | LENGTH | 3.7 M | JACKET COLOUR |  | HAZARD CLASS |  | CERTIFICATION/STANDARD |  | ADDITIONAL FEATURES | T/FORMER DROPPER,EE (SCM) | [39 empty] | Production Completed
STP_009 - Lot4 | Data Enrichment | SOZ | OK | 2023-07-21 | 2023-07-25 |  | 1384081 | 1384081 | EA | CABLE,ELEC;PWR,6.35-11 KV,13.1 KA,AL |  |  | CABLE,ELECTRICAL;TYPE:POWER,VOLTAGE RATING:6.35-11 KV,CURRENT RATING:13.1 KA,CONDUCTOR SIZE:400 MM2,NUMBER OF CONDUCTORS:1, CONDUCTOR MATERIAL:ALUMINUM,JACKET MATERIAL:TR-XLPE,LENGTH:350 M/ROLL,ADDITIONAL FEATURES EN:1SEC, INSECT PROTECTED, TRIPLEX, UNDERGROUND, M,RUM, ETS 04-01-11(SCM),MNFR:01)ENERGYQLD,PTNO:01)2433811 | 01)ENERGYQLD,01)2433811,EN_01)POWER,6.35-11 KV,13.1 KA,400 MM2,EN_01)ALUMINUM,EN_01)TR-XLPE,350 M/ROLL,01)1SEC, INSECT PROTECTED, TRI,02)RUM, ETS 04-01-11(SCM) |  |  | ENERGYQLD | ENERGYQLD | 2433811 | [5 empty] | URL NOT FOUND | [10 empty] | CLEANSED | 26121600 Electrical cable and accessories | CABLE | ELECTRICAL | TYPE | POWER,TRIPLEX,INSECT PROTECTED,UNDERGROUND | VOLTAGE RATING | 6.35 TO 11 KV | CURRENT RATING | 13.1 KA | CONDUCTOR SIZE | 400 MM2 | NUMBER OF CONDUCTORS | 1 | CORE STRANDS |  | CONDUCTOR MATERIAL | ALUMINUM | JACKET MATERIAL | TR-XLPE | INSULATION MATERIAL |  | FILLER MATERIAL |  | ARMOR TYPE |  | TEMPERATURE RATING |  | LENGTH | 350 M/ROLL | JACKET COLOUR |  | HAZARD CLASS |  | CERTIFICATION/STANDARD |  | ADDITIONAL FEATURES | MATERIAL SPECIFICATION:ETS 04-01-11(SCM),1 SEC,M,RUM | [39 empty] | Production Completed
STP_009 - Lot4 | Data Enrichment | SOZ | OK | 2023-07-21 | 2023-07-25 |  | 1383952 | 1383952 | EA | CABLE,ELEC;PWR,6.35-11 KV,13.1 KA,AL,NYL |  |  | CABLE,ELECTRICAL;TYPE:POWER,VOLTAGE RATING:6.35-11 KV,CURRENT RATING:13.1 KA,CONDUCTOR SIZE:400 MM2,CONDUCTOR MATERIAL:ALUMINUM, JACKET MATERIAL:NYLON,INSULATION MATERIAL:TR-XLPE,LENGTH:200 M/ROLL,ADDITIONAL FEATURES EN:1SEC, INSECT PROTECTED, TRIPLEX, UNDERGROUND, P,OD DRUM, ETS 04-01-11 (SCM),MNFR:01)ENERGYQLD,PTNO:01)2433829 | 01)ENERGYQLD,01)2433829,EN_01)POWER,6.35-11 KV,13.1 KA,400 MM2,EN_01)ALUMINUM,EN_01)NYLON,EN_01)TR-XLPE,200 M/ROLL,01)1SEC, INSECT PROTECTED, TRI,02)OD DRUM, ETS 04-01-11 (SCM) |  |  | ENERGYQLD | ENERGYQLD | 2433829 | [5 empty] | URL NOT FOUND | [10 empty] | CLEANSED | 26121600 Electrical cable and accessories | CABLE | ELECTRICAL | TYPE | POWER,TRIPLEX,INSECT PROTECTED,UNDERGROUND | VOLTAGE RATING | 6.35 TO 11 KV | CURRENT RATING | 13.1 KA | CONDUCTOR SIZE | 400 MM2 | NUMBER OF CONDUCTORS |  | CORE STRANDS |  | CONDUCTOR MATERIAL | ALUMINUM | JACKET MATERIAL | NYLON | INSULATION MATERIAL | TR-XLPE | FILLER MATERIAL |  | ARMOR TYPE |  | TEMPERATURE RATING |  | LENGTH | 200 M/ROLL | JACKET COLOUR |  | HAZARD CLASS |  | CERTIFICATION/STANDARD |  | ADDITIONAL FEATURES | PACKAGE TYPE:WOOD DRUM,MATERIAL SPECIFICATION:ETS 04-01-11 (SCM),1 SEC,P | [39 empty] | Production Completed
STP_009 - Lot4 | Data Enrichment | SOZ | OK | 2023-07-21 | 2023-07-25 |  | 1383955 | 1383955 | EA | CABLE,ELEC;PWR,6.35-11 KV,185 MM2,AL,NYL |  |  | CABLE,ELECTRICAL;TYPE:POWER,VOLTAGE RATING:6.35-11 KV,CONDUCTOR SIZE:185 MM2,CORE STRANDS:(48) 1.35 MM,CONDUCTOR MATERIAL: ALUMINUM,JACKET MATERIAL:NYLON,INSULATION MATERIAL:TR-XLPE,LENGTH:450 M/ROLL,ADDITIONAL FEATURES EN:CW S/HDPE/ PVC WBT, INSECT PROTECTED, TRIPLEX,RUM, (SCM), ETS 04-01-11,MNFR:01)ENERGYQLD,PTNO:01)2429975 | 01)ENERGYQLD,01)2429975,EN_01)POWER,6.35-11 KV,185 MM2,(48) 1.35 MM,EN_01)ALUMINUM,EN_01)NYLON,EN_01)TR-XLPE,450 M/ROLL,01)CW S/HDPE/ PVC WBT, INSECT,02)RUM, (SCM), ETS 04-01-11 |  |  | ENERGYQLD | ENERGYQLD | 2429975 | [5 empty] | URL NOT FOUND | [10 empty] | CLEANSED | 26121600 Electrical cable and accessories | CABLE | ELECTRICAL | TYPE | POWER,TRIPLEX,INSECT PROTECTED | VOLTAGE RATING | 6.35 TO 11 KV | CURRENT RATING |  | CONDUCTOR SIZE | 185 MM2 | NUMBER OF CONDUCTORS |  | CORE STRANDS | (48) 1.35 MM | CONDUCTOR MATERIAL | ALUMINUM | JACKET MATERIAL | NYLON | INSULATION MATERIAL | TR-XLPE | FILLER MATERIAL |  | ARMOR TYPE |  | TEMPERATURE RATING |  | LENGTH | 450 M/ROLL | JACKET COLOUR |  | HAZARD CLASS |  | CERTIFICATION/STANDARD |  | ADDITIONAL FEATURES | MATERIAL SPECIFICATION:ETS 04-01-11,CWS/HDPE/PVC WBT,RUM,(SCM) | [39 empty] | Production Completed
STP_009 - Lot4 | Data Enrichment | SOZ | OK | 2023-07-21 | 2023-07-25 |  | 1383957 | 1383957 | EA | CABLE,ELEC;PWR,6.35-11 KV,185 MM2,AL,NYL |  |  | CABLE,ELECTRICAL;TYPE:POWER,VOLTAGE RATING:6.35-11 KV,CONDUCTOR SIZE:185 MM2,NUMBER OF CONDUCTORS:1,CORE STRANDS:(48) 1.35 MM, CONDUCTOR MATERIAL:ALUMINUM,JACKET MATERIAL:NYLON,INSULATION MATERIAL:TR-XLPE,ADDITIONAL FEATURES EN:TRIPLEX, UNDERGROUND, C2L, CWS/HDPE/ PVC WBT/IN,L DRUM, ETS 04-01-11 (SCM),MNFR:01)ENERGYQLD,PTNO:01)C2429975 | 01)ENERGYQLD,01)C2429975,EN_01)POWER,6.35-11 KV,185 MM2,(48) 1.35 MM,EN_01)ALUMINUM,EN_01)NYLON,EN_01)TR-XLPE,01)TRIPLEX, UNDERGROUND, C2L,02)L DRUM, ETS 04-01-11 (SCM) |  |  | ENERGYQLD | ENERGYQLD | C2429975 | [5 empty] | URL NOT FOUND | [10 empty] | CLEANSED | 26121600 Electrical cable and accessories | CABLE | ELECTRICAL | TYPE | POWER,TRIPLEX,UNDERGROUND | VOLTAGE RATING | 6.35 TO 11 KV | CURRENT RATING |  | CONDUCTOR SIZE | 185 MM2 | NUMBER OF CONDUCTORS | 1 | CORE STRANDS | (48) 1.35 MM | CONDUCTOR MATERIAL | ALUMINUM | JACKET MATERIAL | NYLON | INSULATION MATERIAL | TR-XLPE | FILLER MATERIAL |  | ARMOR TYPE |  | TEMPERATURE RATING |  | LENGTH |  | JACKET COLOUR |  | HAZARD CLASS |  | CERTIFICATION/STANDARD |  | ADDITIONAL FEATURES | PACKAGE TYPE:DRUM,MATERIAL SPECIFICATION:ETS 04-01-11 (SCM),C2L,CWS/HDPE/PVC WBT/IN | [39 empty] | Production Completed
STP_009 - Lot4 | Data Enrichment | SOZ | OK | 2023-07-21 | 2023-07-25 |  | 1384017 | 1384017 | EA | CABLE,ELEC;PWR,6.35-11 KV,25 MM2,PE/PVC |  |  | CABLE,ELECTRICAL;TYPE:POWER,VOLTAGE RATING:6.35-11 KV,CONDUCTOR SIZE:25 MM2,NUMBER OF CONDUCTORS:1,CORE STRANDS:(19) 1.35 MM, INSULATION MATERIAL:PE/PVC,LENGTH:250 M/ROLL,JACKET COLOUR:BLACK,ADDITIONAL FEATURES EN:AERIAL, MOQ 1000M, T/FORMER DROP, DRUM, MNFR:01)ENERGYQLD,PTNO:01)2400212 | 01)ENERGYQLD,01)2400212,EN_01)POWER,6.35-11 KV,25 MM2,(19) 1.35 MM,EN_01)PE/PVC,250 M/ROLL,BLACK,01)AERIAL, MOQ 1000M, T/FORMER |  |  | ENERGYQLD | ENERGYQLD | 2400212 | [5 empty] | URL NOT FOUND | [10 empty] | CLEANSED | 26121600 Electrical cable and accessories | CABLE | ELECTRICAL | TYPE | AERIAL,POWER | VOLTAGE RATING | 6.35 TO 11 KV | CURRENT RATING |  | CONDUCTOR SIZE | 25 MM2 | NUMBER OF CONDUCTORS | 1 | CORE STRANDS | (19) 1.35 MM | CONDUCTOR MATERIAL |  | JACKET MATERIAL |  | INSULATION MATERIAL | PE/PVC | FILLER MATERIAL |  | ARMOR TYPE |  | TEMPERATURE RATING |  | LENGTH | 250 M/ROLL | JACKET COLOUR | BLACK | HAZARD CLASS |  | CERTIFICATION/STANDARD |  | ADDITIONAL FEATURES | PACKAGE TYPE:DRUM,MOQ 1000 M,T/FORMER DROP | [39 empty] | Production Completed
STP_009 - Lot4 | Data Enrichment | SOZ | OK | 2023-07-21 | 2023-07-25 |  | 1383962 | 1383962 | EA | CABLE,ELEC;PWR,6.35-11 KV,35 MM2,AL,NYL |  |  | CABLE,ELECTRICAL;TYPE:POWER,VOLTAGE RATING:6.35-11 KV,CONDUCTOR SIZE:35 MM2,NUMBER OF CONDUCTORS:1,CORE STRANDS:(40) 0.85 MM, CONDUCTOR MATERIAL:ALUMINUM,JACKET MATERIAL:NYLON,INSULATION MATERIAL:TR-XLPE,ADDITIONAL FEATURES EN:TRIPLEX, UNDERGROUND, C2L, CWS/HDPE/ PVC WBT, E,NSECT PROTECTED, WOOD DRUM,MNFR:01)ENERGYQLD,PTNO:01)C2429967 | 01)ENERGYQLD,01)C2429967,EN_01)POWER,6.35-11 KV,35 MM2,(40) 0.85 MM,EN_01)ALUMINUM,EN_01)NYLON,EN_01)TR-XLPE,01)TRIPLEX, UNDERGROUND, C2L,02)NSECT PROTECTED, WOOD DRUM |  |  | ENERGYQLD | ENERGYQLD | C2429967 | [5 empty] | URL NOT FOUND | [10 empty] | CLEANSED | 26121600 Electrical cable and accessories | CABLE | ELECTRICAL | TYPE | POWER,TRIPLEX,INSECT PROTECTED,UNDERGROUND | VOLTAGE RATING | 6.35 TO 11 KV | CURRENT RATING |  | CONDUCTOR SIZE | 35 MM2 | NUMBER OF CONDUCTORS | 1 | CORE STRANDS | (40) 0.85 MM | CONDUCTOR MATERIAL | ALUMINUM | JACKET MATERIAL | NYLON | INSULATION MATERIAL | TR-XLPE | FILLER MATERIAL |  | ARMOR TYPE |  | TEMPERATURE RATING |  | LENGTH |  | JACKET COLOUR |  | HAZARD CLASS |  | CERTIFICATION/STANDARD |  | ADDITIONAL FEATURES | PACKAGE TYPE:WOOD DRUM,C2L,CWS/HDPE/PVC WBT,E | [39 empty] | Production Completed
STP_009 - Lot4 | Data Enrichment | SOZ | OK | 2023-07-21 | 2023-07-25 |  | 1383880 | 1383880 | EA | CABLE,ELEC;PWR,6.35-11 KV,400 MM2,AL |  |  | CABLE,ELECTRICAL;TYPE:POWER,VOLTAGE RATING:6.35-11 KV,CONDUCTOR SIZE:400 MM2,NUMBER OF CONDUCTORS:1,CONDUCTOR MATERIAL:ALUMINUM, INSULATION MATERIAL:TR-XLPE,ADDITIONAL FEATURES EN:TRIPLEX, UNDERGROUND, C2L, WBT/CWS 13.1KA 1SEC,S 04-01-11 (SCM),MNFR:01) ENERGYQLD,PTNO:01)C2433811 | 01)ENERGYQLD,01)C2433811,EN_01)POWER,6.35-11 KV,400 MM2,EN_01)ALUMINUM,EN_01)TR-XLPE,01)TRIPLEX, UNDERGROUND, C2L,02)S 04-01-11 (SCM) |  |  | ENERGYQLD | ENERGYQLD | C2433811 | [5 empty] | URL NOT FOUND | [10 empty] | CLEANSED | 26121600 Electrical cable and accessories | CABLE | ELECTRICAL | TYPE | POWER,TRIPLEX,UNDERGROUND | VOLTAGE RATING | 6.35 TO 11 KV | CURRENT RATING | 13.1 KA | CONDUCTOR SIZE | 400 MM2 | NUMBER OF CONDUCTORS | 1 | CORE STRANDS |  | CONDUCTOR MATERIAL | ALUMINUM | JACKET MATERIAL |  | INSULATION MATERIAL | TR-XLPE | FILLER MATERIAL |  | ARMOR TYPE |  | TEMPERATURE RATING |  | LENGTH |  | JACKET COLOUR |  | HAZARD CLASS |  | CERTIFICATION/STANDARD |  | ADDITIONAL FEATURES | MATERIAL SPECIFICATION:S 04-01-11 (SCM),C2L,WBT/CWS,1 SEC | [39 empty] | Production Completed
STP_009 - Lot4 | Data Enrichment | SOZ | OK | 2023-07-21 | 2023-07-25 |  | 1383781 | 1383781 | EA | CABLE,ELEC;PWR,6.35-11 KV,400 MM2,AL,NYL |  |  | CABLE,ELECTRICAL;TYPE:POWER,VOLTAGE RATING:6.35-11 KV,CONDUCTOR SIZE:400 MM2,NUMBER OF CONDUCTORS:1,CONDUCTOR MATERIAL:ALUMINUM, JACKET MATERIAL:NYLON,INSULATION MATERIAL:TR-XLPE,ADDITIONAL FEATURES EN:TRIPLEX, UNDERGROUND, C2L, WBT/CWS 13.1KA 1 SEC,UM, ETS 04-01-11 (SCM),MNFR:01)ENERGYQLD,PTNO:01)C2433829 | 01)ENERGYQLD,01)C2433829,EN_01)POWER,6.35-11 KV,400 MM2,EN_01)ALUMINUM,EN_01)NYLON,EN_01)TR-XLPE,01)TRIPLEX, UNDERGROUND, C2L,02)UM, ETS 04-01-11 (SCM) |  |  | ENERGYQLD | ENERGYQLD | C2433829 | [5 empty] | URL NOT FOUND | [10 empty] | CLEANSED | 26121600 Electrical cable and accessories | CABLE | ELECTRICAL | TYPE | POWER,TRIPLEX,UNDERGROUND | VOLTAGE RATING | 6.35 TO 11 KV | CURRENT RATING | 13.1 KA | CONDUCTOR SIZE | 400 MM2 | NUMBER OF CONDUCTORS | 1 | CORE STRANDS |  | CONDUCTOR MATERIAL | ALUMINUM | JACKET MATERIAL | NYLON | INSULATION MATERIAL | TR-XLPE | FILLER MATERIAL |  | ARMOR TYPE |  | TEMPERATURE RATING |  | LENGTH |  | JACKET COLOUR |  | HAZARD CLASS |  | CERTIFICATION/STANDARD |  | ADDITIONAL FEATURES | MATERIAL SPECIFICATION:ETS 04-01-11 (SCM),C2L,WBT/CWS,1 SEC,UM | [39 empty] | Production Completed
STP_009 - Lot4 | Data Enrichment | SOZ | OK | 2023-07-21 | 2023-07-25 |  | 1383967 | 1383967 | EA | CABLE,ELEC;PWR,6.35-11 KV,400 MM2,CU,NYL |  |  | CABLE,ELECTRICAL;TYPE:POWER,VOLTAGE RATING:6.35-11 KV,CONDUCTOR SIZE:400 MM2,NUMBER OF CONDUCTORS:1,CORE STRANDS:(40) 1.7 MM, CONDUCTOR MATERIAL:COPPER,JACKET MATERIAL:NYLON,INSULATION MATERIAL:TR-XLPE,LENGTH:500 M/ROLL,ADDITIONAL FEATURES EN:CW S/PVC WBT/ HDPE, INSECT PROTECTED, UNDERGROU,-01-11 (SCM),MNFR:01)ENERGYQLD,PTNO:01)2429918 | 01)ENERGYQLD,01)2429918,EN_01)POWER,6.35-11 KV,400 MM2,(40) 1.7 MM,EN_01)COPPER,EN_01)NYLON,EN_01)TR-XLPE,500 M/ROLL,01)CW S/PVC WBT/ HDPE, INSECT,02)-01-11 (SCM) |  |  | ENERGYQLD | ENERGYQLD | 2429918 | [5 empty] | URL NOT FOUND | [10 empty] | CLEANSED | 26121600 Electrical cable and accessories | CABLE | ELECTRICAL | TYPE | POWER,INSECT PROTECTED,UNDERGROUND | VOLTAGE RATING | 6.35 TO 11 KV | CURRENT RATING |  | CONDUCTOR SIZE | 400 MM2 | NUMBER OF CONDUCTORS | 1 | CORE STRANDS | (40) 1.7 MM | CONDUCTOR MATERIAL | COPPER | JACKET MATERIAL | NYLON | INSULATION MATERIAL | TR-XLPE | FILLER MATERIAL |  | ARMOR TYPE |  | TEMPERATURE RATING |  | LENGTH | 500 M/ROLL | JACKET COLOUR |  | HAZARD CLASS |  | CERTIFICATION/STANDARD |  | ADDITIONAL FEATURES | MATERIAL SPECIFICATION:01-11 (SCM),CW S/PVC WBT/HDPE | [39 empty] | Production Completed
STP_009 - Lot4 | Data Enrichment | SOZ | OK | 2023-07-21 | 2023-07-25 |  | 1383669 | 1383669 | EA | CABLE,ELEC;SBM,0.6-1 KV,4 MM2,CONDCTS 4 |  |  | CABLE,ELECTRICAL;TYPE:SUBMERSIBLE,VOLTAGE RATING:0.6-1 KV,CONDUCTOR SIZE:4 MM2,NUMBER OF CONDUCTORS:4,MNFR:01)CNW (MOUNT ISA) ELECT WHOLESALER,PTNO:01)ELCARFM4G4 | 01)CNW (MOUNT ISA) ELECT WHOLE,01)ELCARFM4G4,EN_01)SUBMERSIBLE,0.6-1 KV,4 MM2 |  |  | CNW (MOUNT ISA) ELECT WHOLESALER | CNW (MOUNT ISA) ELECT WHOLESALER | ELCARFM4G4 | [5 empty] | URL NOT FOUND | [10 empty] | CLEANSED | 26121600 Electrical cable and accessories | CABLE | ELECTRICAL | TYPE | SUBMERSIBLE | VOLTAGE RATING | 0.6 TO 1 KV | CURRENT RATING |  | CONDUCTOR SIZE | 4 MM2 | NUMBER OF CONDUCTORS | 4 | CORE STRANDS |  | CONDUCTOR MATERIAL |  | JACKET MATERIAL |  | INSULATION MATERIAL |  | FILLER MATERIAL |  | ARMOR TYPE |  | TEMPERATURE RATING |  | LENGTH |  | JACKET COLOUR |  | HAZARD CLASS |  | CERTIFICATION/STANDARD |  | ADDITIONAL FEATURES | [40 empty] | Production Completed
STP_009 - Lot4 | Data Enrichment | SOZ | OK_PARTIAL MATCH | 2023-07-21 | 2023-07-25 |  | 1296491 | 1296491 | M | CABLE,ELEC;STANDARD DUTY POWER,1 KV,GREY |  |  | CABLE,ELECTRICAL;TYPE:STANDARD DUTY POWER,VOLTAGE RATING:1 KV,CONDUCTOR SIZE:1.5 MM2,NUMBER OF CONDUCTORS:2,CORE STRANDS:(30) 0. 25 MM,CONDUCTOR MATERIAL:COPPER,JACKET MATERIAL:PVC,TEMPERATURE RATING:90 DEG C,LENGTH:100 M,JACKET COLOUR:GREY,MNFR:01)CNW,PTNO: 01)CBL1.52CODFXGR,MNFR:02)REXEL,PTNO:02)OLXCAHR04AA002GYAA | 01)CNW,02)REXEL,01)CBL1.52CODFXGR,02)OLXCAHR04AA002GYAA,EN_01)STANDARD DUTY POWER,1 KV,1.5 MM2,(30) 0.25 MM,EN_01)COPPER,EN_01)PVC,90 DEG C,100 M,GREY |  |  | REXEL | CNW | CBL1.52CODFXGR |  | REXEL | OLXCAHR04AA002GYAA |  |  | https://shop.cnw.com.au/cnw/en/AUD/All-Categories/Cable/Flexible-Cable/CABLE-FLEX-1-5MM-2-CORE-OD-GREY/p/CBL1.52CODGRA10 | [10 empty] | ENRICHED | 26121600 Electrical cable and accessories | CABLE | ELECTRICAL | TYPE | STANDARD DUTY POWER | VOLTAGE RATING | 1 KV | CURRENT RATING | 15 A | CONDUCTOR SIZE | 1.5 MM2 | NUMBER OF CONDUCTORS | 2 | CORE STRANDS | (30) 0. 25 MM | CONDUCTOR MATERIAL | COPPER | JACKET MATERIAL | PVC | INSULATION MATERIAL | PVC V-90 | FILLER MATERIAL |  | ARMOR TYPE |  | TEMPERATURE RATING | 90 DEG C | LENGTH | 100 M | JACKET COLOUR | GREY | HAZARD CLASS |  | CERTIFICATION/STANDARD | AS/NZS 3191 | ADDITIONAL FEATURES | [40 empty] | Production Completed
STP_009 - Lot4 | Data Enrichment | SOZ | OK | 2023-07-21 | 2023-07-25 |  | 1383969 | 1383969 | EA | CABLE,ELEC;UNDGND,6.35-11 KV,35 MM2,CU |  |  | CABLE,ELECTRICAL;TYPE:UNDERGROUND,VOLTAGE RATING:6.35-11 KV,CONDUCTOR SIZE:35 MM2,CONDUCTOR MATERIAL:COPPER,INSULATION MATERIAL: XLPE,ADDITIONAL FEATURES EN:TR-TRIPLEX, AL TR, 40/0.85MM SCREEN/HDPE SHEATH, ETS 04-01-05 (500M DRUM) (SCM),MNFR:01)ENERGYQLD, PTNO:01)2429942 | 01)ENERGYQLD,01)2429942,EN_01)UNDERGROUND,6.35-11 KV,35 MM2,EN_01)COPPER,EN_01)XLPE,01)TR-TRIPLEX, AL TR, 40/0.85M,02) ETS 04-01-05 (500M DRUM) ( |  |  | ENERGYQLD | ENERGYQLD | 2429942 | [5 empty] | URL NOT FOUND | [10 empty] | CLEANSED | 26121600 Electrical cable and accessories | CABLE | ELECTRICAL | TYPE | TRIPLEX,UNDERGROUND | VOLTAGE RATING | 6.35 TO 11 KV | CURRENT RATING |  | CONDUCTOR SIZE | 35 MM2 | NUMBER OF CONDUCTORS |  | CORE STRANDS |  | CONDUCTOR MATERIAL | COPPER | JACKET MATERIAL |  | INSULATION MATERIAL | XLPE | FILLER MATERIAL |  | ARMOR TYPE |  | TEMPERATURE RATING |  | LENGTH | 500 M/ROLL | JACKET COLOUR |  | HAZARD CLASS |  | CERTIFICATION/STANDARD |  | ADDITIONAL FEATURES | MATERIAL SPECIFICATION:ETS 04-01-05,PACKAGE TYPE: DRUM,TR,AL TR,40/0.85 MM SCREEN/HDPE SHEATH,(SCM) | [39 empty] | Production Completed
STP_009 - Lot4 | Data Enrichment | SOZ | OK | 2023-07-21 | 2023-07-25 |  | 1359773 | 1359773 | M | CABLE,ELEC;WLDG, FLEXIBLE,10 MM2 |  |  | CABLE,ELECTRICAL;TYPE:WELDING, FLEXIBLE,CONDUCTOR SIZE:10 MM2,CORE STRANDS:(322) 0.2 MM,MNFR:01)CNW (MOUNT ISA) ELECT WHOLESALER, PTNO:01)ELEZW10 | 01)CNW (MOUNT ISA) ELECT WHOLE,01)ELEZW10,EN_01)WELDING, FLEXIBLE,10 MM2,(322) 0.2 MM |  |  | CNW (MOUNT ISA) ELECT WHOLESALER | CNW (MOUNT ISA) ELECT WHOLESALER | ELEZW10 | [5 empty] | https://shop.cnw.com.au/cnw/en/AUD/All-Categories/Cable-%26-Wire/Flexible-%26-Industrial/CABLE-WELDING-FLEX-10MM-322-0-2/p/ELEZW10A10 | [10 empty] | CLEANSED | 26121600 Electrical cable and accessories | CABLE | ELECTRICAL | TYPE | WELDING,FLEXIBLE | VOLTAGE RATING |  | CURRENT RATING |  | CONDUCTOR SIZE | 10 MM2 | NUMBER OF CONDUCTORS |  | CORE STRANDS | (322) 0.2 MM | CONDUCTOR MATERIAL |  | JACKET MATERIAL |  | INSULATION MATERIAL |  | FILLER MATERIAL |  | ARMOR TYPE |  | TEMPERATURE RATING |  | LENGTH |  | JACKET COLOUR |  | HAZARD CLASS |  | CERTIFICATION/STANDARD |  | ADDITIONAL FEATURES | [40 empty] | Production Completed
STP_009 - Lot4 | Data Enrichment | SOZ | OK | 2023-07-21 | 2023-07-25 |  | 1359774 | 1359774 | M | CABLE,ELEC;WLDG, FLEXIBLE,16 MM2 |  |  | CABLE,ELECTRICAL;TYPE:WELDING, FLEXIBLE,CONDUCTOR SIZE:16 MM2,CORE STRANDS:(523) 0.2 MM,MNFR:01)CNW (MOUNT ISA) ELECT WHOLESALER, PTNO:01)ELEZW16 | 01)CNW (MOUNT ISA) ELECT WHOLE,01)ELEZW16,EN_01)WELDING, FLEXIBLE,16 MM2,(523) 0.2 MM |  |  | CNW (MOUNT ISA) ELECT WHOLESALER | CNW (MOUNT ISA) ELECT WHOLESALER | ELEZW16 | [5 empty] | https://shop.cnw.com.au/cnw/en/AUD/All-Categories/Cable-%26-Wire/Flexible-Cable/CABLE-WELDING-FLEX-16MM-523-0-2/p/ELEZW16A10 | [10 empty] | CLEANSED | 26121600 Electrical cable and accessories | CABLE | ELECTRICAL | TYPE | WELDING,FLEXIBLE | VOLTAGE RATING |  | CURRENT RATING |  | CONDUCTOR SIZE | 16 MM2 | NUMBER OF CONDUCTORS |  | CORE STRANDS | (523) 0.2 MM | CONDUCTOR MATERIAL |  | JACKET MATERIAL |  | INSULATION MATERIAL |  | FILLER MATERIAL |  | ARMOR TYPE |  | TEMPERATURE RATING |  | LENGTH |  | JACKET COLOUR |  | HAZARD CLASS |  | CERTIFICATION/STANDARD |  | ADDITIONAL FEATURES | [40 empty] | Production Completed
STP_009 - Lot4 | Data Enrichment | SOZ | OK | 2023-07-21 | 2023-07-25 |  | 1296416 | 1296416 | M | CABLE,ELEC;WLDG, FLEXIBLE,250 A,35 MM2 |  |  | CABLE,ELECTRICAL;TYPE:WELDING, FLEXIBLE,CURRENT RATING:250 A,CONDUCTOR SIZE:35 MM2,CORE STRANDS:(1121) 0.2 MM,JACKET MATERIAL: NEOPRENE,LENGTH:100 M/ROLL,JACKET COLOUR:YELLOW,CERTIFICATION/STANDARD:CSP,MNFR:01)CNW (MOUNT ISA) ELECT WHOLESALER,PTNO:01) OLX1121/20Y | 01)CNW (MOUNT ISA) ELECT WHOLE,01)OLX1121/20Y,EN_01)WELDING, FLEXIBLE,250 A,35 MM2,(1121) 0.2 MM,EN_01)NEOPRENE,100 M/ROLL,YELLOW,EN_01)CSP |  |  | CNW (MOUNT ISA) ELECT WHOLESALER | CNW (MOUNT ISA) ELECT WHOLESALER | OLX1121/20Y | [5 empty] | URL NOT FOUND | [10 empty] | CLEANSED | 26121600 Electrical cable and accessories | CABLE | ELECTRICAL | TYPE | WELDING,FLEXIBLE | VOLTAGE RATING |  | CURRENT RATING | 250 A | CONDUCTOR SIZE | 35 MM2 | NUMBER OF CONDUCTORS |  | CORE STRANDS | (1121) 0.2 MM | CONDUCTOR MATERIAL |  | JACKET MATERIAL | NEOPRENE | INSULATION MATERIAL |  | FILLER MATERIAL |  | ARMOR TYPE |  | TEMPERATURE RATING |  | LENGTH | 100 M/ROLL | JACKET COLOUR | YELLOW | HAZARD CLASS |  | CERTIFICATION/STANDARD | CSP | ADDITIONAL FEATURES | [40 empty] | Production Completed
STP_009 - Lot4 | Data Enrichment | SOZ | OK | 2023-07-21 | 2023-07-25 |  | 1364045 | 1364045 | M | CABLE,ELEC;WLDG,250 A AT 60 PCT DUTY |  |  | CABLE,ELECTRICAL;TYPE:WELDING,CURRENT RATING:250 A AT 60 PCT DUTY,CONDUCTOR SIZE:35 MM2,JACKET MATERIAL:CSP-90,MNFR:01)CNW (MOUNT ISA) ELECT WHOLESALER,PTNO:01)OLXRDWX04A9001AABK | 01)CNW (MOUNT ISA) ELECT WHOLE,01)OLXRDWX04A9001AABK,EN_01)WELDING,250 A AT 60 PCT DUTY,35 MM2,EN_01)CSP-90 |  |  | CNW (MOUNT ISA) ELECT WHOLESALER | CNW (MOUNT ISA) ELECT WHOLESALER | OLXRDWX04A9001AABK | [5 empty] | URL NOT FOUND | [10 empty] | CLEANSED | 26121600 Electrical cable and accessories | CABLE | ELECTRICAL | TYPE | WELDING | VOLTAGE RATING |  | CURRENT RATING | 250 A AT 60 PCT DUTY | CONDUCTOR SIZE | 35 MM2 | NUMBER OF CONDUCTORS |  | CORE STRANDS |  | CONDUCTOR MATERIAL |  | JACKET MATERIAL | CSP-90 | INSULATION MATERIAL |  | FILLER MATERIAL |  | ARMOR TYPE |  | TEMPERATURE RATING |  | LENGTH |  | JACKET COLOUR |  | HAZARD CLASS |  | CERTIFICATION/STANDARD |  | ADDITIONAL FEATURES | [40 empty] | Production Completed
STP_009 - Lot4 | Data Enrichment | SOZ | OK | 2023-07-21 | 2023-07-25 |  | 1279949 | 1279949 | EA | CARTRIDGE,INK;BLACK,6,360 PG |  |  | CARTRIDGE,INK;COLOUR:BLACK,CAPACITY:6,360 PG,MNFR:01)ENIGMA BUSINESS PRODUCTS,PTNO:01)CLI-681XXLBK | BLACK,6,360 PG,01)ENIGMA BUSINESS PRODUCTS,01)CLI-681XXLBK |  |  | ENIGMA BUSINESS PRODUCTS | ENIGMA BUSINESS PRODUCTS | CLI-681XXLBK |  | CANON | CLI-681XXLBK |  |  |  | https://www.easyink.co.nz/compatible-cli681xxlbk-black-ink | [9 empty] | ENRICHED | 44103105 Ink cartridges | CARTRIDGE | INK | TYPE | Extra HIGH YIELD | COLOUR | BLACK | CAPACITY |  | MATERIAL |  | INK TYPE |  | AVERAGE YIELD | 6360 PG | SIZE |  | COMPATIBLE HARDWARE |  | HAZARD CLASS |  | CERTIFICATION/STANDARD |  | ADDITIONAL FEATURES | [52 empty] | Production Completed
STP_009 - Lot4 | Data Enrichment | SOZ | OK | 2023-07-21 | 2023-07-25 |  | 1295927 | 1295927 | EA | CARTRIDGE,INK;BLACK,825 PG,ORIGINAL |  |  | CARTRIDGE,INK;COLOUR:BLACK,AVERAGE YIELD:825 PG,ADDITIONAL FEATURES EN:ORIGINAL,MNFR:01)ENIGMA,PTNO:01)T6M17AA,MNFR:02)HP,PTNO:02) 905XL | BLACK,EN_01)825 PG,01)ORIGINAL,01)ENIGMA,02)HP,01)T6M17AA,02)905XL |  |  | HP | ENIGMA | T6M17AA |  | HP | 905XL |  |  | https://www.hp.com/in-en/shop/hp-905xl-high-yield-black-original-ink-cartridge-t6m17aa.html | [10 empty] | ENRICHED | 44103105 Ink cartridges | CARTRIDGE | INK | TYPE | HIGH YIELD | COLOUR | BLACK | CAPACITY | HIGH | MATERIAL |  | INK TYPE | PIGMENT BASED | AVERAGE YIELD | 825 PG | SIZE |  | COMPATIBLE HARDWARE |  | HAZARD CLASS |  | CERTIFICATION/STANDARD |  | ADDITIONAL FEATURES | ORIGINAL | [51 empty] | Production Completed
STP_009 - Lot4 | Data Enrichment | SOZ | OK | 2023-07-21 | 2023-07-25 |  | 1295931 | 1295931 | EA | CARTRIDGE,INK;BLACK,PIGMENT BASED |  |  | CARTRIDGE,INK;COLOUR:BLACK,INK TYPE:PIGMENT BASED,AVERAGE YIELD:2300 PG,SIZE:WD 119 X HT 36 X DP 126 MM,MNFR:01)ENIGMA,PTNO:01) 950XL,MNFR:02)HP,PTNO:02)CN045AA | BLACK,EN_01)PIGMENT BASED,EN_01)2300 PG,EN_01)WD 119 X HT 36 X DP 126,01)ENIGMA,02)HP,01)950XL,02)CN045AA |  |  | HP | ENIGMA | 950XL |  | HP | CN045AA |  |  |  | https://datamation.in/product/hp-950xl-high-yield-black-original-ink-cartridge-cn045aa/ | [9 empty] | ENRICHED | 44103105 Ink cartridges | CARTRIDGE | INK | TYPE | HIGH YIELD | COLOUR | BLACK | CAPACITY | HIGH | MATERIAL |  | INK TYPE | PIGMENT BASED | AVERAGE YIELD | 2300 PG | SIZE | 119 WD X 36 HT X 126 DP MM | COMPATIBLE HARDWARE | HP Officejet Pro 8100 ePrinter, 8600 Plus e-All-in-One | HAZARD CLASS |  | CERTIFICATION/STANDARD |  | ADDITIONAL FEATURES | [52 empty] | Production Completed
STP_009 - Lot4 | Data Enrichment | SOZ | OK | 2023-07-21 | 2023-07-25 |  | 1279974 | 1279974 | EA | CARTRIDGE,INK;CYAN |  |  | CARTRIDGE,INK;COLOUR:CYAN,MNFR:01)ENIGMA BUSINESS PRODUCTS,PTNO:01)L063AA | CYAN,01)ENIGMA BUSINESS PRODUCTS,01)L063AA |  |  | ENIGMA BUSINESS PRODUCTS | ENIGMA BUSINESS PRODUCTS | L063AA | [5 empty] | URL NOT FOUND | [10 empty] | CLEANSED | 44103105 Ink cartridges | CARTRIDGE | INK | TYPE |  | COLOUR | CYAN | CAPACITY |  | MATERIAL |  | INK TYPE |  | AVERAGE YIELD |  | SIZE |  | COMPATIBLE HARDWARE |  | HAZARD CLASS |  | CERTIFICATION/STANDARD |  | ADDITIONAL FEATURES | [52 empty] | Production Completed
STP_009 - Lot4 | Data Enrichment | SOZ | OK | 2023-07-21 | 2023-07-25 |  | 1279768 | 1279768 | EA | CARTRIDGE,INK;CYAN,760 PG |  |  | CARTRIDGE,INK;COLOUR:CYAN,AVERAGE YIELD:760 PG,MNFR:01)ENIGMA BUSINESS PRODUCTS,PTNO:01)CLI-681XXLC | CYAN,EN_01)760 PG,01)ENIGMA BUSINESS PRODUCTS,01)CLI-681XXLC |  |  | ENIGMA BUSINESS PRODUCTS | ENIGMA BUSINESS PRODUCTS | CLI-681XXLC |  | CANON | CLI-681XXLC |  |  |  | https://www.inkstation.com.au/canon-cli681xxlc-extra-high-yield-compatible-cyan-inkjet-cartridge-p-13737.html | [9 empty] | ENRICHED | 44103105 Ink cartridges | CARTRIDGE | INK | TYPE | Extra HIGH YIELD | COLOUR | CYAN | CAPACITY |  | MATERIAL |  | INK TYPE |  | AVERAGE YIELD | 760 PG | SIZE |  | COMPATIBLE HARDWARE |  | HAZARD CLASS |  | CERTIFICATION/STANDARD | ISO9001 | ADDITIONAL FEATURES | [52 empty] | Production Completed
STP_009 - Lot4 | Data Enrichment | SOZ | OK | 2023-07-21 | 2023-07-25 |  | 1295930 | 1295930 | EA | CARTRIDGE,INK;CYAN,PIGMENT BASED,1500 PG |  |  | CARTRIDGE,INK;COLOUR:CYAN,INK TYPE:PIGMENT BASED,AVERAGE YIELD:1500 PG,SIZE:WD 114 X HT 25 X DP 126 MM,MNFR:01)ENIGMA,PTNO:01) CN046AA,MNFR:02)HP,PTNO:02)951XL | CYAN,EN_01)PIGMENT BASED,EN_01)1500 PG,EN_01)WD 114 X HT 25 X DP 126,01)ENIGMA,02)HP,01)CN046AA,02)951XL |  |  | HP | ENIGMA | CN046AA |  | HP | 951XL |  |  | https://www.hp.com/in-en/shop/hp-951xl-high-yield-cyan-original-ink-cartridge-cn046aa.html | [10 empty] | ENRICHED | 44103105 Ink cartridges | CARTRIDGE | INK | TYPE | HIGH YIELD | COLOUR | CYAN | CAPACITY | HIGH | MATERIAL |  | INK TYPE | PIGMENT BASED | AVERAGE YIELD | 1500 PG | SIZE | 114 WD X 25 HT X 126 DP MM | COMPATIBLE HARDWARE | HP Officejet Pro 8100 ePrinter series, HP Officejet Pro 8600 e-All-in-One series | HAZARD CLASS |  | CERTIFICATION/STANDARD |  | ADDITIONAL FEATURES | [52 empty] | Production Completed
STP_009 - Lot4 | Data Enrichment | SOZ | OK | 2023-07-21 | 2023-07-25 |  | 1279628 | 1279628 | EA | CARTRIDGE,INK;CYAN,PIGMENT BASED,1600 PG |  |  | CARTRIDGE,INK;COLOUR:CYAN,INK TYPE:PIGMENT BASED,AVERAGE YIELD:1600 PG,MNFR:01)ENIGMA BUSINESS PRODUCTS,PTNO:01)L0S63AA | CYAN,EN_01)PIGMENT BASED,EN_01)1600 PG,01)ENIGMA BUSINESS PRODUCTS,01)L0S63AA |  |  | ENIGMA BUSINESS PRODUCTS | ENIGMA BUSINESS PRODUCTS | L0S63AA |  | HP | L0S63AA |  |  |  | https://datamation.in/product/hp-955xl-l0s63aa-high-yield-cyan-original-ink-cartridge/ | [9 empty] | ENRICHED | 44103105 Ink cartridges | CARTRIDGE | INK | TYPE | HIGH YIELD | COLOUR | CYAN | CAPACITY | HIGH | MATERIAL |  | INK TYPE | PIGMENT BASED | AVERAGE YIELD | 1600 PG | SIZE |  | COMPATIBLE HARDWARE | HP OfficeJet Pro 8740,Pro 8740, 8710, Pro 8710, Pro 8730 Printers | HAZARD CLASS |  | CERTIFICATION/STANDARD |  | ADDITIONAL FEATURES | [52 empty] | Production Completed
STP_009 - Lot4 | Data Enrichment | SOZ | OK | 2023-07-21 | 2023-07-25 |  | 1295934 | 1295934 | EA | CARTRIDGE,INK;HIGH YIELD,BLACK,2200 PG |  |  | CARTRIDGE,INK;TYPE:HIGH YIELD,COLOUR:BLACK,INK TYPE:PIGMENT BASED,AVERAGE YIELD:2200 PG,ADDITIONAL FEATURES EN:254E,MNFR:01) ENIGMA,PTNO:01)T254192 | HIGH YIELD,BLACK,EN_01)PIGMENT BASED,EN_01)2200 PG,01)254E,01)ENIGMA,01)T254192 |  |  | ENIGMA | ENIGMA | T254192 |  | EPSON | T254192 |  |  |  | https://www.cartridgemate.com.au/products/13320/epson-t254192-(254xl)-black-ultra-high-yield.html | [9 empty] | ENRICHED | 44103105 Ink cartridges | CARTRIDGE | INK | TYPE | ULTRA HIGH YIELD | COLOUR | BLACK | CAPACITY |  | MATERIAL |  | INK TYPE | PIGMENT BASED | AVERAGE YIELD | 2200 PG | SIZE |  | COMPATIBLE HARDWARE |  | HAZARD CLASS |  | CERTIFICATION/STANDARD |  | ADDITIONAL FEATURES | 254E | [51 empty] | Production Completed
STP_009 - Lot4 | Data Enrichment | SOZ | OK | 2023-07-21 | 2023-07-25 |  | 1295938 | 1295938 | EA | CARTRIDGE,INK;HIGH YIELD,CYAN,1100 PG |  |  | CARTRIDGE,INK;TYPE:HIGH YIELD,COLOUR:CYAN,AVERAGE YIELD:1100 PG,MNFR:01)ENIGMA,PTNO:01)252,MNFR:02)EPSON,PTNO:02)T253292 | HIGH YIELD,CYAN,EN_01)1100 PG,01)ENIGMA,02)EPSON,01)252,02)T253292 |  |  | EPSON | ENIGMA | 252 |  | EPSON | T253292 |  |  |  | https://www.stationerycity.co.nz/product/epson-252xl-cyan-ink-cartridge-high-yield-t253292/ | [9 empty] | ENRICHED | 44103105 Ink cartridges | CARTRIDGE | INK | TYPE | HIGH YIELD | COLOUR | CYAN | CAPACITY |  | MATERIAL |  | INK TYPE |  | AVERAGE YIELD | 1100 PG | SIZE |  | COMPATIBLE HARDWARE | Epson Workforce WF3620, WF3640, WF7610 and WF7620 series printers | HAZARD CLASS |  | CERTIFICATION/STANDARD |  | ADDITIONAL FEATURES | [52 empty] | Production Completed
STP_009 - Lot4 | Data Enrichment | SOZ | OK | 2023-07-21 | 2023-07-25 |  | 1295936 | 1295936 | EA | CARTRIDGE,INK;HIGH YIELD,MAGENTA,1100 PG |  |  | CARTRIDGE,INK;TYPE:HIGH YIELD,COLOUR:MAGENTA,INK TYPE:PIGMENT BASED,AVERAGE YIELD:1100 PG,MNFR:01)ENIGMA,PTNO:01)T253392 | HIGH YIELD,MAGENTA,EN_01)PIGMENT BASED,EN_01)1100 PG,01)ENIGMA,01)T253392 |  |  | ENIGMA | ENIGMA | T253392 |  | EPSON | T253392 |  |  |  | https://www.eliteprintsolutions.com.au/product/epson-252xl-high-yield-ink-cartridge-c13t/ | [9 empty] | CLEANSED | 44103105 Ink cartridges | CARTRIDGE | INK | TYPE | HIGH YIELD | COLOUR | MAGENTA | CAPACITY |  | MATERIAL |  | INK TYPE | PIGMENT BASED | AVERAGE YIELD | 1100 PG | SIZE |  | COMPATIBLE HARDWARE |  | HAZARD CLASS |  | CERTIFICATION/STANDARD |  | ADDITIONAL FEATURES | [52 empty] | Production Completed
STP_009 - Lot4 | Data Enrichment | SOZ | OK | 2023-07-21 | 2023-07-25 |  | 1295937 | 1295937 | EA | CARTRIDGE,INK;HIGH YIELD,YELLOW,1100 PG |  |  | CARTRIDGE,INK;TYPE:HIGH YIELD,COLOUR:YELLOW,INK TYPE:PIGMENT BASED,AVERAGE YIELD:1100 PG,MNFR:01)ENIGMA,PTNO:01)T253492 | HIGH YIELD,YELLOW,EN_01)PIGMENT BASED,EN_01)1100 PG,01)ENIGMA,01)T253492 |  |  | ENIGMA | ENIGMA | T253492 |  | EPSON | T253492 |  |  |  | https://www.stationerycity.co.nz/product/epson-252xl-yellow-ink-cartridge-high-yield-t253492/ | [9 empty] | CLEANSED | 44103105 Ink cartridges | CARTRIDGE | INK | TYPE | HIGH YIELD | COLOUR | YELLOW | CAPACITY |  | MATERIAL |  | INK TYPE | PIGMENT BASED | AVERAGE YIELD | 1100 PG | SIZE |  | COMPATIBLE HARDWARE | Epson Workforce WF3620, WF3640, WF7610 and WF7620 series printers | HAZARD CLASS |  | CERTIFICATION/STANDARD |  | ADDITIONAL FEATURES | [52 empty] | Production Completed
STP_009 - Lot4 | Data Enrichment | SOZ | OK | 2023-07-21 | 2023-07-25 |  | 1279739 | 1279739 | EA | CARTRIDGE,INK;MAGENTA,760 PG |  |  | CARTRIDGE,INK;COLOUR:MAGENTA,AVERAGE YIELD:760 PG,MNFR:01)ENIGMA BUSINESS PRODUCTS,PTNO:01)CLI-681XXLM | MAGENTA,EN_01)760 PG,01)ENIGMA BUSINESS PRODUCTS,01)CLI-681XXLM |  |  | ENIGMA BUSINESS PRODUCTS | ENIGMA BUSINESS PRODUCTS | CLI-681XXLM |  | CANON | CLI-681XXLM |  |  |  | https://www.easyink.co.nz/canon-cli681xxlm-magenta-ink | [9 empty] | ENRICHED | 44103105 Ink cartridges | CARTRIDGE | INK | TYPE | Extra HIGH YIELD | COLOUR | MAGENTA | CAPACITY |  | MATERIAL |  | INK TYPE |  | AVERAGE YIELD | 760 PG | SIZE |  | COMPATIBLE HARDWARE | Canon PIXMA TR/TS SERIES | HAZARD CLASS |  | CERTIFICATION/STANDARD |  | ADDITIONAL FEATURES | [52 empty] | Production Completed
STP_009 - Lot4 | Data Enrichment | SOZ | OK | 2023-07-21 | 2023-07-25 |  | 1279699 | 1279699 | EA | CARTRIDGE,INK;MAGENTA,PIGMENT BASED |  |  | CARTRIDGE,INK;COLOUR:MAGENTA,INK TYPE:PIGMENT BASED,AVERAGE YIELD:1600 PG,MNFR:01)ENIGMA BUSINESS PRODUCTS,PTNO:01)L0S66AA | MAGENTA,EN_01)PIGMENT BASED,EN_01)1600 PG,01)ENIGMA BUSINESS PRODUCTS,01)L0S66AA |  |  | ENIGMA BUSINESS PRODUCTS | ENIGMA BUSINESS PRODUCTS | L0S66AA |  | HP | L0S66AA |  |  | https://www.hp.com/in-en/shop/hp-955xl-high-yield-magenta-original-ink-cartridge-l0s66aa.html | [10 empty] | ENRICHED | 44103105 Ink cartridges | CARTRIDGE | INK | TYPE | High Yield | COLOUR | MAGENTA | CAPACITY | HIGH | MATERIAL |  | INK TYPE | PIGMENT BASED | AVERAGE YIELD | 1600 PG | SIZE |  | COMPATIBLE HARDWARE | HP OfficeJet Pro 8210/8216/8218 PRINTER,7740/8710/8720/8730/8740 All-in-One | HAZARD CLASS |  | CERTIFICATION/STANDARD |  | ADDITIONAL FEATURES | [52 empty] | Production Completed
STP_009 - Lot4 | Data Enrichment | SOZ | OK | 2023-07-21 | 2023-07-25 |  | 1295928 | 1295928 | EA | CARTRIDGE,INK;MAGENTA,PIGMENT BASED |  |  | CARTRIDGE,INK;COLOUR:MAGENTA,INK TYPE:PIGMENT BASED,AVERAGE YIELD:1500 PG,SIZE:WD 114 X HT 126 X DP 25 MM,MNFR:01)ENIGMA,PTNO:01) CN047AA,MNFR:02)HP,PTNO:02)951XL | MAGENTA,EN_01)PIGMENT BASED,EN_01)1500 PG,EN_01)WD 114 X HT 126 X DP 25,01)ENIGMA,02)HP,01)CN047AA,02)951XL |  |  | HP | ENIGMA | CN047AA |  | HP | 951XL |  |  | https://www.hp.com/in-en/shop/hp-951xl-high-yield-cyan-original-ink-cartridge-cn046aa.html | [10 empty] | ENRICHED | 44103105 Ink cartridges | CARTRIDGE | INK | TYPE | High Yield | COLOUR | CYAN | CAPACITY | HIGH | MATERIAL |  | INK TYPE | PIGMENT BASED | AVERAGE YIELD | 1500 PG | SIZE | 114 WD X 126 HT X 25 DP MM | COMPATIBLE HARDWARE | HP Officejet Pro 8100 ePrinter series, HP Officejet Pro 8600 e-All-in-One series | HAZARD CLASS |  | CERTIFICATION/STANDARD |  | ADDITIONAL FEATURES | [52 empty] | Production Completed
STP_009 - Lot4 | Data Enrichment | SOZ | OK | 2023-07-21 | 2023-07-25 |  | 1317113 | 1317113 | EA | CARTRIDGE,INK;MAGENTA,PIGMENT BASED |  |  | CARTRIDGE,INK;COLOUR:MAGENTA,INK TYPE:PIGMENT BASED,AVERAGE YIELD:750 PG,MNFR:01)ENIGMA,PTNO:01)564XL,MNFR:02)HP,PTNO:02)CB324WA | MAGENTA,EN_01)PIGMENT BASED,EN_01)750 PG,01)ENIGMA,02)HP,01)564XL,02)CB324WA |  |  | HP | ENIGMA | 564XL |  | HP | CB324WA |  |  | https://www.hp.com/my-en/shop/hp-564xl-high-yield-magenta-original-ink-cartridge-cb324wa.html | [10 empty] | ENRICHED | 44103105 Ink cartridges | CARTRIDGE | INK | TYPE | High Yield | COLOUR | MAGENTA | CAPACITY | HIGH | MATERIAL |  | INK TYPE | PIGMENT BASED | AVERAGE YIELD | 750 PG | SIZE |  | COMPATIBLE HARDWARE | HP Photosmart D5400/D7500 Printer series, All-in-One Printer - B109/B110, C5380/C6300 All-in-One Printer, eStation All-in-One Printer - C510, Plus All-in-One Printer - B209/B210, Premium All-in-One Printer - C309/C310, Premium Fax e-All-in-One Printer - C410, B8550 and B8850 Photo Printers | HAZARD CLASS |  | CERTIFICATION/STANDARD |  | ADDITIONAL FEATURES | [52 empty] | Production Completed
STP_009 - Lot4 | Data Enrichment | SOZ | OK | 2023-07-21 | 2023-07-25 |  | 1279811 | 1279811 | EA | CARTRIDGE,INK;YELLOW,760 PG |  |  | CARTRIDGE,INK;COLOUR:YELLOW,AVERAGE YIELD:760 PG,MNFR:01)ENIGMA BUSINESS PRODUCTS,PTNO:01)CLI-681XXLY | YELLOW,EN_01)760 PG,01)ENIGMA BUSINESS PRODUCTS,01)CLI-681XXLY |  |  | ENIGMA BUSINESS PRODUCTS | ENIGMA BUSINESS PRODUCTS | CLI-681XXLY |  | CANON | CLI-681XXLY |  |  |  | https://www.officecorporate.com.au/canon-cli681xxly-ink-cartrdigeyellow-hhy | [9 empty] | ENRICHED | 44103105 Ink cartridges | CARTRIDGE | INK | TYPE | Extra HIGH YIELD | COLOUR | YELLOW | CAPACITY |  | MATERIAL |  | INK TYPE |  | AVERAGE YIELD | 760 PG | SIZE |  | COMPATIBLE HARDWARE |  | HAZARD CLASS |  | CERTIFICATION/STANDARD |  | ADDITIONAL FEATURES | [52 empty] | Production Completed
STP_009 - Lot4 | Data Enrichment | SOZ | OK | 2023-07-21 | 2023-07-25 |  | 1279625 | 1279625 | EA | CARTRIDGE,INK;YELLOW,PIGMENT BASED |  |  | CARTRIDGE,INK;COLOUR:YELLOW,INK TYPE:PIGMENT BASED,AVERAGE YIELD:1600 PG,MNFR:01)ENIGMA BUSINESS PRODUCTS,PTNO:01)L0S69AA | YELLOW,EN_01)PIGMENT BASED,EN_01)1600 PG,01)ENIGMA BUSINESS PRODUCTS,01)L0S69AA |  |  | ENIGMA BUSINESS PRODUCTS | ENIGMA BUSINESS PRODUCTS | L0S69AA |  | HP | L0S69AA |  |  |  | https://datamation.in/product/hp-955xl-l0s69aa-high-yield-yellow-original-ink-cartridge/ | [9 empty] | ENRICHED | 44103105 Ink cartridges | CARTRIDGE | INK | TYPE | High Yield | COLOUR | YELLOW | CAPACITY | STABLE | MATERIAL |  | INK TYPE | PIGMENT BASED | AVERAGE YIELD | 1600 PG | SIZE |  | COMPATIBLE HARDWARE | HP OfficeJet Pro 8740,Pro 8740, 8710, Pro 8710, Pro 8730 Printers | HAZARD CLASS |  | CERTIFICATION/STANDARD |  | ADDITIONAL FEATURES | [52 empty] | Production Completed
STP_009 - Lot4 | Data Enrichment | SOZ | OK | 2023-07-21 | 2023-07-25 |  | 1295929 | 1295929 | EA | CARTRIDGE,INK;YELLOW,PIGMENT BASED |  |  | CARTRIDGE,INK;COLOUR:YELLOW,INK TYPE:PIGMENT BASED,AVERAGE YIELD:1500 PG,MNFR:01)ENIGMA,PTNO:01)CN048AA,MNFR:02)HP,PTNO:02)951XL | YELLOW,EN_01)PIGMENT BASED,EN_01)1500 PG,01)ENIGMA,02)HP,01)CN048AA,02)951XL |  |  | HP | ENIGMA | CN048AA |  | HP | 951XL |  |  | https://www.hp.com/in-en/shop/hp-951xl-high-yield-cyan-original-ink-cartridge-cn046aa.html | [10 empty] | ENRICHED | 44103105 Ink cartridges | CARTRIDGE | INK | TYPE | High Yield | COLOUR | YELLOW | CAPACITY | HIGH | MATERIAL |  | INK TYPE | PIGMENT BASED | AVERAGE YIELD | 1500 PG | SIZE |  | COMPATIBLE HARDWARE | HP Officejet Pro 8100 ePrinter series, HP Officejet Pro 8600 e-All-in-One series | HAZARD CLASS |  | CERTIFICATION/STANDARD |  | ADDITIONAL FEATURES | [52 empty] | Production Completed
STP_009 - Lot4 | Data Enrichment | SOZ | OK | 2023-07-21 | 2023-07-25 |  | 1295933 | 1295933 | EA | CARTRIDGE,INK;YELLOW,PIGMENT BASED |  |  | CARTRIDGE,INK;COLOUR:YELLOW,INK TYPE:PIGMENT BASED,AVERAGE YIELD:825 PG,MNFR:01)ENIGMA,PTNO:01)T6M13AA,MNFR:02)HP,PTNO:02)905XL | YELLOW,EN_01)PIGMENT BASED,EN_01)825 PG,01)ENIGMA,02)HP,01)T6M13AA,02)905XL |  |  | HP | ENIGMA | T6M13AA |  | HP | 905XL |  |  | https://www.hp.com/in-en/shop/hp-905xl-high-yield-black-original-ink-cartridge-t6m17aa.html | [10 empty] | ENRICHED | 44103105 Ink cartridges | CARTRIDGE | INK | TYPE | High Yield | COLOUR | YELLOW | CAPACITY | HIGH | MATERIAL |  | INK TYPE | PIGMENT BASED | AVERAGE YIELD | 825 PG | SIZE |  | COMPATIBLE HARDWARE |  | HAZARD CLASS |  | CERTIFICATION/STANDARD |  | ADDITIONAL FEATURES | [52 empty] | Production Completed
STP_009 - Lot4 | Data Enrichment | SOZ | OK | 2023-07-21 | 2023-07-25 |  | 1381361 | 1381361 | EA | BREAKER,CIRCT;20 A,APM LCC2, R,WENMEC |  |  | BREAKER,CIRCUIT;CURRENT RATING:20 A,ADDITIONAL FEATURES EN:APM LCC2, R,MNFR:01)WENMEC,PTNO:01)37067 | 20 A,01)APM LCC2, R,01)WENMEC,01)37067 |  |  | WENMEC SYSTEMS INC | WENMEC | 37067 | [5 empty] | URL NOT FOUND | [10 empty] | CLEANSED | 39121601 Circuit breakers | CIRCUIT BREAKER | No Modifier | TYPE |  | CURRENT RATING | 20 A | VOLTAGE RATING |  | FRAME RATING |  | INTERRUPT RATING |  | NUMBER OF POLES |  | OVERALL SIZE |  | TRIP SETTING |  | TERMINAL TYPE |  | MOUNTING TYPE |  | CERTIFICATION/STANDARD |  | ADDITIONAL FEATURES | REF:APM LCC2,R | [49 empty] | Production Completed
STP_009 - Lot4 | Data Enrichment | SOZ | OK | 2023-07-21 | 2023-07-25 |  | 1381360 | 1381360 | EA | BREAKER,CIRCT;4 A,APM LCC2, RA,WENMEC |  |  | BREAKER,CIRCUIT;CURRENT RATING:4 A,ADDITIONAL FEATURES EN:APM LCC2, RA,MNFR:01)WENMEC,PTNO:01)37064 | 4 A,01)APM LCC2, RA,01)WENMEC,01)37064 |  |  | WENMEC SYSTEMS INC | WENMEC | 37064 | [5 empty] | URL NOT FOUND | [10 empty] | CLEANSED | 39121601 Circuit breakers | CIRCUIT BREAKER | No Modifier | TYPE |  | CURRENT RATING | 4 A | VOLTAGE RATING |  | FRAME RATING |  | INTERRUPT RATING |  | NUMBER OF POLES |  | OVERALL SIZE |  | TRIP SETTING |  | TERMINAL TYPE |  | MOUNTING TYPE |  | CERTIFICATION/STANDARD |  | ADDITIONAL FEATURES | REF:APM LCC2,RA | [49 empty] | Production Completed
STP_009 - Lot4 | Data Enrichment | SOZ | OK | 2023-07-21 | 2023-07-25 |  | 1381362 | 1381362 | EA | BREAKER,CIRCT;APM MCC2,WENMEC,37930 |  |  | BREAKER,CIRCUIT;ADDITIONAL FEATURES EN:APM MCC2,MNFR:01)WENMEC,PTNO:01)37930 | 01)APM MCC2,01)WENMEC,01)37930 |  |  | WENMEC SYSTEMS INC | WENMEC | 37930 | [5 empty] | URL NOT FOUND | [10 empty] | CLEANSED | 39121601 Circuit breakers | CIRCUIT BREAKER | No Modifier | TYPE |  | CURRENT RATING |  | VOLTAGE RATING |  | FRAME RATING |  | INTERRUPT RATING |  | NUMBER OF POLES |  | OVERALL SIZE |  | TRIP SETTING |  | TERMINAL TYPE |  | MOUNTING TYPE |  | CERTIFICATION/STANDARD |  | ADDITIONAL FEATURES | REF:APM MCC2 | [49 empty] | Production Completed
STP_009 - Lot4 | Data Enrichment | SOZ | OK | 2023-07-21 | 2023-07-25 |  | 1381539 | 1381539 | EA | BREAKER,CIRCT;MOTOR PROTECT,30 VAC/DC |  |  | BREAKER,CIRCUIT;TYPE:MOTOR PROTECT,VOLTAGE RATING:30 VAC/DC,ADDITIONAL FEATURES EN:APM LCC1,MNFR:01)WENMEC,PTNO:01)38307 | EN_01)MOTOR PROTECT,30 VAC/DC,01)APM LCC1,01)WENMEC,01)38307 |  |  | WENMEC SYSTEMS INC | WENMEC | 38307 | [5 empty] | URL NOT FOUND | [10 empty] | CLEANSED | 39121601 Circuit breakers | CIRCUIT BREAKER | No Modifier | TYPE | MOTOR PROTECT | CURRENT RATING |  | VOLTAGE RATING | 30 VAC/DC | FRAME RATING |  | INTERRUPT RATING |  | NUMBER OF POLES |  | OVERALL SIZE |  | TRIP SETTING |  | TERMINAL TYPE |  | MOUNTING TYPE |  | CERTIFICATION/STANDARD |  | ADDITIONAL FEATURES | REF:APM LCC1 | [49 empty] | Production Completed
STP_009 - Lot4 | Data Enrichment | SOZ | OK | 2023-07-21 | 2023-07-25 |  | 1381355 | 1381355 | EA | BREAKER,CIRCT;MOTOR PROTECT,48 VAC/DC |  |  | BREAKER,CIRCUIT;TYPE:MOTOR PROTECT,VOLTAGE RATING:48 VAC/DC,ADDITIONAL FEATURES EN:APM LCC1,MNFR:01)WENMEC,PTNO:01)38308 | EN_01)MOTOR PROTECT,48 VAC/DC,01)APM LCC1,01)WENMEC,01)38308 |  |  | WENMEC SYSTEMS INC | WENMEC | 38308 | [5 empty] | URL NOT FOUND | [10 empty] | CLEANSED | 39121601 Circuit breakers | CIRCUIT BREAKER | No Modifier | TYPE | MOTOR PROTECT | CURRENT RATING |  | VOLTAGE RATING | 48 VAC/DC | FRAME RATING |  | INTERRUPT RATING |  | NUMBER OF POLES |  | OVERALL SIZE |  | TRIP SETTING |  | TERMINAL TYPE |  | MOUNTING TYPE |  | CERTIFICATION/STANDARD |  | ADDITIONAL FEATURES | REF:APM LCC1 | [49 empty] | Production Completed
STP_009 - Lot4 | Data Enrichment | SOZ | OK | 2023-07-21 | 2023-07-25 |  | 1381356 | 1381356 | EA | BREAKER,CIRCT;MOTOR PROTECT,APM MCC1 |  |  | BREAKER,CIRCUIT;TYPE:MOTOR PROTECT,ADDITIONAL FEATURES EN:APM MCC1,MNFR:01)WENMEC,PTNO:01)38268 | EN_01)MOTOR PROTECT,01)APM MCC1,01)WENMEC,01)38268 |  |  | WENMEC SYSTEMS INC | WENMEC | 38268 | [5 empty] | URL NOT FOUND | [10 empty] | CLEANSED | 39121601 Circuit breakers | CIRCUIT BREAKER | No Modifier | TYPE | MOTOR PROTECT | CURRENT RATING |  | VOLTAGE RATING |  | FRAME RATING |  | INTERRUPT RATING |  | NUMBER OF POLES |  | OVERALL SIZE |  | TRIP SETTING |  | TERMINAL TYPE |  | MOUNTING TYPE |  | CERTIFICATION/STANDARD |  | ADDITIONAL FEATURES | REF:APM MCC1 | [49 empty] | Production Completed
STP_009 - Lot4 | Data Enrichment | SOZ | OK | 2023-07-21 | 2023-07-25 |  | 1381357 | 1381357 | EA | BREAKER,CIRCT;MOTOR PROTECT,APM MCC1 |  |  | BREAKER,CIRCUIT;TYPE:MOTOR PROTECT,ADDITIONAL FEATURES EN:APM MCC1,MNFR:01)WENMEC,PTNO:01)38265 | EN_01)MOTOR PROTECT,01)APM MCC1,01)WENMEC,01)38265 |  |  | WENMEC SYSTEMS INC | WENMEC | 38265 | [5 empty] | URL NOT FOUND | [10 empty] | CLEANSED | 39121601 Circuit breakers | CIRCUIT BREAKER | No Modifier | TYPE | MOTOR PROTECT | CURRENT RATING |  | VOLTAGE RATING |  | FRAME RATING |  | INTERRUPT RATING |  | NUMBER OF POLES |  | OVERALL SIZE |  | TRIP SETTING |  | TERMINAL TYPE |  | MOUNTING TYPE |  | CERTIFICATION/STANDARD |  | ADDITIONAL FEATURES | REF:APM MCC1 | [49 empty] | Production Completed
STP_009 - Lot4 | Data Enrichment | SOZ | OK | 2023-07-21 | 2023-07-25 |  | 1381358 | 1381358 | EA | BREAKER,CIRCT;MOTOR PROTECT,APM MCC1 |  |  | BREAKER,CIRCUIT;TYPE:MOTOR PROTECT,ADDITIONAL FEATURES EN:APM MCC1,MNFR:01)WENMEC,PTNO:01)38264 | EN_01)MOTOR PROTECT,01)APM MCC1,01)WENMEC,01)38264 |  |  | WENMEC SYSTEMS INC | WENMEC | 38264 | [5 empty] | URL NOT FOUND | [10 empty] | CLEANSED | 39121601 Circuit breakers | CIRCUIT BREAKER | No Modifier | TYPE | MOTOR PROTECT | CURRENT RATING |  | VOLTAGE RATING |  | FRAME RATING |  | INTERRUPT RATING |  | NUMBER OF POLES |  | OVERALL SIZE |  | TRIP SETTING |  | TERMINAL TYPE |  | MOUNTING TYPE |  | CERTIFICATION/STANDARD |  | ADDITIONAL FEATURES | REF:APM MCC1 | [49 empty] | Production Completed