## Sheet1
Project | Activities | Production User | Production Comments | Start Date | End Date | Remarks | Griha ID | MATNR | MEINS | MAKTX_EN | MAKTX_ES | MAKTX_FR | TEXT_EN | Class_Char_Catted | MFRPN | MFRNR | MFRNR DES | MNFR | PTNO | Verified MNFR from web | MNFR 1 | PTNO 1 | MNFR 2 | PTNO 2 | Reference URL | Reference URL1 | Item Number | Equipment Type | Equipment Manufacturer | Equipment Model | Equipment Serial | DWG | DRAWING VERSION | POS/TAG | Unused Text | Enriched/Cleansed | UNSPSC Ver.23.07 | Noun | Modifier | Attribute Name 1 | Attribute Value 1 | Attribute Name 2 | Attribute Value 2 | Attribute Name 3 | Attribute Value 3 | Attribute Name 4 | Attribute Value 4 | Attribute Name 5 | Attribute Value 5 | Attribute Name 6 | Attribute Value 6 | Attribute Name 7 | Attribute Value 7 | Attribute Name 8 | Attribute Value 8 | Attribute Name 9 | Attribute Value 9 | Attribute Name 10 | Attribute Value 10 | Attribute Name 11 | Attribute Value 11 | Attribute Name 12 | Attribute Value 12 | Attribute Name 13 | Attribute Value 13 | Attribute Name 14 | Attribute Value 14 | Attribute Name 15 | Attribute Value 15 | Attribute Name 16 | Attribute Value 16 | Attribute Name 17 | Attribute Value 17 | Attribute Name 18 | Attribute Value 18 | Attribute Name 19 | Attribute Value 19 | Attribute Name 20 | Attribute Value 20 | Attribute Name 21 | Attribute Value 21 | Attribute Name 22 | Attribute Value 22 | Attribute Name 23 | Attribute Value 23 | Attribute Name 24 | Attribute Value 24 | Attribute Name 25 | Attribute Value 25 | Attribute Name 26 | Attribute Value 26 | Attribute Name 27 | Attribute Value 27 | Attribute Name 28 | Attribute Value 28 | Attribute Name 29 | Attribute Value 29 | Attribute Name 30 | Attribute Value 30 | Attribute Name 31 | Attribute Value 31 | Attribute Name 32 | Attribute Value 32 | Attribute Name 33 | Attribute Value 33 | Attribute Name 34 | Attribute Value 34 | Attribute Name 35 | Attribute Value 35 | Attribute Name 36 | Attribute Value 36 | Remaining_Information | Status
STP_009 - Lot4 | Data Enrichment | CIR | ok | 2023-07-21 | 25/7/2023 | ok | 1272453 | 1272453 | EA | FUSE,CRTG;10 A,500 V,120 KA,10.3X38MM,GG | FUSIBLE CARTU;10 A,500 V,GG | FUSIBLE COUP-CIRC;10 A,500 V,GG | FUSE,CARTRIDGE;CURRENT RATING:10 A,VOLTAGE RATING:500 V,INTERRUPT RATING:120 KA,SIZE:10.3X38MM,CLASS:GG,MATERIAL:CERAMIC, ADDITIONAL FEATURES EN:MNFR:DF ELECTRIC,PTNO:420010 |  | 420010 |  | DF ELECTRIC | DF ELECTRIC | 420010 | [5 empty] | https://www.tme.com/in/en/details/b10x38s-10a/fuses-10-3x38mm-time-lag/df-electric/420010/ | [10 empty] | ENRICHED | 39121606 Cartridge fuses | FUSE | CARTRIDGE | TYPE | CYLINDRICAL | CURRENT RATING | 10 A | VOLTAGE RATING | 500 V | INTERRUPT RATING | 120 KA | SIZE | 10.3X38 MM | CLASS | GG | MATERIAL | CERAMIC | TERMINAL TYPE |  | HAZARD CLASS |  | CERTIFICATION/STANDARD |  | ADDITIONAL FEATURES | [52 empty] | Production Completed
STP_009 - Lot4 | Data Enrichment | CIR | ok | 2023-07-21 | 25/7/2023 | ok | 1272455 | 1272455 | EA | FUSE,CRTG;100 A,550 V,120 KA,22X58 MM,GG | FUSIBLE CARTU;100 A,GG | FUSIBLE COUP-CIRC;100 A,GG | FUSE,CARTRIDGE;CURRENT RATING:100 A,VOLTAGE RATING:550 V,INTERRUPT RATING:120 KA,SIZE:22X58 MM,CLASS:GG,MATERIAL:CERAMIC, ADDITIONAL FEATURES EN:MNFR:DF ELECTRIC,PTNO:422000 |  | 422000 |  | DF ELECTRIC | DF ELECTRIC | 422000 | [5 empty] | https://www.tme.com/in/en/details/b22x58s-100a/fuses-22x58mm/df-electric/422000/ | [10 empty] | ENRICHED | 39121606 Cartridge fuses | FUSE | CARTRIDGE | TYPE | CYLINDRICAL | CURRENT RATING | 100 A | VOLTAGE RATING | 550 V | INTERRUPT RATING | 120 KA | SIZE | 22X58 MM | CLASS | GG | MATERIAL | CERAMIC | TERMINAL TYPE |  | HAZARD CLASS |  | CERTIFICATION/STANDARD |  | ADDITIONAL FEATURES | [52 empty] | Production Completed
STP_009 - Lot4 | Data Enrichment | CIR | ok | 2023-07-21 | 25/7/2023 | ok | 1276735 | 1276735 | EA | FUSE,CRTG;2 A,500 V,DIA 10.3 X LG 38 MM |  |  | FUSE,CARTRIDGE;CURRENT RATING:2 A,VOLTAGE RATING:500 V,SIZE:DIA 10.3 X LG 38 MM,ADDITIONAL FEATURES EN:GG,MNFR:01)SHERRIFF ELECTRICAL SUPPLIES P/L,PTNO:01)FUS420002 | 2 A,500 V,EN_01)DIA 10.3 X LG 38 MM,01)GG,01)SHERRIFF ELECTRICAL SUPPLIE,01)FUS420002 |  |  | SHERRIFF ELECTRICAL SUPPLIES P/L | SHERRIFF ELECTRICAL | FUS420002 | [5 empty] | https://awm.mmem.com.au/fus420002 | [10 empty] | ENRICHED | 39121606 Cartridge fuses | FUSE | CARTRIDGE | TYPE | FAST ACTING | CURRENT RATING | 2 A | VOLTAGE RATING | 500 V | INTERRUPT RATING |  | SIZE | 10.3 DIAX38 LG MM | CLASS | GG | MATERIAL | CERAMIC | TERMINAL TYPE |  | HAZARD CLASS |  | CERTIFICATION/STANDARD |  | ADDITIONAL FEATURES | [52 empty] | Production Completed
STP_009 - Lot4 | Data Enrichment | CIR | ok | 2023-07-21 | 25/7/2023 | ok | 1276750 | 1276750 | EA | FUSE,CRTG;6 A,500 V,DIA 10 X LG 38 MM |  |  | FUSE,CARTRIDGE;CURRENT RATING:6 A,VOLTAGE RATING:500 V,SIZE:DIA 10 X LG 38 MM,MATERIAL:CERAMIC,MNFR:01)RS COMPONENTS PTY LTD,PTNO: 01)188-6978 | 6 A,500 V,EN_01)DIA 10 X LG 38 MM,EN_01)CERAMIC,01)RS COMPONENTS PTY LTD,01)188-6978 |  |  | RS COMPONENTS PTY LTD | RS COMPONENTS | 188-6978 | MERSEN |  |  |  |  | https://ph.rs-online.com/web/p/cartridge-fuses/1886978 | https://ep-us.mersen.com/products/product/k215128-fr10gg50v6 | [9 empty] | ENRICHED | 39121606 Cartridge fuses | FUSE | CARTRIDGE | TYPE | CYLINDRICAL | CURRENT RATING | 6 A | VOLTAGE RATING | 500 VAC,250 VDC | INTERRUPT RATING | 120 KA | SIZE | 10 DIAX38 LG MM | CLASS |  | MATERIAL | BODY CERAMIC,SILVER-PLATED COPPER TERMINAL | TERMINAL TYPE | FERRULE CONTACTS | HAZARD CLASS |  | CERTIFICATION/STANDARD | IEC 60269-1,2 | ADDITIONAL FEATURES | [52 empty] | Production Completed
STP_009 - Lot4 | Data Enrichment | CIR | ok | 2023-07-21 | 25/7/2023 | ok | 1276683 | 1276683 | EA | FUSE,CRTG;80 A,700 VAC/DC,BOLT MOUNT |  |  | FUSE,CARTRIDGE;CURRENT RATING:80 A,VOLTAGE RATING:700 VAC/DC,INTERRUPT RATING:200/50 KA AC/DC,SIZE:DIA 24.05 X LG 65.89 MM, TERMINAL TYPE:BOLT MOUNT,CERTIFICATION/STANDARD:CE, CSA, ROHS, UR,MNFR:01)CNW (MOUNT ISA) ELECT WHOLESALER,PTNO:01)FWP-80B | 80 A,700 VAC/DC,EN_01)200/50 KA AC/DC,EN_01)DIA 24.05 X LG 65.89 MM,BOLT MOUNT,EN_01)CE, CSA, ROHS, UR,01)CNW (MOUNT ISA) ELECT WHOLE,01)FWP-80B |  |  | CNW (MOUNT ISA) ELECT WHOLESALER | CNW ELECTRICAL WHOLESALE | FWP-80B | EATON |  |  |  |  | https://www.eaton.com/us/en-us/skuPage.FWP-80B.html | [10 empty] | ENRICHED | 39121606 Cartridge fuses | FUSE | CARTRIDGE | TYPE | HIGH SPEED CYLINDRICAL | CURRENT RATING | 80 A | VOLTAGE RATING | 700 VAC/DC | INTERRUPT RATING | 200/50 KA AC/DC | SIZE | 24.05 DIAX65.89 LG MM | CLASS |  | MATERIAL |  | TERMINAL TYPE | BOLT MOUNT | HAZARD CLASS |  | CERTIFICATION/STANDARD | CE,CSA,ROHS,UR | ADDITIONAL FEATURES | [52 empty] | Production Completed
STP_009 - Lot4 | Data Enrichment | CIR | ok | 2023-07-21 | 25/7/2023 | ok | 1276729 | 1276729 | EA | FUSE,CRTG;BLD,20 A,MAXI, YELLOW |  |  | FUSE,CARTRIDGE;TYPE:BLADE,CURRENT RATING:20 A,ADDITIONAL FEATURES EN:MAXI, YELLOW,MNFR:01)ASHDOWN,PTNO:01)ACX1625BL | EN_01)BLADE,20 A,01)MAXI, YELLOW,01)ASHDOWN,01)ACX1625BL |  |  | ASHDOWN | ASHDOWN | ACX1625BL | [16 empty] | CLEANSED | 39121606 Cartridge fuses | FUSE | CARTRIDGE | TYPE |  | CURRENT RATING | 20 A | VOLTAGE RATING |  | INTERRUPT RATING |  | SIZE |  | CLASS |  | MATERIAL |  | TERMINAL TYPE | BLADE | HAZARD CLASS |  | CERTIFICATION/STANDARD |  | ADDITIONAL FEATURES | MAXI,YELLOW | [51 empty] | Production Completed
STP_009 - Lot4 | Data Enrichment | CIR | ok | 2023-07-21 | 25/7/2023 | ok | 1276767 | 1276767 | EA | FUSE,CRTG;BLD,7.5 A,32 VDC |  |  | FUSE,CARTRIDGE;TYPE:BLADE,CURRENT RATING:7.5 A,VOLTAGE RATING:32 VDC,SIZE:WD 5 X HT 18.5 MM,MNFR:01)RS COMPONENTS PTY LTD,PTNO:01) 563-772 | EN_01)BLADE,7.5 A,32 VDC,EN_01)WD 5 X HT 18.5 MM,01)RS COMPONENTS PTY LTD,01)563-772 |  |  | RS COMPONENTS PTY LTD | RS COMPONENTS | 563-772 | [5 empty] | https://in.rsdelivers.com/product/rs-pro/rs-pro-75a-brown-blade-car-fuse-32v-dc/0563772 | [10 empty] | CLEANSED | 39121606 Cartridge fuses | FUSE | CARTRIDGE | TYPE |  | CURRENT RATING | 7.5 A | VOLTAGE RATING | 32 VDC | INTERRUPT RATING |  | SIZE | 5 WDX18.5 HT MM | CLASS |  | MATERIAL |  | TERMINAL TYPE | BLADE | HAZARD CLASS |  | CERTIFICATION/STANDARD |  | ADDITIONAL FEATURES | [52 empty] | Production Completed
STP_009 - Lot4 | Data Enrichment | CIR | ok | 2023-07-21 | 25/7/2023 | ok | 1277199 | 1277199 | EA | FUSE,CRTG;BOLT DOWN,100 A,32 VDC,GL |  |  | FUSE,CARTRIDGE;TYPE:BOLT DOWN,CURRENT RATING:100 A,VOLTAGE RATING:32 VDC,INTERRUPT RATING:1 KV AT 32 V DC,SIZE:WD 12 X LG 16 X HT 8.3 MM,MATERIAL:GLASS,CERTIFICATION/STANDARD:UL 248,ADDITIONAL FEATURES EN:LITTEL BLACK CAR,MNFR:01)RS COMPONENTS PTY LTD,PTNO:01) 174-0672 | EN_01)BOLT DOWN,100 A,32 VDC,EN_01)1 KV AT 32 V DC,EN_01)WD 12 X LG 16 X HT 8.3 M,EN_01)GLASS,EN_01)UL 248,01)LITTEL BLACK CAR,01)RS COMPONENTS PTY LTD,01)174-0672 |  |  | RS COMPONENTS PTY LTD | RS COMPONENTS | 174-0672 | [5 empty] | https://in.rsdelivers.com/product/wickmann/0498100m/wickmann-100a-black-bolt-down-car-fuse-32v-dc/1740672 | [10 empty] | CLEANSED | 39121606 Cartridge fuses | FUSE | CARTRIDGE | TYPE |  | CURRENT RATING | 100 A | VOLTAGE RATING | 32 VDC | INTERRUPT RATING | 1 KV AT 32 V DC | SIZE | 12 WDX16 LGX8.3 HT MM | CLASS |  | MATERIAL | GLASS | TERMINAL TYPE | BOLT DOWN | HAZARD CLASS |  | CERTIFICATION/STANDARD | UL 248 | ADDITIONAL FEATURES | LITTEL BLACK CAR | [51 empty] | Production Completed
STP_009 - Lot4 | Data Enrichment | CIR | ok | 2023-07-21 | 25/7/2023 | ok | 1276670 | 1276670 | EA | FUSE,CRTG;BOLT DOWN,200 A,32 VDC,GL |  |  | FUSE,CARTRIDGE;TYPE:BOLT DOWN,CURRENT RATING:200 A,VOLTAGE RATING:32 VDC,INTERRUPT RATING:1 KA AT 32 V DC,SIZE:WD 19 X LG 43 X HT 17.5 MM,MATERIAL:GLASS,ADDITIONAL FEATURES EN:LITTEL BLACK CAR,MNFR:01)RS COMPONENTS PTY LTD,PTNO:01)174-0633 | EN_01)BOLT DOWN,200 A,32 VDC,EN_01)1 KA AT 32 V DC,EN_01)WD 19 X LG 43 X HT 17.5,EN_01)GLASS,01)LITTEL BLACK CAR,01)RS COMPONENTS PTY LTD,01)174-0633 |  |  | RS COMPONENTS PTY LTD | RS COMPONENTS | 174-0633 | [5 empty] | https://in.rsdelivers.com/product/wickmann/04980921gxm5/wickmann-200a-inline-fuse-holder-32v-dc/1740633 | [10 empty] | CLEANSED | 39121606 Cartridge fuses | FUSE | CARTRIDGE | TYPE |  | CURRENT RATING | 200 A | VOLTAGE RATING | 32 VDC | INTERRUPT RATING | 1 KA AT 32 V DC | SIZE | 19 WDX43 LGX17.5 HT MM | CLASS |  | MATERIAL | GLASS | TERMINAL TYPE | BOLT DOWN | HAZARD CLASS |  | CERTIFICATION/STANDARD |  | ADDITIONAL FEATURES | LITTEL BLACK CAR | [51 empty] | Production Completed
STP_009 - Lot4 | Data Enrichment | CIR | ok | 2023-07-21 | 25/7/2023 | ok | 1276709 | 1276709 | EA | FUSE,CRTG;BOLT DOWN,500 A,32 VDC,PPA |  |  | FUSE,CARTRIDGE;TYPE:BOLT DOWN,CURRENT RATING:500 A,VOLTAGE RATING:32 VDC,INTERRUPT RATING:1 KA AT 32 V DC,SIZE:WD 9.9 X LG 23.2 X HT 19.05 MM,MATERIAL:PPA,CERTIFICATION/STANDARD:UL 248,ADDITIONAL FEATURES EN:LITTEL,MNFR:01)RS COMPONENTS PTY LTD,PTNO:01)174- 0685 | EN_01)BOLT DOWN,500 A,32 VDC,EN_01)1 KA AT 32 V DC,EN_01)WD 9.9 X LG 23.2 X HT 19,EN_01)PPA,EN_01)UL 248,01)LITTEL,01)RS COMPONENTS PTY LTD,01)174-0685 |  |  | RS COMPONENTS PTY LTD | RS COMPONENTS | 174- 0685 | [5 empty] | https://in.rsdelivers.com/product/wickmann/0298500zxh/wickmann-500a-bolt-down-car-fuse-32v-dc/1740685 | [10 empty] | CLEANSED | 39121606 Cartridge fuses | FUSE | CARTRIDGE | TYPE |  | CURRENT RATING | 500 A | VOLTAGE RATING | 32 VDC | INTERRUPT RATING | 1 KA AT 32 V DC | SIZE | 9.9 WDX23.2 LGX19.05 HT MM | CLASS |  | MATERIAL | PPA | TERMINAL TYPE | BOLT DOWN | HAZARD CLASS |  | CERTIFICATION/STANDARD | UL 248 | ADDITIONAL FEATURES | LITTEL | [51 empty] | Production Completed
STP_009 - Lot4 | Data Enrichment | CIR | ok | 2023-07-21 | 25/7/2023 | ok | 1276664 | 1276664 | EA | FUSE,CRTG;BOLT DOWN,60 A,32 VDC,PPA |  |  | FUSE,CARTRIDGE;TYPE:BOLT DOWN,CURRENT RATING:60 A,VOLTAGE RATING:32 VDC,INTERRUPT RATING:1 KV AT 32 V DC,SIZE:WD 9.9 X LG 29.2 X HT 19.05 MM,MATERIAL:PPA,CERTIFICATION/STANDARD:UL 248,ADDITIONAL FEATURES EN:LITTEL CAR,MNFR:01)RS COMPONENTS PTY LTD,PTNO:01) 174-0663 | EN_01)BOLT DOWN,60 A,32 VDC,EN_01)1 KV AT 32 V DC,EN_01)WD 9.9 X LG 29.2 X HT 19,EN_01)PPA,EN_01)UL 248,01)LITTEL CAR,01)RS COMPONENTS PTY LTD,01)174-0663 |  |  | RS COMPONENTS PTY LTD | RS COMPONENTS | 174-0663 | [5 empty] | https://in.rsdelivers.com/product/wickmann/0298060zxb/wickmann-60a-bolt-down-car-fuse-32v-dc/1740663 | [10 empty] | CLEANSED | 39121606 Cartridge fuses | FUSE | CARTRIDGE | TYPE |  | CURRENT RATING | 60 A | VOLTAGE RATING | 32 VDC | INTERRUPT RATING | 1 KV AT 32 V DC | SIZE | 9.9 WDX29.2 LGX19.05 HT MM | CLASS |  | MATERIAL | PPA | TERMINAL TYPE | BOLT DOWN | HAZARD CLASS |  | CERTIFICATION/STANDARD | UL 248 | ADDITIONAL FEATURES | LITTEL CAR | [51 empty] | Production Completed
STP_009 - Lot4 | Data Enrichment | CIR | ok | 2023-07-21 | 25/7/2023 | ok | 1237912 | 1237912 | EA | FUSE,CRTG;DC LINK, VARIABLE SPEED DRIVE |  |  | FUSE,CARTRIDGE;TYPE:DC LINK, VARIABLE SPEED DRIVE,CURRENT RATING:125 A,VOLTAGE RATING:660 V,SIZE:WD 26.8 X LG 90 X HT 27.4 MM, TERMINAL TYPE:BLADE,MNFR:01)DELAIRCO,PTNO:01)UR63-120 | EN_01)DC LINK, VARIABLE SPEED,125 A,660 V,EN_01)WD 26.8 X LG 90 X HT 27.,BLADE,01)DELAIRCO,01)UR63-120 |  |  | DELAIRCO | DELAIRCO | UR63-120 | [16 empty] | CLEANSED | 39121606 Cartridge fuses | FUSE | CARTRIDGE | TYPE | DC LINK,VARIABLE SPEED DRIVE | CURRENT RATING | 125 A | VOLTAGE RATING | 660 V | INTERRUPT RATING |  | SIZE | 26.8 WDX90 LGX27.4 HT MM | CLASS |  | MATERIAL |  | TERMINAL TYPE | BLADE | HAZARD CLASS |  | CERTIFICATION/STANDARD |  | ADDITIONAL FEATURES | [52 empty] | Production Completed
STP_009 - Lot4 | Data Enrichment | CIR | ok | 2023-07-21 | 25/7/2023 | ok | 1351347 | 1351347 | EA | FUSE,CRTG;DF, HRC, LINK,150 A,3.3 KV |  |  | FUSE,CARTRIDGE;TYPE:DF, HRC, LINK,CURRENT RATING:150 A,VOLTAGE RATING:3.3 KV,MNFR:01)STANGER,PTNO:01)17641/2/150 | EN_01)DF, HRC, LINK,150 A,3.3 KV,01)STANGER,01)17641/2/150 |  |  | STANGER | STANGER | 17641/2/150 | [16 empty] | CLEANSED | 39121606 Cartridge fuses | FUSE | CARTRIDGE | TYPE | DF,HRC,LINK | CURRENT RATING | 150 A | VOLTAGE RATING | 3.3 KV | INTERRUPT RATING |  | SIZE |  | CLASS |  | MATERIAL |  | TERMINAL TYPE |  | HAZARD CLASS |  | CERTIFICATION/STANDARD |  | ADDITIONAL FEATURES | [52 empty] | Production Completed
STP_009 - Lot4 | Data Enrichment | CIR | ok | 2023-07-21 | 25/7/2023 | ok | 1351346 | 1351346 | EA | FUSE,CRTG;DF, HRC, LINK,75 A,3.3 KV |  |  | FUSE,CARTRIDGE;TYPE:DF, HRC, LINK,CURRENT RATING:75 A,VOLTAGE RATING:3.3 KV,MNFR:01)STANGER,PTNO:01)17641/2/75 | EN_01)DF, HRC, LINK,75 A,3.3 KV,01)STANGER,01)17641/2/75 |  |  | STANGER | STANGER | 17641/2/75 | [16 empty] | CLEANSED | 39121606 Cartridge fuses | FUSE | CARTRIDGE | TYPE | DF,HRC,LINK | CURRENT RATING | 75 A | VOLTAGE RATING | 3.3 KV | INTERRUPT RATING |  | SIZE |  | CLASS |  | MATERIAL |  | TERMINAL TYPE |  | HAZARD CLASS |  | CERTIFICATION/STANDARD |  | ADDITIONAL FEATURES | [52 empty] | Production Completed
STP_009 - Lot4 | Data Enrichment | CIR | ok | 2023-07-21 | 25/7/2023 | ok | 1276662 | 1276662 | EA | FUSE,CRTG;FSTACTNG, MINI GLASS,10 A |  |  | FUSE,CARTRIDGE;TYPE:FAST ACTING, MINI GLASS,CURRENT RATING:10 A,VOLTAGE RATING:250 V,ADDITIONAL FEATURES EN:AS PER ITEM 15, SQUITH SPEED CLUTCH FAULT,MNFR:01)HAYMANS ELECTRICAL (PARTS),PTNO:01)AUSM20510A | EN_01)FAST ACTING, MINI GLASS,10 A,250 V,01)AS PER ITEM 15, SQUITH SPEE,01)HAYMANS ELECTRICAL (PARTS),01)AUSM20510A |  |  | HAYMANS ELECTRICAL (PARTS) | HAYMANS | AUSM20510A | [5 empty] | https://haymans.mmem.com.au/mount-isa/ausm20510a | [10 empty] | ENRICHED | 39121606 Cartridge fuses | FUSE | CARTRIDGE | TYPE | FAST ACTING | CURRENT RATING | 10 A | VOLTAGE RATING | 250 V | INTERRUPT RATING |  | SIZE | 5 DIAX20 LG MM | CLASS |  | MATERIAL | MINI GLASS | TERMINAL TYPE |  | HAZARD CLASS |  | CERTIFICATION/STANDARD |  | ADDITIONAL FEATURES | AS PER ITEM 15,SQUITH SPEED CLUTCH FAULT | [51 empty] | Production Completed
STP_009 - Lot4 | Data Enrichment | CIR | ok | 2023-07-21 | 25/7/2023 | ok | 1276598 | 1276598 | EA | FUSE,CRTG;FSTACTNG,10 A,500 V |  |  | FUSE,CARTRIDGE;TYPE:FAST ACTING,CURRENT RATING:10 A,VOLTAGE RATING:500 V,SIZE:DIA 10.3 X LG 38 MM,ADDITIONAL FEATURES EN:QUOTE: 109210264,MNFR:01)CNW (MOUNT ISA) ELECT WHOLESALER,PTNO:01)FUS420010 | EN_01)FAST ACTING,10 A,500 V,EN_01)DIA 10.3 X LG 38 MM,01)QUOTE: 109210264,01)CNW (MOUNT ISA) ELECT WHOLE,01)FUS420010 |  |  | CNW (MOUNT ISA) ELECT WHOLESALER | CNW ELECTRICAL WHOLESALE | FUS420010 | FUSECO |  |  |  |  | https://shop.cnw.com.au/cnw/en/AUD/All-Categories/Electrical-Distribution/Circuit-Protection/Fuses/FUSE-CARTRIDGE-10-3X38MM-GG-500V-10A/p/FUS420010I67 | https://www.dfelectric.es/wp-content/uploads/2021/04/10x38-gG-fuse-links-cylindrical.pdf | [9 empty] | ENRICHED | 39121606 Cartridge fuses | FUSE | CARTRIDGE | TYPE | FAST ACTING CYLINDRICAL | CURRENT RATING | 10 A | VOLTAGE RATING | 500 V | INTERRUPT RATING | 120 KA | SIZE | 10.3 DIAX38 LG MM | CLASS | GG | MATERIAL | CERAMIC | TERMINAL TYPE |  | HAZARD CLASS |  | CERTIFICATION/STANDARD | IEC/EN 60269-1,2,ROHS | ADDITIONAL FEATURES | QUOTE: 109210264 | [51 empty] | Production Completed
STP_009 - Lot4 | Data Enrichment | CIR | ok | 2023-07-21 | 25/7/2023 | ok | 1276922 | 1276922 | EA | FUSE,CRTG;FSTACTNG,11 A,1000 V |  |  | FUSE,CARTRIDGE;TYPE:FAST ACTING,CURRENT RATING:11 A,VOLTAGE RATING:1000 V,SIZE:DIA 10 X LG 38 MM,MNFR:01)CNW (MOUNT ISA) ELECT WHOLESALER,PTNO:01)FLUFUSE11A/1000V | EN_01)FAST ACTING,11 A,1000 V,EN_01)DIA 10 X LG 38 MM,01)CNW (MOUNT ISA) ELECT WHOLE,01)FLUFUSE11A/1000V |  |  | CNW (MOUNT ISA) ELECT WHOLESALER | CNW ELECTRICAL WHOLESALE | FLUFUSE11A/1000V | FLUKE |  |  |  |  | https://www.fluke.com/en-in/product/accessories/fuses/fluke-11a-1000v-fuse | https://in.rsdelivers.com/product/fluke/fuse-11a/1000v-b1/fluke-multimeter-fuse-11a-1000v-103-dia-x-38mm/3012416 | [9 empty] | ENRICHED | 39121606 Cartridge fuses | FUSE | CARTRIDGE | TYPE | FAST ACTING | CURRENT RATING | 11 A | VOLTAGE RATING | 1000 V | INTERRUPT RATING | 20 KA | SIZE | 10 DIAX38 LG MM | CLASS |  | MATERIAL |  | TERMINAL TYPE |  | HAZARD CLASS |  | CERTIFICATION/STANDARD |  | ADDITIONAL FEATURES | [52 empty] | Production Completed
STP_009 - Lot4 | Data Enrichment | CIR | ok | 2023-07-21 | 25/7/2023 | ok | 1276843 | 1276843 | EA | FUSE,CRTG;FSTACTNG,440 MA,1000 V,CSA, UL |  |  | FUSE,CARTRIDGE;TYPE:FAST ACTING,CURRENT RATING:440 MA,VOLTAGE RATING:1000 V,SIZE:DIA 10 X LG 35 MM,CERTIFICATION/STANDARD:CSA, UL, MNFR:01)CNW (MOUNT ISA) ELECT WHOLESALER,PTNO:01)FLUFUSE440MA/1000V | EN_01)FAST ACTING,440 MA,1000 V,EN_01)DIA 10 X LG 35 MM,EN_01)CSA, UL,01)CNW (MOUNT ISA) ELECT WHOLE,01)FLUFUSE440MA/1000V |  |  | CNW (MOUNT ISA) ELECT WHOLESALER | CNW ELECTRICAL WHOLESALE | FLUFUSE440MA/1000V | FLUKE |  |  |  |  | https://www.fluke.com/en-in/product/accessories/fuses/fluke-440ma-1000v-fuse | [10 empty] | CLEANSED | 39121606 Cartridge fuses | FUSE | CARTRIDGE | TYPE | FAST ACTING | CURRENT RATING | 440 MA | VOLTAGE RATING | 1000 V | INTERRUPT RATING |  | SIZE | 10 DIAX35 LG MM | CLASS |  | MATERIAL |  | TERMINAL TYPE |  | HAZARD CLASS |  | CERTIFICATION/STANDARD | CSA,UL | ADDITIONAL FEATURES | [52 empty] | Production Completed
STP_009 - Lot4 | Data Enrichment | CIR | ok | 2023-07-21 | 25/7/2023 | ok | 1381556 | 1381556 | EA | FUSE,CRTG;HRC, LINK, HIGH VOLTAGE,63 A |  |  | FUSE,CARTRIDGE;HRC, LINK, HIGH VOLTAGE,CURRENT RATING:63 A,VOLTAGE RATING:12 KV,MNFR:01)MERLIN,PTNO:01)CF-12/63,51006519MO | EN_01)HRC, LINK, HIGH VOLTAGE,63 A,12 KV,01)MERLIN,01)CF-12/63,51006519MO |  |  | MERLIN | MERLIN | CF-12/63,51006519MO | [5 empty] | https://www.west-l.ru/uploads/uf/91c/91c4118376edc6bc0b84116f4bb0c59d.pdf | [10 empty] | CLEANSED | 39121606 Cartridge fuses | FUSE | CARTRIDGE | TYPE | HRC,LINK | CURRENT RATING | 63 A | VOLTAGE RATING | 12 KV | INTERRUPT RATING |  | SIZE |  | CLASS |  | MATERIAL |  | TERMINAL TYPE |  | HAZARD CLASS |  | CERTIFICATION/STANDARD |  | ADDITIONAL FEATURES | [52 empty] | Production Completed
STP_009 - Lot4 | Data Enrichment | CIR | ok | 2023-07-21 | 25/7/2023 | ok | 1381805 | 1381805 | EA | FUSE,CRTG;HRC, LINK, SEMICONDUCTOR PROTE |  |  | FUSE,CARTRIDGE;TYPE:HRC, LINK, SEMICONDUCTOR PROTECTION,CURRENT RATING:60 A,VOLTAGE RATING:500 V,MNFR:01)BRUSH,PTNO:01)SF50P60 | EN_01)HRC, LINK, SEMICONDUCTOR,60 A,500 V,01)BRUSH,01)SF50P60 |  |  | BRUSH | BRUSH | SF50P60 | [5 empty] | https://www.selectequipment.net/fuses/sf50p60/ | [10 empty] | CLEANSED | 39121606 Cartridge fuses | FUSE | CARTRIDGE | TYPE | HRC,LINK,SEMICONDUCTOR PROTECTION | CURRENT RATING | 60 A | VOLTAGE RATING | 500 V | INTERRUPT RATING |  | SIZE |  | CLASS |  | MATERIAL |  | TERMINAL TYPE |  | HAZARD CLASS |  | CERTIFICATION/STANDARD |  | ADDITIONAL FEATURES | [52 empty] | Production Completed
STP_009 - Lot4 | Data Enrichment | CIR | ok | 2023-07-21 | 25/7/2023 | ok | 1381804 | 1381804 | EA | FUSE,CRTG;HRC, LINK,100 A,3.6 KV,50 KA |  |  | FUSE,CARTRIDGE;HRC, LINK,CURRENT RATING:100 A,VOLTAGE RATING:3.6 KV,INTERRUPT RATING:50 KA,SIZE:DIA 2 IN X LG 192 MM,ADDITIONAL FEATURES EN:NO TAGS, STRIKER, BARREL LENGTH,MNFR:01)BRUSH,PTNO:01)WDOHN100A | EN_01)HRC, LINK,100 A,3.6 KV,EN_01)50 KA,EN_01)DIA 2 IN X LG 192 MM,01)NO TAGS, STRIKER, BARREL LE,01)BRUSH,01)WDOHN100A |  |  | BRUSH | BRUSH | WDOHN100A | [16 empty] | CLEANSED | 39121606 Cartridge fuses | FUSE | CARTRIDGE | TYPE | HRC,LINK | CURRENT RATING | 100 A | VOLTAGE RATING | 3.6 KV | INTERRUPT RATING | 50 KA | SIZE | 2 DIA INX192 LG MM | CLASS |  | MATERIAL |  | TERMINAL TYPE |  | HAZARD CLASS |  | CERTIFICATION/STANDARD |  | ADDITIONAL FEATURES | NO TAGS,STRIKER,BARREL LENGTH | [51 empty] | Production Completed
STP_009 - Lot4 | Data Enrichment | CIR | ok | 2023-07-21 | 25/7/2023 | ok | 1381806 | 1381806 | EA | FUSE,CRTG;HRC, LINK,15 A,130 V |  |  | FUSE,CARTRIDGE;TYPE:HRC, LINK,CURRENT RATING:15 A,VOLTAGE RATING:130 V,MNFR:01)BRUSH,PTNO:01)SF13X15 | EN_01)HRC, LINK,15 A,130 V,01)BRUSH,01)SF13X15 |  |  | BRUSH | BRUSH | SF13X15 | [5 empty] | https://www.pilianidis.gr/en/fuse-american-style-sf-type-130v-15a-10-3x37mm-31828 | [10 empty] | ENRICHED | 39121606 Cartridge fuses | FUSE | CARTRIDGE | TYPE | HRC,LINK | CURRENT RATING | 15 A | VOLTAGE RATING | 130 V | INTERRUPT RATING |  | SIZE | 10.3X37 MM | CLASS |  | MATERIAL |  | TERMINAL TYPE |  | HAZARD CLASS |  | CERTIFICATION/STANDARD |  | ADDITIONAL FEATURES | [52 empty] | Production Completed
STP_009 - Lot4 | Data Enrichment | CIR | ok | 2023-07-21 | 25/7/2023 | ok | 1351342 | 1351342 | EA | FUSE,CRTG;HRC, LINK,20 A,600 VAC/DC |  |  | FUSE,CARTRIDGE;TYPE:HRC, LINK,CURRENT RATING:20 A,VOLTAGE RATING:600 VAC/DC,INTERRUPT RATING:100 KA,SIZE:DIA (10 X 13) X LG 50 MM, MNFR:01)FUJI,PTNO:01)BLA-020D | EN_01)HRC, LINK,20 A,600 VAC/DC,EN_01)100 KA,EN_01)DIA (10 X 13) X LG 50 MM,01)FUJI,01)BLA-020D |  |  | FUJI | FUJI | BLA-020D | [5 empty] | https://www.onlinecomponents.com/en/fuji-electric/bla020d-11336747.html | [10 empty] | ENRICHED | 39121606 Cartridge fuses | FUSE | CARTRIDGE | TYPE | HRC,LINK | CURRENT RATING | 20 A | VOLTAGE RATING | 600 VAC/DC | INTERRUPT RATING | 100 KA | SIZE | (10 X 13) DIAX50 LG MM | CLASS |  | MATERIAL |  | TERMINAL TYPE |  | HAZARD CLASS |  | CERTIFICATION/STANDARD | ROHS | ADDITIONAL FEATURES | [52 empty] | Production Completed
STP_009 - Lot4 | Data Enrichment | CIR | ok | 2023-07-21 | 25/7/2023 | ok | 1298523 | 1298523 | EA | FUSE,CRTG;HRC, LINK,300 A,3.3 KV |  |  | FUSE,CARTRIDGE;TYPE:HRC, LINK,CURRENT RATING:300 A,VOLTAGE RATING:3.3 KV,ADDITIONAL FEATURES EN:WITH STRIKER PIN,MNFR:01)EMP,PTNO: 01)WK.FHF/315A,MNFR:02)BRUSH,PTNO:02)AKFHP | EN_01)HRC, LINK,300 A,3.3 KV,01)WITH STRIKER PIN,01)EMP,02)BRUSH,01)WK.FHF/315A,02)AKFHP |  |  | BRUSH | EMP | WK.FHF/315A |  | BRUSH | AKFHP | [13 empty] | CLEANSED | 39121606 Cartridge fuses | FUSE | CARTRIDGE | TYPE | HRC,LINK | CURRENT RATING | 300 A | VOLTAGE RATING | 3.3 KV | INTERRUPT RATING |  | SIZE |  | CLASS |  | MATERIAL |  | TERMINAL TYPE |  | HAZARD CLASS |  | CERTIFICATION/STANDARD |  | ADDITIONAL FEATURES | WITH STRIKER PIN | [51 empty] | Production Completed
STP_009 - Lot4 | Data Enrichment | CIR | ok | 2023-07-21 | 25/7/2023 | ok | 1285676 | 1285676 | EA | FUSE,CRTG;HRC, LINK,315 A,500 V,GG |  |  | FUSE,CARTRIDGE;TYPE:HRC, LINK,CURRENT RATING:315 A,VOLTAGE RATING:500 V,CLASS:GG,ADDITIONAL FEATURES EN:DIN, SWITCH,MNFR:01)AFC, PTNO:01)OFAF1H315 | EN_01)HRC, LINK,315 A,500 V,GG,01)DIN, SWITCH,01)AFC,01)OFAF1H315 |  |  | AFC | AFC | OFAF1H315 | ABB |  |  |  |  | https://new.abb.com/products/1SCA022627R4730/ofaf1h315 | [10 empty] | ENRICHED | 39121606 Cartridge fuses | FUSE | CARTRIDGE | TYPE | HRC,LINK | CURRENT RATING | 315 A | VOLTAGE RATING | 500 V | INTERRUPT RATING |  | SIZE | 65 LGX40 WDX135 HT MM | CLASS | GG | MATERIAL |  | TERMINAL TYPE |  | HAZARD CLASS |  | CERTIFICATION/STANDARD |  | ADDITIONAL FEATURES | DIN,SWITCH | [51 empty] | Production Completed
STP_009 - Lot4 | Data Enrichment | CIR | ok | 2023-07-21 | 25/7/2023 | ok | 1298940 | 1298940 | EA | FUSE,CRTG;HRC, LINK,710 A,500 VAC,184 MM |  |  | FUSE,CARTRIDGE;HRC, LINK,CURRENT RATING:710 A,VOLTAGE RATING:500 VAC,SIZE:184 MM,MATERIAL:CERAMIC,ADDITIONAL FEATURES EN:C,MNFR: 01)NHP,PTNO:01)NTLM710 | EN_01)HRC, LINK,710 A,500 VAC,EN_01)184 MM,EN_01)CERAMIC,01)C,01)NHP,01)NTLM710 |  |  | NHP | NHP | NTLM710 | [5 empty] | https://nhpnz.co.nz/product/ntlm710 | [10 empty] | ENRICHED | 39121606 Cartridge fuses | FUSE | CARTRIDGE | TYPE | COMPACT,HRC,LINK | CURRENT RATING | 710 A | VOLTAGE RATING | 500 VAC | INTERRUPT RATING | 80 KA | SIZE | 73 WDX210 HT MM | CLASS | GG | MATERIAL | CERAMIC | TERMINAL TYPE |  | HAZARD CLASS |  | CERTIFICATION/STANDARD | ASTA,BS 88,DIN 43620,IEC 60269-1,2 | ADDITIONAL FEATURES | 184 MM FIXING CENTRES | [51 empty] | Production Completed
STP_009 - Lot4 | Data Enrichment | CIR | ok | 2023-07-21 | 25/7/2023 | ok | 1276944 | 1276944 | EA | FUSE,CRTG;HRC,45 A,415 VAC,VK |  |  | FUSE,CARTRIDGE;TYPE:HRC,CURRENT RATING:45 A,VOLTAGE RATING:415 VAC,SIZE:DIA 22.2 X LG 57 MM,CLASS:VK,ADDITIONAL FEATURES EN:ETS 12-02-01 GROUP A,MNFR:01)SCM,PTNO:01)UNK | EN_01)HRC,45 A,415 VAC,EN_01)DIA 22.2 X LG 57 MM,VK,01)ETS 12-02-01 GROUP A,01)SCM,01)UNK |  |  | SCM | SCM | UNK | [16 empty] | CLEANSED | 39121606 Cartridge fuses | FUSE | CARTRIDGE | TYPE | HRC | CURRENT RATING | 45 A | VOLTAGE RATING | 415 VAC | INTERRUPT RATING |  | SIZE | 22.2 DIAX57 LG MM | CLASS | VK | MATERIAL |  | TERMINAL TYPE |  | HAZARD CLASS |  | CERTIFICATION/STANDARD |  | ADDITIONAL FEATURES | ETS 12-02-01 GROUP A | [51 empty] | Production Completed
STP_009 - Lot4 | Data Enrichment | CIR | ok | 2023-07-21 | 25/7/2023 | ok | 1291266 | 1291266 | PAC | FUSE,CRTG;LNK, AUTOMOTIVE,5 A,BLADE MINI |  |  | FUSE,CARTRIDGE;TYPE:LINK, AUTOMOTIVE,CURRENT RATING:5 A,TERMINAL TYPE:BLADE MINI,ADDITIONAL FEATURES EN:COLOUR TAN, ENCLOSED, PKT OF 100,MNFR:01)ASHDOWN,PTNO:01)ACX1651 | EN_01)LINK, AUTOMOTIVE,5 A,BLADE MINI,01)COLOUR TAN, ENCLOSED, PKT O,01)ASHDOWN,01)ACX1651 |  |  | ASHDOWN | ASHDOWN | ACX1651 | [5 empty] | https://www.blackwoods.com.au/automotive/batteries-chargers-electrical/fuses-breakers/narva-acx1651-mini-blade-fuse-5a-pack-of-100/p/02208083 | [10 empty] | CLEANSED | 39121606 Cartridge fuses | FUSE | CARTRIDGE | TYPE | AUTOMOTIVE,LINK | CURRENT RATING | 5 A | VOLTAGE RATING |  | INTERRUPT RATING |  | SIZE |  | CLASS |  | MATERIAL |  | TERMINAL TYPE | BLADE MINI | HAZARD CLASS |  | CERTIFICATION/STANDARD |  | ADDITIONAL FEATURES | COLOUR TAN,ENCLOSED,PKT OF 100 | [51 empty] | Production Completed
STP_009 - Lot4 | Data Enrichment | CIR | ok | 2023-07-21 | 25/7/2023 | ok | 1352441 | 1352441 | EA | FUSE,CRTG;LNK, FAST ACTING,10 A,440 VAC |  |  | FUSE,CARTRIDGE;TYPE:LNK, FAST ACTING,CURRENT RATING:10 A,VOLTAGE RATING:440 VAC,INTERRUPT RATING:33 KA,MATERIAL:BODY CERAMIC,MNFR: 01)BELL-LEE,PTNO:01)L-693;10A | EN_01)LNK, FAST ACTING,10 A,440 VAC,EN_01)33 KA,EN_01)BODY CERAMIC,01)BELL-LEE,01)L-693,10A |  |  | BELL-LEE | BELL-LEE | L-693;10A | [5 empty] | https://www.britishpipeclamps.co.uk/product/belling-lee-l693-3amp-32mm-ceramic-sand-filled-fuse-3amp/ | [10 empty] | ENRICHED | 39121606 Cartridge fuses | FUSE | CARTRIDGE | TYPE | LNK,FAST ACTING | CURRENT RATING | 10 A | VOLTAGE RATING | 440 VAC | INTERRUPT RATING | 33 KA | SIZE | 6.3 DIAX32 LG MM | CLASS |  | MATERIAL | CERAMIC | TERMINAL TYPE |  | HAZARD CLASS |  | CERTIFICATION/STANDARD |  | ADDITIONAL FEATURES | [52 empty] | Production Completed
STP_009 - Lot4 | Data Enrichment | CIR | ok | 2023-07-21 | 25/7/2023 | ok | 1352440 | 1352440 | EA | FUSE,CRTG;LNK, FAST ACTING,7 A,440 VAC |  |  | FUSE,CARTRIDGE;TYPE:LNK, FAST ACTING,CURRENT RATING:7 A,VOLTAGE RATING:440 VAC,INTERRUPT RATING:33 KA,SIZE:DIA 6.3 X LG 32 MM, MATERIAL:BODY CERAMIC,MNFR:01)BELL-LEE,PTNO:01)L-693;-7A | EN_01)LNK, FAST ACTING,7 A,440 VAC,EN_01)33 KA,EN_01)DIA 6.3 X LG 32 MM,EN_01)BODY CERAMIC,01)BELL-LEE,-7A,01)L-693 |  |  | BELL-LEE | BELL-LEE | L-693;-7A | [5 empty] | https://www.britishpipeclamps.co.uk/product/belling-lee-l693-3amp-32mm-ceramic-sand-filled-fuse-3amp/ | [10 empty] | CLEANSED | 39121606 Cartridge fuses | FUSE | CARTRIDGE | TYPE | LNK,FAST ACTING | CURRENT RATING | 7 A | VOLTAGE RATING | 440 VAC | INTERRUPT RATING | 33 KA | SIZE | 6.3 DIAX32 LG MM | CLASS |  | MATERIAL | CERAMIC | TERMINAL TYPE |  | HAZARD CLASS |  | CERTIFICATION/STANDARD |  | ADDITIONAL FEATURES | [52 empty] | Production Completed
STP_009 - Lot4 | Data Enrichment | CIR | ok | 2023-07-21 | 25/7/2023 | ok | 1352027 | 1352027 | EA | FUSE,CRTG;LNK, FAST ACTING,75 A,700 VAC |  |  | FUSE,CARTRIDGE;TYPE:LNK, FAST ACTING,CURRENT RATING:75 A,VOLTAGE RATING:700 VAC,INTERRUPT RATING:100 KA,SIZE:DIA 26 X LG 80 MM, MNFR:01)TOYDENKI,PTNO:01)70SHA-75 | EN_01)LNK, FAST ACTING,75 A,700 VAC,EN_01)100 KA,EN_01)DIA 26 X LG 80 MM,01)TOYDENKI,01)70SHA-75 |  |  | TOYDENKI | TOYDENKI | 70SHA-75 | [5 empty] | http://www.cnc-drives.com/70sha75 | [10 empty] | ENRICHED | 39121606 Cartridge fuses | FUSE | CARTRIDGE | TYPE | CYLINDRICAL,FAST ACTING,LINK | CURRENT RATING | 75 A | VOLTAGE RATING | 700 VAC | INTERRUPT RATING | 100 KA | SIZE | 26 DIAX80 LG MM | CLASS |  | MATERIAL |  | TERMINAL TYPE | SCREW | HAZARD CLASS |  | CERTIFICATION/STANDARD |  | ADDITIONAL FEATURES | [52 empty] | Production Completed
STP_009 - Lot4 | Data Enrichment | CIR | ok | 2023-07-21 | 25/7/2023 | ok | 1359420 | 1359420 | EA | FUSE,CRTG;LNK, FAULT LIMITING,450 A |  |  | FUSE,CARTRIDGE;TYPE:LNK, FAULT LIMITING,CURRENT RATING:450 A,VOLTAGE RATING:690 VAC,ADDITIONAL FEATURES EN:FAST ACTING,MNFR:01) LENDLEAS,PTNO:01)2061232-450 | EN_01)LNK, FAULT LIMITING,450 A,690 VAC,01)FAST ACTING,01)LENDLEAS,01)2061232-450 |  |  | LENDLEAS | LENDLEAS | 2061232-450 | FUSECO |  |  |  |  | https://www.fuseco.com.au/fuses/products/2061232 | [10 empty] | ENRICHED | 39121606 Cartridge fuses | FUSE | CARTRIDGE | TYPE | FAST ACTING,LINK,ULTRA RAPID | CURRENT RATING | 450 A | VOLTAGE RATING | 690 VAC | INTERRUPT RATING |  | SIZE | 1 | CLASS |  | MATERIAL |  | TERMINAL TYPE |  | HAZARD CLASS |  | CERTIFICATION/STANDARD | DIN 80 | ADDITIONAL FEATURES | FAULT LIMITING,SQUARE BODY | [51 empty] | Production Completed
STP_009 - Lot4 | Data Enrichment | CIR | ok | 2023-07-21 | 25/7/2023 | ok | 1347364 | 1347364 | EA | FUSE,CRTG;LNK, HIGH SPEED, INDUSTRIAL |  |  | FUSE,CARTRIDGE;TYPE:LINK, HIGH SPEED, INDUSTRIAL,CURRENT RATING:10 A,VOLTAGE RATING:24 VAC,INTERRUPT RATING:63 KA,SIZE:DIA 22 X LG 139 MM,TERMINAL TYPE:BOLT ON, OFFSET,CERTIFICATION/STANDARD:BS 2692-1,ADDITIONAL FEATURES EN:24 V AC,MNFR:01)TERRATEC,PTNO:01) TAC10 | EN_01)LINK, HIGH SPEED, INDUST,10 A,24 VAC,EN_01)63 KA,EN_01)DIA 22 X LG 139 MM,BOLT ON, OFFSET,EN_01)BS 2692-1,01)24 V AC,01)TERRATEC,01)TAC10 |  |  | TERRATEC | TERRATEC | TAC10 | EATON |  |  |  |  | https://in.rsdelivers.com/product/eaton/tac10/eaton-10a-bolted-tag-fuse-12-kv-ac-660v-dc-124mm/1818433 | [10 empty] | CLEANSED | 39121606 Cartridge fuses | FUSE | CARTRIDGE | TYPE | HIGH SPEED,INDUSTRIAL,LINK | CURRENT RATING | 10 A | VOLTAGE RATING | 24 VAC | INTERRUPT RATING | 63 KA | SIZE | 22 DIAX139 LG MM | CLASS |  | MATERIAL |  | TERMINAL TYPE | BOLT ON,OFFSET | HAZARD CLASS |  | CERTIFICATION/STANDARD | BS 2692-1 | ADDITIONAL FEATURES | 24 V AC | [51 empty] | Production Completed
STP_009 - Lot4 | Data Enrichment | CIR | ok | 2023-07-21 | 25/7/2023 | ok | 1348073 | 1348073 | EA | FUSE,CRTG;LNK, INDUSTRIAL,32 A,80 KA |  |  | FUSE,CARTRIDGE;TYPE:LINK, INDUSTRIAL,CURRENT RATING:32 A,VOLTAGE RATING:660 VAC, 460 VDC,INTERRUPT RATING:80 KA,SIZE:DIA 27 X LG 129 MM,CLASS:GL/GG,TERMINAL TYPE:BOLT ON, CENTRAL TAGS,CERTIFICATION/STANDARD:BS 88, IEC 60269,ADDITIONAL FEATURES EN:2 HOLE FIXING, 111 MM FIXING CENTRES,MNFR:01)FUSECO,PTNO:01)TBC32 | EN_01)LINK, INDUSTRIAL,32 A,660 VAC, 460 VDC,EN_01)80 KA,EN_01)DIA 27 X LG 129 MM,GL/GG,BOLT ON, CENTRAL TAGS,EN_01)BS 88, IEC 60269,01)2 HOLE FIXING, 111 MM FIXIN,01)FUSECO,01)TBC32 |  |  | FUSECO | FUSECO | TBC32 | [5 empty] | https://www.fuseco.com.au/fuses/products/tbc | [10 empty] | ENRICHED | 39121606 Cartridge fuses | FUSE | CARTRIDGE | TYPE | HRC,INDUSTRIAL,LINK | CURRENT RATING | 32 A | VOLTAGE RATING | 660 VAC,460 VDC | INTERRUPT RATING | 80 KA | SIZE | 27 DIAX129 LG MM | CLASS | GL/GG | MATERIAL |  | TERMINAL TYPE | BOLT ON,CENTRAL TAG | HAZARD CLASS |  | CERTIFICATION/STANDARD | BS 88,IEC 60269 | ADDITIONAL FEATURES | 2 HOLE FIXING,111 MM FIXING CENTRES | [51 empty] | Production Completed
STP_009 - Lot4 | Data Enrichment | CIR | ok | 2023-07-21 | 25/7/2023 | ok | 1298403 | 1298403 | EA | FUSE,CRTG;LNK, INDUSTRIAL,63 A,80 KA |  |  | FUSE,CARTRIDGE;TYPE:LINK, INDUSTRIAL,CURRENT RATING:63 A,VOLTAGE RATING:660 VAC, 460 VDC,INTERRUPT RATING:80 KA,SIZE:DIA 27 X LG 129 MM,CLASS:GL/GG,TERMINAL TYPE:BOLT ON, CENTRAL TAGS,CERTIFICATION/STANDARD:BS 88, IEC 60269,ADDITIONAL FEATURES EN:2 HOLE FIXING,111 MM FIXING CENTRES,MNFR:01)FUSECO,PTNO:01)TBC63 | EN_01)LINK, INDUSTRIAL,63 A,660 VAC, 460 VDC,EN_01)80 KA,EN_01)DIA 27 X LG 129 MM,GL/GG,BOLT ON, CENTRAL TAGS,EN_01)BS 88, IEC 60269,01)2 HOLE FIXING,111 MM FIXING,01)FUSECO,01)TBC63 |  |  | FUSECO | FUSECO | TBC63 | [5 empty] | https://www.fuseco.com.au/fuses/products/tbc | [10 empty] | ENRICHED | 39121606 Cartridge fuses | FUSE | CARTRIDGE | TYPE | HRC,INDUSTRIAL,LINK | CURRENT RATING | 63 A | VOLTAGE RATING | 660 VAC,460 VDC | INTERRUPT RATING | 80 KA | SIZE | 27 DIAX129 LG MM | CLASS | GL/GG | MATERIAL |  | TERMINAL TYPE | BOLT ON,CENTRAL TAG | HAZARD CLASS |  | CERTIFICATION/STANDARD | BS 88,IEC 60269 | ADDITIONAL FEATURES | 2 HOLE FIXING,111 MM FIXING CENTRES | [51 empty] | Production Completed
STP_009 - Lot4 | Data Enrichment | CIR | ok | 2023-07-21 | 25/7/2023 | ok | 1291260 | 1291260 | PAC | FUSE,CRTG;LNK, MINI, AUTOMOTIVE,20 A |  |  | FUSE,CARTRIDGE;TYPE:LINK, MINI, AUTOMOTIVE,CURRENT RATING:20 A,TERMINAL TYPE:BLADE,ADDITIONAL FEATURES EN:ENCLOSED, COLOUR YELLOW, PKT OF 50,MNFR:01)ASHDOWN,PTNO:01)MWF20,MNFR:02)BAXTERS,PTNO:02)63-99200 | EN_01)LINK, MINI, AUTOMOTIVE,20 A,BLADE,01)ENCLOSED, COLOUR YELLOW, PK,01)ASHDOWN,02)BAXTERS,01)MWF20,02)63-99200 |  |  | BAXTERS | ASHDOWN | MWF20 |  | BAXTERS | 63-99200 | [13 empty] | CLEANSED | 39121606 Cartridge fuses | FUSE | CARTRIDGE | TYPE | AUTOMOTIVE,LINK,MINI | CURRENT RATING | 20 A | VOLTAGE RATING |  | INTERRUPT RATING |  | SIZE |  | CLASS |  | MATERIAL |  | TERMINAL TYPE | BLADE | HAZARD CLASS |  | CERTIFICATION/STANDARD |  | ADDITIONAL FEATURES | ENCLOSED,COLOUR YELLOW,PKT OF 50 | [51 empty] | Production Completed
STP_009 - Lot4 | Data Enrichment | CIR | ok | 2023-07-21 | 25/7/2023 | ok | 1349217 | 1349217 | EA | FUSE,CRTG;LNK, PLUG IN,500 MA,BLADE |  |  | FUSE,CARTRIDGE;TYPE:LINK, PLUG IN,CURRENT RATING:500 MA,VOLTAGE RATING:220 VAC, 250 VDC,INTERRUPT RATING:2.5 KA AT 220 V,SIZE:WD 10 X LG 32 X DP 23 MM,TERMINAL TYPE:BLADE,ADDITIONAL FEATURES EN:300 MA,MNFR:01)FUJI,PTNO:01)P405 | EN_01)LINK, PLUG IN,500 MA,220 VAC, 250 VDC,EN_01)2.5 KA AT 220 V,EN_01)WD 10 X LG 32 X DP 23 MM,BLADE,01)300 MA,01)FUJI,01)P405 |  |  | FUJI | FUJI | P405 | [16 empty] | CLEANSED | 39121606 Cartridge fuses | FUSE | CARTRIDGE | TYPE | LINK,PLUG IN | CURRENT RATING | 500 MA | VOLTAGE RATING | 220 VAC,250 VDC | INTERRUPT RATING | 2.5 KA AT 220 V | SIZE | 10 WDX32 LGX23 DP MM | CLASS |  | MATERIAL |  | TERMINAL TYPE | BLADE | HAZARD CLASS |  | CERTIFICATION/STANDARD |  | ADDITIONAL FEATURES | 300 MA | [51 empty] | Production Completed
STP_009 - Lot4 | Data Enrichment | CIR | ok | 2023-07-21 | 25/7/2023 | ok | 1234764 | 1234764 | EA | FUSE,CRTG;LNK, PROTISTOR SCR,1.8 KA |  |  | FUSE,CARTRIDGE;TYPE:LINK, PROTISTOR SCR,CURRENT RATING:1.8 KA,VOLTAGE RATING:600 VAC,INTERRUPT RATING:200 KA, CERTIFICATION/STANDARD:IEC 60269-4,ADDITIONAL FEATURES EN:ENCLOSED,MNFR:01)FUSECO,PTNO:01)PC33UD60V1800TF | EN_01)LINK, PROTISTOR SCR,1.8 KA,600 VAC,EN_01)200 KA,EN_01)IEC 60269-4,01)ENCLOSED,01)FUSECO,01)PC33UD60V1800TF |  |  | FUSECO | FUSECO | PC33UD60V1800TF | MERSEN |  |  |  |  | https://ep-us.mersen.com/products/product/a300587-pc33ud60v1800tf | [10 empty] | ENRICHED | 39121606 Cartridge fuses | FUSE | CARTRIDGE | TYPE | LINK,ULTRA FAST ACTING | CURRENT RATING | 1.8 KA | VOLTAGE RATING | 600 VAC | INTERRUPT RATING | 200 KA | SIZE | 1.99 LGX2.87 WDX3.09 HT IN | CLASS |  | MATERIAL | SILVER-PLATED BRASS TERMINAL | TERMINAL TYPE | THREADED HOLE | HAZARD CLASS |  | CERTIFICATION/STANDARD | IEC 60269-4 | ADDITIONAL FEATURES | BRAND:PROTISTOR SCR,ENCLOSED | [51 empty] | Production Completed
STP_009 - Lot4 | Data Enrichment | CIR | ok | 2023-07-21 | 25/7/2023 | ok | 1381807 | 1381807 | EA | FUSE,CRTG;LNK, SEMICONDUCTOR RECTIFIER |  |  | FUSE,CARTRIDGE;LINK, SEMICONDUCTOR RECTIFIER,CURRENT RATING:20 A,VOLTAGE RATING:250 VAC/DC,INTERRUPT RATING:200 KA,SIZE:DIA 14.3 X LG 50.8 MM,MNFR:01)BRUSH,PTNO:01)SF25X20 | EN_01)LINK, SEMICONDUCTOR RECT,20 A,250 VAC/DC,EN_01)200 KA,EN_01)DIA 14.3 X LG 50.8 MM,01)BRUSH,01)SF25X20 |  |  | BRUSH | BRUSH | SF25X20 | [16 empty] | CLEANSED | 39121606 Cartridge fuses | FUSE | CARTRIDGE | TYPE | LINK,SEMICONDUCTOR RECTIFIER | CURRENT RATING | 20 A | VOLTAGE RATING | 250 VAC/DC | INTERRUPT RATING | 200 KA | SIZE | 14.3 DIAX50.8 LG MM | CLASS |  | MATERIAL |  | TERMINAL TYPE |  | HAZARD CLASS |  | CERTIFICATION/STANDARD |  | ADDITIONAL FEATURES | [52 empty] | Production Completed
STP_009 - Lot4 | Data Enrichment | CIR | ok | 2023-07-21 | 25/7/2023 | ok | 1381423 | 1381423 | EA | FUSE,CRTG;LNK, SOFT CHARGE,10 A,DANFOSS |  |  | FUSE,CARTRIDGE;LINK, SOFT CHARGE,CURRENT RATING:10 A,MNFR:01)DANFOSS,PTNO:01)175L3419 | EN_01)LINK, SOFT CHARGE,10 A,01)DANFOSS,01)175L3419 |  |  | DANFOSS | DANFOSS | 175L3419 | [5 empty] | https://files.danfoss.com/download/Drives/mg30a702.pdf | [10 empty] | ENRICHED | 39121606 Cartridge fuses | FUSE | CARTRIDGE | TYPE | LINK,SOFT CHARGE | CURRENT RATING | 10 A | VOLTAGE RATING | 380/440/500 V | INTERRUPT RATING |  | SIZE |  | CLASS |  | MATERIAL |  | TERMINAL TYPE |  | HAZARD CLASS |  | CERTIFICATION/STANDARD |  | ADDITIONAL FEATURES | [52 empty] | Production Completed
STP_009 - Lot4 | Data Enrichment | CIR | ok | 2023-07-21 | 25/7/2023 | ok | 1381803 | 1381803 | EA | FUSE,CRTG;LNK, STANDARD STRIKER,160 A |  |  | FUSE,CARTRIDGE;TYPE:LINK, STANDARD STRIKER,CURRENT RATING:160 A,VOLTAGE RATING:3.6 KV,MNFR:01)BRUSH,PTNO:01)3.6WFFHF160 | EN_01)LINK, STANDARD STRIKER,160 A,3.6 KV,01)BRUSH,01)3.6WFFHF160 |  |  | BRUSH | BRUSH | 3.6WFFHF160 | [16 empty] | CLEANSED | 39121606 Cartridge fuses | FUSE | CARTRIDGE | TYPE | LINK,STANDARD STRIKER | CURRENT RATING | 160 A | VOLTAGE RATING | 3.6 KV | INTERRUPT RATING |  | SIZE |  | CLASS |  | MATERIAL |  | TERMINAL TYPE |  | HAZARD CLASS |  | CERTIFICATION/STANDARD |  | ADDITIONAL FEATURES | [52 empty] | Production Completed
STP_009 - Lot4 | Data Enrichment | CIR | ok | 2023-07-21 | 25/7/2023 | ok | 1347473 | 1347473 | EA | FUSE,CRTG;LNK, SUPER RAPID |  |  | FUSE,CARTRIDGE;TYPE:LINK, SUPER RAPID,MNFR:01)FUJI,PTNO:01)CF50 | EN_01)LINK, SUPER RAPID,01)FUJI,01)CF50 |  |  | FUJI | FUJI | CF50 | [16 empty] | CLEANSED | 39121606 Cartridge fuses | FUSE | CARTRIDGE | TYPE | LINK,SUPER RAPID | CURRENT RATING |  | VOLTAGE RATING |  | INTERRUPT RATING |  | SIZE |  | CLASS |  | MATERIAL |  | TERMINAL TYPE |  | HAZARD CLASS |  | CERTIFICATION/STANDARD |  | ADDITIONAL FEATURES | [52 empty] | Production Completed
STP_009 - Lot4 | Data Enrichment | CIR | ok | 2023-07-21 | 25/7/2023 | ok | 1352510 | 1352510 | EA | FUSE,CRTG;LNK, SUPER RAPID,25 A |  |  | FUSE,CARTRIDGE;TYPE:LINK, SUPER RAPID,CURRENT RATING:25 A,SIZE:DIA 6 X LG 25 MM,MNFR:01)FUJI,PTNO:01)CF25 | EN_01)LINK, SUPER RAPID,25 A,EN_01)DIA 6 X LG 25 MM,01)FUJI,01)CF25 |  |  | FUJI | FUJI | CF25 | [16 empty] | CLEANSED | 39121606 Cartridge fuses | FUSE | CARTRIDGE | TYPE | LINK,SUPER RAPID | CURRENT RATING | 25 A | VOLTAGE RATING |  | INTERRUPT RATING |  | SIZE | 6 DIAX25 LG MM | CLASS |  | MATERIAL |  | TERMINAL TYPE |  | HAZARD CLASS |  | CERTIFICATION/STANDARD |  | ADDITIONAL FEATURES | [52 empty] | Production Completed
STP_009 - Lot4 | Data Enrichment | CIR | ok | 2023-07-21 | 25/7/2023 | ok | 1351417 | 1351417 | EA | FUSE,CRTG;LNK, VELOCITY |  |  | FUSE,CARTRIDGE;TYPE:LINK, VELOCITY,MNFR:01)WATERMAN,PTNO:01)252-3-3 | EN_01)LINK, VELOCITY,01)WATERMAN,01)252-3-3 |  |  | WATERMAN | WATERMAN | 252-3-3 | [16 empty] | CLEANSED | 39121606 Cartridge fuses | FUSE | CARTRIDGE | TYPE | LINK,VELOCITY | CURRENT RATING |  | VOLTAGE RATING |  | INTERRUPT RATING |  | SIZE |  | CLASS |  | MATERIAL |  | TERMINAL TYPE |  | HAZARD CLASS |  | CERTIFICATION/STANDARD |  | ADDITIONAL FEATURES | [52 empty] | Production Completed
STP_009 - Lot4 | Data Enrichment | CIR | ok | 2023-07-21 | 25/7/2023 | ok | 1297765 | 1297765 | EA | FUSE,CRTG;LNK,0.4 A,SPARE,RME,10121806 |  |  | FUSE,CARTRIDGE;TYPE:LINK,CURRENT RATING:0.4 A,ADDITIONAL FEATURES EN:SPARE,MNFR:01)RME,PTNO:01)10121806 | EN_01)LINK,0.4 A,01)SPARE,01)RME,01)10121806 |  |  | RME | RME | 10121806 | [16 empty] | CLEANSED | 39121606 Cartridge fuses | FUSE | CARTRIDGE | TYPE | LINK | CURRENT RATING | 0.4 A | VOLTAGE RATING |  | INTERRUPT RATING |  | SIZE |  | CLASS |  | MATERIAL |  | TERMINAL TYPE |  | HAZARD CLASS |  | CERTIFICATION/STANDARD |  | ADDITIONAL FEATURES | SPARE | [51 empty] | Production Completed
STP_009 - Lot4 | Data Enrichment | CIR | ok | 2023-07-21 | 25/7/2023 | ok | 1349478 | 1349478 | EA | FUSE,CRTG;LNK,0.5 A,15 VDC |  |  | FUSE,CARTRIDGE;TYPE:LINK,CURRENT RATING:0.5 A,VOLTAGE RATING:15 VDC,MNFR:01)FOXBORO,PTNO:01)NO262AU | EN_01)LINK,0.5 A,15 VDC,01)FOXBORO,01)NO262AU |  |  | FOXBORO | FOXBORO | NO262AU | [16 empty] | CLEANSED | 39121606 Cartridge fuses | FUSE | CARTRIDGE | TYPE | LINK | CURRENT RATING | 0.5 A | VOLTAGE RATING | 15 VDC | INTERRUPT RATING |  | SIZE |  | CLASS |  | MATERIAL |  | TERMINAL TYPE |  | HAZARD CLASS |  | CERTIFICATION/STANDARD |  | ADDITIONAL FEATURES | [52 empty] | Production Completed
STP_009 - Lot4 | Data Enrichment | CIR | ok | 2023-07-21 | 25/7/2023 | ok | 1298752 | 1298752 | EA | FUSE,CRTG;LNK,0.5 A,SPARE,RME,10121811 |  |  | FUSE,CARTRIDGE;TYPE:LINK,CURRENT RATING:0.5 A,ADDITIONAL FEATURES EN:SPARE,MNFR:01)RME,PTNO:01)10121811 | EN_01)LINK,0.5 A,01)SPARE,01)RME,01)10121811 |  |  | RME | RME | 10121811 | [16 empty] | CLEANSED | 39121606 Cartridge fuses | FUSE | CARTRIDGE | TYPE | LINK | CURRENT RATING | 0.5 A | VOLTAGE RATING |  | INTERRUPT RATING |  | SIZE |  | CLASS |  | MATERIAL |  | TERMINAL TYPE |  | HAZARD CLASS |  | CERTIFICATION/STANDARD |  | ADDITIONAL FEATURES | SPARE | [51 empty] | Production Completed
STP_009 - Lot4 | Data Enrichment | CIR | ok | 2023-07-21 | 25/7/2023 | ok | 1298738 | 1298738 | EA | FUSE,CRTG;LNK,1 A,DIA 6.3 X LG 22 MM |  |  | FUSE,CARTRIDGE;TYPE:LINK,CURRENT RATING:1 A,SIZE:DIA 6.3 X LG 22 MM,MNFR:01)SOLA,PTNO:01)EF0613 | EN_01)LINK,1 A,EN_01)DIA 6.3 X LG 22 MM,01)SOLA,01)EF0613 |  |  | SOLA | SOLA | EF0613 | [16 empty] | CLEANSED | 39121606 Cartridge fuses | FUSE | CARTRIDGE | TYPE | LINK | CURRENT RATING | 1 A | VOLTAGE RATING |  | INTERRUPT RATING |  | SIZE | 6.3 DIAX22 LG MM | CLASS |  | MATERIAL |  | TERMINAL TYPE |  | HAZARD CLASS |  | CERTIFICATION/STANDARD |  | ADDITIONAL FEATURES | [52 empty] | Production Completed
STP_009 - Lot4 | Data Enrichment | CIR | ok | 2023-07-21 | 25/7/2023 | ok | 1299104 | 1299104 | EA | FUSE,CRTG;LNK,1.6 A,VVVF DRIVE, 25,EMSBY |  |  | FUSE,CARTRIDGE;TYPE:LINK,CURRENT RATING:1.6 A,ADDITIONAL FEATURES EN:VVVF DRIVE, 25,MNFR:01)EMSBY,PTNO:01)029707 | EN_01)LINK,1.6 A,01)VVVF DRIVE, 25,01)EMSBY,01)029707 |  |  | EMSBY | EMSBY | 029707 | [16 empty] | CLEANSED | 39121606 Cartridge fuses | FUSE | CARTRIDGE | TYPE | LINK | CURRENT RATING | 1.6 A | VOLTAGE RATING |  | INTERRUPT RATING |  | SIZE |  | CLASS |  | MATERIAL |  | TERMINAL TYPE |  | HAZARD CLASS |  | CERTIFICATION/STANDARD |  | ADDITIONAL FEATURES | VVVF DRIVE,25 | [51 empty] | Production Completed
STP_009 - Lot4 | Data Enrichment | CIR | ok | 2023-07-21 | 25/7/2023 | ok | 1286133 | 1286133 | EA | FUSE,CRTG;LNK,160 A,FAVCO,14.10181135 |  |  | FUSE,CARTRIDGE;TYPE:LINK,CURRENT RATING:160 A,MNFR:01)FAVCO,PTNO:01)14.10181135 | EN_01)LINK,160 A,01)FAVCO,01)14.10181135 |  |  | FAVCO | FAVCO | 14.10181135 | [5 empty] | https://t1.daumcdn.net/cfile/blog/99D5A6345E3F86BC21?download | [10 empty] | ENRICHED | 39121606 Cartridge fuses | FUSE | CARTRIDGE | TYPE | LINK,SEMICONDUCTOR | CURRENT RATING | 160 A | VOLTAGE RATING |  | INTERRUPT RATING |  | SIZE |  | CLASS |  | MATERIAL |  | TERMINAL TYPE |  | HAZARD CLASS |  | CERTIFICATION/STANDARD |  | ADDITIONAL FEATURES | [52 empty] | Production Completed
STP_009 - Lot4 | Data Enrichment | CIR | ok | 2023-07-21 | 25/7/2023 | ok | 1318753 | 1318753 | EA | FUSE,CRTG;LNK,200 A,415 VAC,80 KA |  |  | FUSE,CARTRIDGE;TYPE:LINK,CURRENT RATING:200 A,VOLTAGE RATING:415 VAC,INTERRUPT RATING:80 KA,TERMINAL TYPE:CENTRAL TAGS,MNFR:01) CNW,PTNO:01)FUSTF200M315 | EN_01)LINK,200 A,415 VAC,EN_01)80 KA,CENTRAL TAGS,01)CNW,01)FUSTF200M315 |  |  | CNW | CNW ELECTRICAL WHOLESALE | FUSTF200M315 | EATON |  |  |  |  | https://datasheet.eaton.com/datasheet.php?model=tf200m315&locale=en_gb | [10 empty] | ENRICHED | 39121606 Cartridge fuses | FUSE | CARTRIDGE | TYPE | LINK | CURRENT RATING | 200 A | VOLTAGE RATING | 415 VAC | INTERRUPT RATING | 80 KA | SIZE | 137 LGX40 WDX40 HT MM | CLASS | GM | MATERIAL |  | TERMINAL TYPE | CENTRAL TAG | HAZARD CLASS |  | CERTIFICATION/STANDARD |  | ADDITIONAL FEATURES | [52 empty] | Production Completed
STP_009 - Lot4 | Data Enrichment | CIR | ok | 2023-07-21 | 25/7/2023 | ok | 1316251 | 1316251 | EA | FUSE,CRTG;LNK,25 A,300 V,BRUSH,SF25X25 |  |  | FUSE,CARTRIDGE;TYPE:LINK,CURRENT RATING:25 A,VOLTAGE RATING:300 V,SIZE:DIA 1/2 X LG 2 IN,MATERIAL:CAPS SILVER PLATED,TERMINAL TYPE:FERRULE CONTACTS,ADDITIONAL FEATURES EN:TYPE 1, FORM 101,MNFR:01)BRUSH,PTNO:01)SF25X25 | EN_01)LINK,25 A,300 V,EN_01)DIA 1/2 X LG 2 IN,EN_01)CAPS SILVER PLATED,FERRULE CONTACTS,01)TYPE 1, FORM 101,01)BRUSH,01)SF25X25 |  |  | BRUSH | BRUSH | SF25X25 | [5 empty] | http://www.polyspede.com/pdf/PRD2M.PDF | [10 empty] | CLEANSED | 39121606 Cartridge fuses | FUSE | CARTRIDGE | TYPE | LINK | CURRENT RATING | 25 A | VOLTAGE RATING | 300 V | INTERRUPT RATING |  | SIZE | 1/2 DIAX2 LG IN | CLASS |  | MATERIAL | CAPS SILVER PLATED | TERMINAL TYPE | FERRULE CONTACTS | HAZARD CLASS |  | CERTIFICATION/STANDARD |  | ADDITIONAL FEATURES | TYPE 1,FORM 101 | [51 empty] | Production Completed
STP_009 - Lot4 | Data Enrichment | CIR | ok | 2023-07-21 | 25/7/2023 | ok | 1381705 | 1381705 | EA | FUSE,CRTG;LNK,250 A,500 VAC |  |  | FUSE,CARTRIDGE;TYPE:LINK,CURRENT RATING:250 A,VOLTAGE RATING:500 VAC,MNFR:01)HUNDT,PTNO:01)NH2C KTF | EN_01)LINK,250 A,500 VAC,01)HUNDT,01)NH2C KTF |  |  | HUNDT | HUNDT | NH2C KTF | [5 empty] | https://www.electrical.com/Products/Fuses-Weber/NH%202%20C%20KTF%2FGG%20200%20A?cond=S | [10 empty] | ENRICHED | 39121606 Cartridge fuses | FUSE | CARTRIDGE | TYPE | LINK | CURRENT RATING | 250 A | VOLTAGE RATING | 500 VAC | INTERRUPT RATING |  | SIZE |  | CLASS | GG | MATERIAL |  | TERMINAL TYPE |  | HAZARD CLASS |  | CERTIFICATION/STANDARD |  | ADDITIONAL FEATURES | [52 empty] | Production Completed
STP_009 - Lot4 | Data Enrichment | CIR | ok | 2023-07-21 | 25/7/2023 | ok | 1381424 | 1381424 | EA | FUSE,CRTG;LNK,250 A,DANFOSS,175L3414 |  |  | FUSE,CARTRIDGE;TYPE:LINK,CURRENT RATING:250 A,MNFR:01)DANFOSS,PTNO:01)175L3414 | EN_01)LINK,250 A,01)DANFOSS,01)175L3414 |  |  | DANFOSS | DANFOSS | 175L3414 | [5 empty] | https://files.danfoss.com/download/Drives/mg30a702.pdf | [10 empty] | ENRICHED | 39121606 Cartridge fuses | FUSE | CARTRIDGE | TYPE | LINK | CURRENT RATING | 250 A | VOLTAGE RATING | 380/440/500 V | INTERRUPT RATING |  | SIZE |  | CLASS |  | MATERIAL |  | TERMINAL TYPE |  | HAZARD CLASS |  | CERTIFICATION/STANDARD |  | ADDITIONAL FEATURES | [52 empty] | Production Completed
STP_009 - Lot4 | Data Enrichment | CIR | ok | 2023-07-21 | 25/7/2023 | ok | 1352212 | 1352212 | EA | FUSE,CRTG;LNK,3 A |  |  | FUSE,CARTRIDGE;TYPE:LINK,CURRENT RATING:3 A,MNFR:01)CARRAIR,PTNO:01)HY10J003005 | EN_01)LINK,3 A,01)CARRAIR,01)HY10J003005 |  |  | CARRAIR | CARRAIR | HY10J003005 | [16 empty] | CLEANSED | 39121606 Cartridge fuses | FUSE | CARTRIDGE | TYPE | LINK | CURRENT RATING | 3 A | VOLTAGE RATING |  | INTERRUPT RATING |  | SIZE |  | CLASS |  | MATERIAL |  | TERMINAL TYPE |  | HAZARD CLASS |  | CERTIFICATION/STANDARD |  | ADDITIONAL FEATURES | [52 empty] | Production Completed
STP_009 - Lot4 | Data Enrichment | CIR | ok | 2023-07-21 | 25/7/2023 | ok | 1354835 | 1354835 | EA | FUSE,CRTG;LNK,30 A,250 VDC,BRUSH,SF25X30 |  |  | FUSE,CARTRIDGE;TYPE:LINK,CURRENT RATING:30 A,VOLTAGE RATING:250 VDC,SIZE:DIA 14 X LG 50 MM,MATERIAL:CONTACTS SILVER PLATED, TERMINAL TYPE:FERRULE CONTACTS,ADDITIONAL FEATURES EN:300 V, FORM 101,TYPE 1,MNFR:01)BRUSH,PTNO:01)SF25X30 | EN_01)LINK,30 A,250 VDC,EN_01)DIA 14 X LG 50 MM,EN_01)CONTACTS SILVER PLATED,FERRULE CONTACTS,01)300 V, FORM 101,TYPE 1,01)BRUSH,01)SF25X30 |  |  | BRUSH | BRUSH | SF25X30 | [5 empty] | http://www.polyspede.com/pdf/PRD2M.PDF | [10 empty] | CLEANSED | 39121606 Cartridge fuses | FUSE | CARTRIDGE | TYPE | LINK | CURRENT RATING | 30 A | VOLTAGE RATING | 250 VDC | INTERRUPT RATING |  | SIZE | 14 DIAX50 LG MM | CLASS |  | MATERIAL | CONTACTS SILVER PLATED | TERMINAL TYPE | FERRULE CONTACTS | HAZARD CLASS |  | CERTIFICATION/STANDARD |  | ADDITIONAL FEATURES | 300 V,FORM 101,TYPE 1 | [51 empty] | Production Completed
STP_009 - Lot4 | Data Enrichment | CIR | ok | 2023-07-21 | 25/7/2023 | ok | 1381570 | 1381570 | EA | FUSE,CRTG;LNK,30 A,600 VAC,100 KA,FUJI |  |  | FUSE,CARTRIDGE;TYPE:LINK,CURRENT RATING:30 A,VOLTAGE RATING:600 VAC,INTERRUPT RATING:100 KA,MNFR:01)FUJI,PTNO:01)CR6L-30 | EN_01)LINK,30 A,600 VAC,EN_01)100 KA,01)FUJI,01)CR6L-30 |  |  | FUJI | FUJI | CR6L-30 | [5 empty] | https://www.fujielectric.com/products/lv_clfuse/semiconductor_protection_cr2l_cr6l.html | https://nationalfuse.com/shop/fuji-cr6l-30-ul/ | [9 empty] | CLEANSED | 39121606 Cartridge fuses | FUSE | CARTRIDGE | TYPE | LINK,FAST ACTING,SEMICONDUCTOR | CURRENT RATING | 30 A | VOLTAGE RATING | 600 VAC | INTERRUPT RATING | 100 KA | SIZE |  | CLASS |  | MATERIAL |  | TERMINAL TYPE |  | HAZARD CLASS |  | CERTIFICATION/STANDARD |  | ADDITIONAL FEATURES | [52 empty] | Production Completed
STP_009 - Lot4 | Data Enrichment | CIR | ok | 2023-07-21 | 25/7/2023 | ok | 1290016 | 1290016 | EA | FUSE,CRTG;LNK,300 A,500 VAC/DC,250 A |  |  | FUSE,CARTRIDGE;TYPE:LINK,CURRENT RATING:300 A,VOLTAGE RATING:500 VAC/DC,ADDITIONAL FEATURES EN:250 A,MNFR:01)BRUSH,PTNO:01) XL50F300 | EN_01)LINK,300 A,500 VAC/DC,01)250 A,01)BRUSH,01)XL50F300 |  |  | BRUSH | BRUSH | XL50F300 | [5 empty] | https://www.monsterfuses.com/fuses/XL50F300/ | https://www.contactsandcoils.com/XL50F300 | [9 empty] | ENRICHED | 39121606 Cartridge fuses | FUSE | CARTRIDGE | TYPE | LINK,SEMICONDUCTOR | CURRENT RATING | 300 A | VOLTAGE RATING | 500 VAC/DC | INTERRUPT RATING |  | SIZE |  | CLASS |  | MATERIAL |  | TERMINAL TYPE |  | HAZARD CLASS |  | CERTIFICATION/STANDARD |  | ADDITIONAL FEATURES | 250 A | [51 empty] | Production Completed
STP_009 - Lot4 | Data Enrichment | CIR | ok | 2023-07-21 | 25/7/2023 | ok | 1347252 | 1347252 | EA | FUSE,CRTG;LNK,350 A |  |  | FUSE,CARTRIDGE;TYPE:LINK,CURRENT RATING:350 A,ADDITIONAL FEATURES EN:OD4 600 VFD SEMICONDUCTOR,MNFR:01)EMSBY,PTNO:01)2451-001 | EN_01)LINK,350 A,01)OD4 600 VFD SEMICONDUCTOR,01)EMSBY,01)2451-001 |  |  | EMSBY | EMSBY | 2451-001 | [16 empty] | CLEANSED | 39121606 Cartridge fuses | FUSE | CARTRIDGE | TYPE | LINK | CURRENT RATING | 350 A | VOLTAGE RATING |  | INTERRUPT RATING |  | SIZE |  | CLASS |  | MATERIAL |  | TERMINAL TYPE |  | HAZARD CLASS |  | CERTIFICATION/STANDARD |  | ADDITIONAL FEATURES | OD4 600 VFD SEMICONDUCTOR | [51 empty] | Production Completed
STP_009 - Lot4 | Data Enrichment | CIR | ok | 2023-07-21 | 25/7/2023 | ok | 1381594 | 1381594 | EA | FUSE,CRTG;LNK,50 A,500 VAC,120 KA,GL/GG |  |  | FUSE,CARTRIDGE;TYPE:LINK,CURRENT RATING:50 A,VOLTAGE RATING:500 VAC,INTERRUPT RATING:120 KA,SIZE:WD 1 X HT 3 X DP 2 IN,CLASS: GL/GG,TERMINAL TYPE:BLADE,CERTIFICATION/STANDARD:IEC 269-2-1, VDE 0636/21,MNFR:01)LINDNER,PTNO:01)NH-C007999 | EN_01)LINK,50 A,500 VAC,EN_01)120 KA,EN_01)WD 1 X HT 3 X DP 2 IN,GL/GG,BLADE,EN_01)IEC 269-2-1, VDE 0636/21,01)LINDNER,01)NH-C007999 |  |  | LINDNER | LINDNER | NH-C007999 | [5 empty] | https://www.radwell.co.uk/Buy/LINDNER/LINDNER/NH-C00-7999/?redirect=true | [10 empty] | CLEANSED | 39121606 Cartridge fuses | FUSE | CARTRIDGE | TYPE | LINK | CURRENT RATING | 50 A | VOLTAGE RATING | 500 VAC | INTERRUPT RATING | 120 KA | SIZE | 1 WDX3 HTX2 DP IN | CLASS | GL/GG | MATERIAL |  | TERMINAL TYPE | BLADE | HAZARD CLASS |  | CERTIFICATION/STANDARD | IEC 269-2-1,VDE 0636/21 | ADDITIONAL FEATURES | [52 empty] | Production Completed
STP_009 - Lot4 | Data Enrichment | CIR | ok | 2023-07-21 | 25/7/2023 | ok | 1298737 | 1298737 | EA | FUSE,CRTG;LNK,50 A,DIA 14 X LG 51 MM |  |  | FUSE,CARTRIDGE;TYPE:LINK,CURRENT RATING:50 A,SIZE:DIA 14 X LG 51 MM,MNFR:01)SOLA,PTNO:01)EF0523 | EN_01)LINK,50 A,EN_01)DIA 14 X LG 51 MM,01)SOLA,01)EF0523 |  |  | SOLA | SOLA | EF0523 | [16 empty] | CLEANSED | 39121606 Cartridge fuses | FUSE | CARTRIDGE | TYPE | LINK | CURRENT RATING | 50 A | VOLTAGE RATING |  | INTERRUPT RATING |  | SIZE | 14 DIAX51 LG MM | CLASS |  | MATERIAL |  | TERMINAL TYPE |  | HAZARD CLASS |  | CERTIFICATION/STANDARD |  | ADDITIONAL FEATURES | [52 empty] | Production Completed
STP_009 - Lot4 | Data Enrichment | CIR | ok | 2023-07-21 | 25/7/2023 | ok | 1298736 | 1298736 | EA | FUSE,CRTG;LNK,80 A,DIA 22 X LG 58 MM |  |  | FUSE,CARTRIDGE;TYPE:LINK,CURRENT RATING:80 A,SIZE:DIA 22 X LG 58 MM,MNFR:01)SOLA,PTNO:01)EF0519 | EN_01)LINK,80 A,EN_01)DIA 22 X LG 58 MM,01)SOLA,01)EF0519 |  |  | SOLA | SOLA | EF0519 | [16 empty] | CLEANSED | 39121606 Cartridge fuses | FUSE | CARTRIDGE | TYPE | LINK | CURRENT RATING | 80 A | VOLTAGE RATING |  | INTERRUPT RATING |  | SIZE | 22 DIAX58 LG MM | CLASS |  | MATERIAL |  | TERMINAL TYPE |  | HAZARD CLASS |  | CERTIFICATION/STANDARD |  | ADDITIONAL FEATURES | [52 empty] | Production Completed
STP_009 - Lot4 | Data Enrichment | CIR | ok | 2023-07-21 | 25/7/2023 | ok | 1351490 | 1351490 | EA | FUSE,CRTG;LNK,800 MA,DIA 5 X LG 20 MM |  |  | FUSE,CARTRIDGE;TYPE:LINK,CURRENT RATING:800 MA,INTERRUPT RATING:35 A AT 250 V 50 HZ A,SIZE:DIA 5 X LG 20 MM,MATERIAL:BODY GLASS, MNFR:01)PROMNENT,PTNO:01)712063.7 | EN_01)LINK,800 MA,EN_01)35 A AT 250 V 50 HZ A,EN_01)DIA 5 X LG 20 MM,EN_01)BODY GLASS,01)PROMNENT,01)712063.7 |  |  | PROMNENT | PROMNENT | 712063.7 | [16 empty] | CLEANSED | 39121606 Cartridge fuses | FUSE | CARTRIDGE | TYPE | LINK | CURRENT RATING | 800 MA | VOLTAGE RATING |  | INTERRUPT RATING | 35 A AT 250 V | SIZE | 5 DIAX20 LG MM | CLASS |  | MATERIAL | GLASS | TERMINAL TYPE |  | HAZARD CLASS |  | CERTIFICATION/STANDARD |  | ADDITIONAL FEATURES | FREQUENCY:50 HZ | [51 empty] | Production Completed
STP_009 - Lot4 | Data Enrichment | CIR | ok | 2023-07-21 | 25/7/2023 | ok | 1299099 | 1299099 | EA | FUSE,CRTG;LNK,ABUS CRANE, F10, AB |  |  | FUSE,CARTRIDGE;TYPE:LINK,ADDITIONAL FEATURES EN:ABUS CRANE, F10, AB,MNFR:01)ABUSCRNE,PTNO:01)14881.01 | EN_01)LINK,01)ABUS CRANE, F10, AB,01)ABUSCRNE,01)14881.01 |  |  | ABUSCRNE | ABUSCRNE | 14881.01 | [16 empty] | CLEANSED | 39121606 Cartridge fuses | FUSE | CARTRIDGE | TYPE | LINK | CURRENT RATING |  | VOLTAGE RATING |  | INTERRUPT RATING |  | SIZE |  | CLASS |  | MATERIAL |  | TERMINAL TYPE |  | HAZARD CLASS |  | CERTIFICATION/STANDARD |  | ADDITIONAL FEATURES | ABUS CRANE,F10,AB | [51 empty] | Production Completed
STP_009 - Lot4 | Data Enrichment | CIR | ok | 2023-07-21 | 25/7/2023 | ok | 1352755 | 1352755 | EA | FUSE,CRTG;LNK,BELTPED BUSS,MINESITE |  |  | FUSE,CARTRIDGE;TYPE:LINK,ADDITIONAL FEATURES EN:BELTPED BUSS,MNFR:01)MINESITE,PTNO:01)P-BP-031 | EN_01)LINK,01)BELTPED BUSS,01)MINESITE,01)P-BP-031 |  |  | MINESITE | MINESITE | P-BP-031 | [16 empty] | CLEANSED | 39121606 Cartridge fuses | FUSE | CARTRIDGE | TYPE | LINK | CURRENT RATING |  | VOLTAGE RATING |  | INTERRUPT RATING |  | SIZE |  | CLASS |  | MATERIAL |  | TERMINAL TYPE |  | HAZARD CLASS |  | CERTIFICATION/STANDARD |  | ADDITIONAL FEATURES | BELTPED BUSS | [51 empty] | Production Completed
STP_009 - Lot4 | Data Enrichment | CIR | ok | 2023-07-21 | 25/7/2023 | ok | 1365496 | 1365496 | EA | FUSE,CRTG;LNK,INFRAENG,FS/0044-09 |  |  | FUSE,CARTRIDGE;TYPE:LINK,ADDITIONAL FEATURES EN:INFRARED MM55E-BB DUAL HEAD MOISTURE METER, MAINS,MNFR:01)INFRAENG,PTNO:01) FS/0044-09 | EN_01)LINK,01)INFRARED MM55E-BB DUAL HEAD,01)INFRAENG,01)FS/0044-09 |  |  | INFRAENG | INFRAENG | FS/0044-09 | [16 empty] | CLEANSED | 39121606 Cartridge fuses | FUSE | CARTRIDGE | TYPE | LINK | CURRENT RATING |  | VOLTAGE RATING |  | INTERRUPT RATING |  | SIZE |  | CLASS |  | MATERIAL |  | TERMINAL TYPE |  | HAZARD CLASS |  | CERTIFICATION/STANDARD |  | ADDITIONAL FEATURES | INFRARED MM55E-BB DUAL HEAD MOISTURE METER,MAINS | [51 empty] | Production Completed
STP_009 - Lot4 | Data Enrichment | CIR | ok | 2023-07-21 | 25/7/2023 | ok | 1365497 | 1365497 | EA | FUSE,CRTG;LNK,INFRAENG,FS/0056-05 |  |  | FUSE,CARTRIDGE;TYPE:LINK,ADDITIONAL FEATURES EN:INFRARED MM55E-BB DUAL HEAD MOISTURE METER, CIRCUIT BOARD,MNFR:01)INFRAENG,PTNO: 01)FS/0056-05 | EN_01)LINK,01)INFRARED MM55E-BB DUAL HEAD,01)INFRAENG,01)FS/0056-05 |  |  | INFRAENG | INFRAENG | FS/0056-05 | [16 empty] | CLEANSED | 39121606 Cartridge fuses | FUSE | CARTRIDGE | TYPE | LINK | CURRENT RATING |  | VOLTAGE RATING |  | INTERRUPT RATING |  | SIZE |  | CLASS |  | MATERIAL |  | TERMINAL TYPE |  | HAZARD CLASS |  | CERTIFICATION/STANDARD |  | ADDITIONAL FEATURES | INFRARED MM55E-BB DUAL HEAD MOISTURE METER,CIRCUIT BOARD | [51 empty] | Production Completed
STP_009 - Lot4 | Data Enrichment | CIR | ok | 2023-07-21 | 25/7/2023 | ok | 1290251 | 1290251 | EA | FUSE,CRTG;LNK,MAIN AIR FILTER FU |  |  | FUSE,CARTRIDGE;TYPE:LINK,ADDITIONAL FEATURES EN:MAIN AIR FILTER FU,MNFR:01)AMERFILT,PTNO:01)2326973 | EN_01)LINK,01)MAIN AIR FILTER FU,01)AMERFILT,01)2326973 |  |  | AMERFILT | AMERFILT | 2326973 | [16 empty] | CLEANSED | 39121606 Cartridge fuses | FUSE | CARTRIDGE | TYPE | LINK | CURRENT RATING |  | VOLTAGE RATING |  | INTERRUPT RATING |  | SIZE |  | CLASS |  | MATERIAL |  | TERMINAL TYPE |  | HAZARD CLASS |  | CERTIFICATION/STANDARD |  | ADDITIONAL FEATURES | MAIN AIR FILTER FU | [51 empty] | Production Completed
STP_009 - Lot4 | Data Enrichment | CIR | ok | 2023-07-21 | 25/7/2023 | ok | 1352291 | 1352291 | EA | FUSE,CRTG;LNK,RMS 125 A,20M SECS,GEC |  |  | FUSE,CARTRIDGE;TYPE:LINK,CURRENT RATING:RMS 125 A,VOLTAGE RATING:RMS 200 TO PEAK 300 VAC, MAX 200 VDC,ADDITIONAL FEATURES EN:20M SECS,MNFR:01)GEC,PTNO:01)GSD125 | EN_01)LINK,RMS 125 A,RMS 200 TO PEAK 300 VAC, MAX 2,01)20M SECS,01)GEC,01)GSD125 |  |  | GEC | GEC | GSD125 | [5 empty] | https://www.farnell.com/datasheets/101343.pdf | [10 empty] | ENRICHED | 39121606 Cartridge fuses | FUSE | CARTRIDGE | TYPE | FAST ACTING,HRC,LINK | CURRENT RATING | RMS 125 A | VOLTAGE RATING | RMS 200 TO PEAK 300 VAC,MAX 200 VDC | INTERRUPT RATING | 9 KA | SIZE |  | CLASS |  | MATERIAL |  | TERMINAL TYPE |  | HAZARD CLASS |  | CERTIFICATION/STANDARD |  | ADDITIONAL FEATURES | 20M SECS | [51 empty] | Production Completed
STP_009 - Lot4 | Data Enrichment | CIR | ok | 2023-07-21 | 25/7/2023 | ok | 1320085 | 1320085 | EA | FUSE,CRTG;LNK,RMS 25 A,20M SECS,AUSLEC |  |  | FUSE,CARTRIDGE;TYPE:LINK,CURRENT RATING:RMS 25 A,VOLTAGE RATING:RMS 240 TO PEAK 450 VAC, MAX 200 VDC,ADDITIONAL FEATURES EN:20M SECS,MNFR:01)AUSLEC,PTNO:01)GECGSA25 | EN_01)LINK,RMS 25 A,RMS 240 TO PEAK 450 VAC, MAX 2,01)20M SECS,01)AUSLEC,01)GECGSA25 |  |  | AUSLEC | GEC | GSA25 |  | AUSLEC |  |  |  | https://www.farnell.com/datasheets/101343.pdf | [10 empty] | ENRICHED | 39121606 Cartridge fuses | FUSE | CARTRIDGE | TYPE | HRC,LINK,FAST ACTING | CURRENT RATING | RMS 25 A | VOLTAGE RATING | RMS 240 TO PEAK 450 VAC,MAX 200 VDC | INTERRUPT RATING | 2.8 KA | SIZE |  | CLASS |  | MATERIAL |  | TERMINAL TYPE |  | HAZARD CLASS |  | CERTIFICATION/STANDARD |  | ADDITIONAL FEATURES | 20M SECS | [51 empty] | Production Completed
STP_009 - Lot4 | Data Enrichment | CIR | ok | 2023-07-21 | 25/7/2023 | ok | 1299101 | 1299101 | EA | FUSE,CRTG;LNK,VVVF DRIVE CELL BY,EMSBY |  |  | FUSE,CARTRIDGE;TYPE:LINK,ADDITIONAL FEATURES EN:VVVF DRIVE CELL BY,MNFR:01)EMSBY,PTNO:01)085728 | EN_01)LINK,01)VVVF DRIVE CELL BY,01)EMSBY,01)085728 |  |  | EMSBY | EMSBY | 085728 | [16 empty] | CLEANSED | 39121606 Cartridge fuses | FUSE | CARTRIDGE | TYPE | LINK | CURRENT RATING |  | VOLTAGE RATING |  | INTERRUPT RATING |  | SIZE |  | CLASS |  | MATERIAL |  | TERMINAL TYPE |  | HAZARD CLASS |  | CERTIFICATION/STANDARD |  | ADDITIONAL FEATURES | VVVF DRIVE CELL BY | [51 empty] | Production Completed
STP_009 - Lot4 | Data Enrichment | CIR | ok | 2023-07-21 | 25/7/2023 | ok | 1299103 | 1299103 | EA | FUSE,CRTG;LNK,VVVF DRIVE CONTROL,EMSBY |  |  | FUSE,CARTRIDGE;TYPE:LINK,ADDITIONAL FEATURES EN:VVVF DRIVE CONTROL,MNFR:01)EMSBY,PTNO:01)003869 | EN_01)LINK,01)VVVF DRIVE CONTROL,01)EMSBY,01)003869 |  |  | EMSBY | EMSBY | 003869 | [16 empty] | CLEANSED | 39121606 Cartridge fuses | FUSE | CARTRIDGE | TYPE | LINK | CURRENT RATING |  | VOLTAGE RATING |  | INTERRUPT RATING |  | SIZE |  | CLASS |  | MATERIAL |  | TERMINAL TYPE |  | HAZARD CLASS |  | CERTIFICATION/STANDARD |  | ADDITIONAL FEATURES | VVVF DRIVE CONTROL | [51 empty] | Production Completed
STP_009 - Lot4 | Data Enrichment | CIR | ok | 2023-07-21 | 25/7/2023 | ok | 1299102 | 1299102 | EA | FUSE,CRTG;LNK,VVVF DRIVE INPUT P,EMSBY |  |  | FUSE,CARTRIDGE;TYPE:LINK,ADDITIONAL FEATURES EN:VVVF DRIVE INPUT P,MNFR:01)EMSBY,PTNO:01)087893 | EN_01)LINK,01)VVVF DRIVE INPUT P,01)EMSBY,01)087893 |  |  | EMSBY | EMSBY | 087893 | [16 empty] | CLEANSED | 39121606 Cartridge fuses | FUSE | CARTRIDGE | TYPE | LINK | CURRENT RATING |  | VOLTAGE RATING |  | INTERRUPT RATING |  | SIZE |  | CLASS |  | MATERIAL |  | TERMINAL TYPE |  | HAZARD CLASS |  | CERTIFICATION/STANDARD |  | ADDITIONAL FEATURES | VVVF DRIVE INPUT P | [51 empty] | Production Completed
STP_009 - Lot4 | Data Enrichment | CIR | ok | 2023-07-21 | 25/7/2023 | ok | 1276867 | 1276867 | EA | FUSE,CRTG;MINI GLASS FUSE SLOW ACTING |  |  | FUSE,CARTRIDGE;TYPE:MINI GLASS FUSE SLOW ACTING,CURRENT RATING:10 A,VOLTAGE RATING:250 V,ADDITIONAL FEATURES EN:AS PER ITEM 5 AS QUITH SPEED CLUTCH FAULT,MNFR:01)HAYMANS ELECTRICAL (PARTS),PTNO:01)AUSDA20510A | EN_01)MINI GLASS FUSE SLOW ACT,10 A,250 V,01)AS PER ITEM 5 AS QUITH SPEE,01)HAYMANS ELECTRICAL (PARTS),01)AUSDA20510A |  |  | HAYMANS ELECTRICAL (PARTS) | HAYMANS | AUSDA20510A | [5 empty] | https://mm.mmem.com.au/ausda20510a | [10 empty] | ENRICHED | 39121606 Cartridge fuses | FUSE | CARTRIDGE | TYPE | SLOW ACTING | CURRENT RATING | 10 A | VOLTAGE RATING | 250 V | INTERRUPT RATING |  | SIZE | 5 DIAX20 LG MM | CLASS |  | MATERIAL | MINI GLASS | TERMINAL TYPE |  | HAZARD CLASS |  | CERTIFICATION/STANDARD |  | ADDITIONAL FEATURES | AS PER ITEM 5 AS QUITH SPEED CLUTCH FAULT | [51 empty] | Production Completed
STP_009 - Lot4 | Data Enrichment | CIR | ok | 2023-07-21 | 25/7/2023 | ok | 1277005 | 1277005 | EA | FUSE,CRTG;MINI GLASS,8 A,250 V,5 |  |  | FUSE,CARTRIDGE;TYPE:MINI GLASS,CURRENT RATING:8 A,VOLTAGE RATING:250 V,SIZE:DIA 5 X LG 20 MM,ADDITIONAL FEATURES EN:AS PER ITEM 10 HAYMANS SQUITH SPEED CLUTCH FAUL,5,MNFR:01)HAYMANS ELECTRICAL (PARTS),PTNO:01)AUSDA2058A | EN_01)MINI GLASS,8 A,250 V,EN_01)DIA 5 X LG 20 MM,01)AS PER ITEM 10 HAYMANS SQUI,02)5,01)HAYMANS ELECTRICAL (PARTS),01)AUSDA2058A |  |  | HAYMANS ELECTRICAL (PARTS) | HAYMANS | AUSDA2058A | [16 empty] | CLEANSED | 39121606 Cartridge fuses | FUSE | CARTRIDGE | TYPE |  | CURRENT RATING | 8 A | VOLTAGE RATING | 250 V | INTERRUPT RATING |  | SIZE | 5 DIAX20 LG MM | CLASS |  | MATERIAL | MINI GLASS | TERMINAL TYPE |  | HAZARD CLASS |  | CERTIFICATION/STANDARD |  | ADDITIONAL FEATURES | AS PER ITEM 10 HAYMANS SQUITH SPEED CLUTCH FAUL,5 | [51 empty] | Production Completed
STP_009 - Lot4 | Data Enrichment | CIR | ok | 2023-07-21 | 25/7/2023 | ok | 1276673 | 1276673 | EA | FUSE,CRTG;SP, T,7.58 A,125 V,LG 7.1 MM |  |  | FUSE,CARTRIDGE;TYPE:SPEED, T,CURRENT RATING:7.58 A,VOLTAGE RATING:125 V,SIZE:LG 7.1 MM,MATERIAL:CERAMIC,ADDITIONAL FEATURES EN: S/B R62 LAMP ROOM - VINCE,MNFR:01)CNW (MOUNT ISA) ELECT WHOLESALER,PTNO:01)0473.750MRT1L | EN_01)SPEED, T,7.58 A,125 V,EN_01)LG 7.1 MM,EN_01)CERAMIC,01)S/B R62 LAMP ROOM - VINCE,01)CNW (MOUNT ISA) ELECT WHOLE,01)0473.750MRT1L |  |  | CNW (MOUNT ISA) ELECT WHOLESALER | CNW ELECTRICAL WHOLESALE | 0473.750MRT1L | LITTELFUSE |  |  |  |  | https://www.digikey.com/en/products/detail/littelfuse-inc/0473-750MRT1L/700886 | [10 empty] | ENRICHED | 39121606 Cartridge fuses | FUSE | CARTRIDGE | TYPE | SPEED,T | CURRENT RATING | 7.58 A | VOLTAGE RATING | 125 V | INTERRUPT RATING |  | SIZE | 3.43 DIAX7.1 LG MM | CLASS |  | MATERIAL | CERAMIC | TERMINAL TYPE |  | HAZARD CLASS |  | CERTIFICATION/STANDARD | CSA,UR | ADDITIONAL FEATURES | S/B R62 LAMP ROOM - VINCE | [51 empty] | Production Completed
STP_009 - Lot4 | Data Enrichment | CIR | ok | 2023-07-21 | 25/7/2023 | ok | 1276907 | 1276907 | EA | FUSE,CRTG;ULTRA RAPID,50 A,700 VAC |  |  | FUSE,CARTRIDGE;TYPE:ULTRA RAPID,CURRENT RATING:50 A,VOLTAGE RATING:700 VAC,SIZE:WD 14 X LG 51 MM,ADDITIONAL FEATURES EN:GR STK, MNFR:01)CNW (MOUNT ISA) ELECT WHOLESALER,PTNO:01)FUS5012606-50 | EN_01)ULTRA RAPID,50 A,700 VAC,EN_01)WD 14 X LG 51 MM,01)GR STK,01)CNW (MOUNT ISA) ELECT WHOLE,01)FUS5012606-50 |  |  | CNW (MOUNT ISA) ELECT WHOLESALER | CNW ELECTRICAL WHOLESALE | FUS5012606-50 | FUSECO |  |  |  |  | https://www.fuseco.com.au/fuses/products/5012606 | [10 empty] | ENRICHED | 39121606 Cartridge fuses | FUSE | CARTRIDGE | TYPE | ULTRA RAPID | CURRENT RATING | 50 A | VOLTAGE RATING | 700 VAC | INTERRUPT RATING |  | SIZE | 14 WDX51 LG MM | CLASS | GR | MATERIAL |  | TERMINAL TYPE |  | HAZARD CLASS |  | CERTIFICATION/STANDARD |  | ADDITIONAL FEATURES | GR STK | [51 empty] | Production Completed
STP_009 - Lot4 | Data Enrichment | CIR | ok | 2023-07-21 | 25/7/2023 | ok | 1278483 | 1278483 | EA | FUSE,OPEN LNK;BOLT IN,16 A,250/550 VAC |  |  | FUSE,OPEN LINK;TYPE:BOLT IN,CURRENT RATING:16 A,VOLTAGE RATING:250/550 VAC,ADDITIONAL FEATURES EN:HRC CENTRE,MNFR:01)HAYMANS ELECTRICAL (PARTS),PTNO:01)BUSAD16 | BOLT IN,16 A,250/550 VAC,01)HRC CENTRE,01)HAYMANS ELECTRICAL (PARTS),01)BUSAD16 |  |  | HAYMANS ELECTRICAL (PARTS) | HAYMANS | BUSAD16 | EATON |  |  |  |  | https://www.eaton.com/in/en-us/skuPage.AD16.html | [10 empty] | ENRICHED | 39121600 Circuit protection devices and accessories | FUSE | OPEN LINK | TYPE | HRC | CURRENT RATING | 16 A | VOLTAGE RATING | 250/550 VAC | BODY STYLE |  | SIZE | 129 LGX22 WDX21 HT MM | TERMINAL TYPE | BOLT IN | HAZARD CLASS |  | CERTIFICATION/STANDARD | CE,BS 88,EAC,IEC 60269,ROHS | ADDITIONAL FEATURES | CENTRE TAG TERMINAL | [55 empty] | Production Completed
STP_009 - Lot4 | Data Enrichment | CIR | ok | 2023-07-21 | 25/7/2023 | ok | 1278307 | 1278307 | EA | FUSE,OPEN LNK;BOLT IN,20 A,550 VAC |  |  | FUSE,OPEN LINK;TYPE:BOLT IN,CURRENT RATING:20 A,VOLTAGE RATING:550 VAC,ADDITIONAL FEATURES EN:HRC CENTRE AVAC,MNFR:01)HAYMANS ELECTRICAL (PARTS),PTNO:01)BUSAD20 | BOLT IN,20 A,550 VAC,01)HRC CENTRE AVAC,01)HAYMANS ELECTRICAL (PARTS),01)BUSAD20 |  |  | HAYMANS ELECTRICAL (PARTS) | HAYMANS | BUSAD20 | EATON |  |  |  |  | https://www.eaton.com/us/en-us/skuPage.AD20.html | [10 empty] | ENRICHED | 39121600 Circuit protection devices and accessories | FUSE | OPEN LINK | TYPE | HRC | CURRENT RATING | 20 A | VOLTAGE RATING | 550 VAC | BODY STYLE |  | SIZE | 129 LGX22 WDX21 HT MM | TERMINAL TYPE | BOLT IN | HAZARD CLASS |  | CERTIFICATION/STANDARD | CE,BS 88,EAC,IEC 60269,ROHS | ADDITIONAL FEATURES | CENTRE AVAC TERMINAL | [55 empty] | Production Completed
STP_009 - Lot4 | Data Enrichment | CIR | ok | 2023-07-21 | 25/7/2023 | ok | 1278390 | 1278390 | EA | FUSE,OPEN LNK;BOLT IN,32 A,550 VAC |  |  | FUSE,OPEN LINK;TYPE:BOLT IN,CURRENT RATING:32 A,VOLTAGE RATING:550 VAC,ADDITIONAL FEATURES EN:HRC OFF SET,MNFR:01)HAYMANS ELECTRICAL (PARTS),PTNO:01)BUSAAO32 | BOLT IN,32 A,550 VAC,01)HRC OFF SET,01)HAYMANS ELECTRICAL (PARTS),01)BUSAAO32 |  |  | HAYMANS ELECTRICAL (PARTS) | HAYMANS | BUSAAO32 | EATON |  |  |  |  | https://www.eaton.com/us/en-us/skuPage.AAO32.html | [10 empty] | ENRICHED | 39121600 Circuit protection devices and accessories | FUSE | OPEN LINK | TYPE | HRC | CURRENT RATING | 32 A | VOLTAGE RATING | 550 VAC | BODY STYLE |  | SIZE | 85 LGX14 WDX14 HT MM | TERMINAL TYPE | BOLT IN | HAZARD CLASS |  | CERTIFICATION/STANDARD | ROHS | ADDITIONAL FEATURES | OFF SET TERMINAL | [55 empty] | Production Completed
STP_009 - Lot4 | Data Enrichment | CIR | ok | 2023-07-21 | 25/7/2023 | ok | 1278084 | 1278084 | EA | FUSE,OPEN LNK;BOLT IN,90 A,700 VAC/DC |  |  | FUSE,OPEN LINK;TYPE:BOLT IN,CURRENT RATING:90 A,VOLTAGE RATING:700 VAC/DC,BODY STYLE:CYLINDRICAL,SIZE:DIA 61/64 X LG 4-13/32 IN, ADDITIONAL FEATURES EN:FAST ACTING BUSMANN,MNFR:01)HAYMANS ELECTRICAL (PARTS),PTNO:01)BUSFWP-90B | BOLT IN,90 A,700 VAC/DC,CYLINDRICAL,DIA 61/64 X LG 4-13/32 IN,01)FAST ACTING BUSMANN,01)HAYMANS ELECTRICAL (PARTS),01)BUSFWP-90B |  |  | HAYMANS ELECTRICAL (PARTS) | HAYMANS | BUSFWP-90B | EATON |  |  |  |  | https://www.eaton.com/us/en-us/skuPage.FWP-90B.html | [10 empty] | ENRICHED | 39121600 Circuit protection devices and accessories | FUSE | OPEN LINK | TYPE | FAST ACTING | CURRENT RATING | 90 A | VOLTAGE RATING | 700 VAC/DC | BODY STYLE | CYLINDRICAL | SIZE | 61/64 DIAX4-13/32 LG IN | TERMINAL TYPE | BOLT IN | HAZARD CLASS |  | CERTIFICATION/STANDARD | CE,CSA,ROHS,UL | ADDITIONAL FEATURES | BUSMANN SERIES | [55 empty] | Production Completed
STP_009 - Lot4 | Data Enrichment | CIR | ok | 2023-07-21 | 25/7/2023 | ok | 1278152 | 1278152 | EA | FUSE,OPEN LNK;BOLT IN,90 A,700 VAC/DC |  |  | FUSE,OPEN LINK;TYPE:BOLT IN,CURRENT RATING:90 A,VOLTAGE RATING:700 VAC/DC,ADDITIONAL FEATURES EN:US FAST ACTING,MNFR:01)HAYMANS ELECTRICAL (PARTS),PTNO:01)FUSL70S-90 | BOLT IN,90 A,700 VAC/DC,01)US FAST ACTING,01)HAYMANS ELECTRICAL (PARTS),01)FUSL70S-90 |  |  | HAYMANS ELECTRICAL (PARTS) | HAYMANS | FUSL70S-90 | LITTELFUSE |  |  |  |  | https://www.littelfuse.com/products/fuses/industrial-power-fuses/semiconductor-fuses/l70s/l70s090.aspx | https://www.littelfuse.com/media?resourcetype=datasheets&itemid=ce098fcf-620c-449c-8938-a10bfe83a9be&filename=l70s-fuse-datasheet | [9 empty] | ENRICHED | 39121600 Circuit protection devices and accessories | FUSE | OPEN LINK | TYPE | FAST ACTING,SEMICONDUCTOR | CURRENT RATING | 90 A | VOLTAGE RATING | 700 VAC/DC | BODY STYLE |  | SIZE | 111.1 DIAX73 LG MM | TERMINAL TYPE | BOLT IN | HAZARD CLASS |  | CERTIFICATION/STANDARD | CE,CSA,ROHS,UR | ADDITIONAL FEATURES | [56 empty] | Production Completed
STP_009 - Lot4 | Data Enrichment | CIR | ok | 2023-07-21 | 25/7/2023 | ok | 1278237 | 1278237 | EA | FUSE,OPEN LNK;EXPULSION,10 A |  |  | FUSE,OPEN LINK;TYPE:EXPULSION,CURRENT RATING:10 A,ADDITIONAL FEATURES EN:CLASS K, TS 06-03-01,MNFR:01)ENERGYQLD,PTNO:01)620079 | EXPULSION,10 A,01)CLASS K, TS 06-03-01,01)ENERGYQLD,01)620079 |  |  | ENERGYQLD | ENERGY QUEENSLAND | 620079 | [16 empty] | CLEANSED | 39121600 Circuit protection devices and accessories | FUSE | OPEN LINK | TYPE | EXPULSION | CURRENT RATING | 10 A | VOLTAGE RATING |  | BODY STYLE |  | SIZE |  | TERMINAL TYPE |  | HAZARD CLASS |  | CERTIFICATION/STANDARD |  | ADDITIONAL FEATURES | CLASS K,TS 06-03-01 | [55 empty] | Production Completed
STP_009 - Lot4 | Data Enrichment | CIR | ok | 2023-07-21 | 25/7/2023 | ok | 1278261 | 1278261 | EA | FUSE,OPEN LNK;EXPULSION,100 A |  |  | FUSE,OPEN LINK;TYPE:EXPULSION,CURRENT RATING:100 A,ADDITIONAL FEATURES EN:CLASS K, TS 06-03-01 (P1),MNFR:01)ENERGYQLD,PTNO:01) 620141 | EXPULSION,100 A,01)CLASS K, TS 06-03-01 (P1),01)ENERGYQLD,01)620141 |  |  | ENERGYQLD | ENERGY QUEENSLAND | 620141 | [16 empty] | CLEANSED | 39121600 Circuit protection devices and accessories | FUSE | OPEN LINK | TYPE | EXPULSION | CURRENT RATING | 100 A | VOLTAGE RATING |  | BODY STYLE |  | SIZE |  | TERMINAL TYPE |  | HAZARD CLASS |  | CERTIFICATION/STANDARD |  | ADDITIONAL FEATURES | CLASS K,TS 06-03-01 (P1) | [55 empty] | Production Completed
STP_009 - Lot4 | Data Enrichment | CIR | ok | 2023-07-21 | 25/7/2023 | ok | 1278187 | 1278187 | EA | FUSE,OPEN LNK;EXPULSION,2 A |  |  | FUSE,OPEN LINK;TYPE:EXPULSION,CURRENT RATING:2 A,ADDITIONAL FEATURES EN:CLASS K, TS 06-03-01,MNFR:01)ENERGYQLD,PTNO:01)2403127 | EXPULSION,2 A,01)CLASS K, TS 06-03-01,01)ENERGYQLD,01)2403127 |  |  | ENERGYQLD | ENERGY QUEENSLAND | 2403127 | [16 empty] | CLEANSED | 39121600 Circuit protection devices and accessories | FUSE | OPEN LINK | TYPE | EXPULSION | CURRENT RATING | 2 A | VOLTAGE RATING |  | BODY STYLE |  | SIZE |  | TERMINAL TYPE |  | HAZARD CLASS |  | CERTIFICATION/STANDARD |  | ADDITIONAL FEATURES | CLASS K,TS 06-03-01 | [55 empty] | Production Completed
STP_009 - Lot4 | Data Enrichment | CIR | ok | 2023-07-21 | 25/7/2023 | ok | 1278229 | 1278229 | EA | FUSE,OPEN LNK;EXPULSION,20 A |  |  | FUSE,OPEN LINK;TYPE:EXPULSION,CURRENT RATING:20 A,ADDITIONAL FEATURES EN:CLASS K, TS 06-03-01,MNFR:01)ENERGYQLD,PTNO:01)620095 | EXPULSION,20 A,01)CLASS K, TS 06-03-01,01)ENERGYQLD,01)620095 |  |  | ENERGYQLD | ENERGY QUEENSLAND | 620095 | [16 empty] | CLEANSED | 39121600 Circuit protection devices and accessories | FUSE | OPEN LINK | TYPE | EXPULSION | CURRENT RATING | 20 A | VOLTAGE RATING |  | BODY STYLE |  | SIZE |  | TERMINAL TYPE |  | HAZARD CLASS |  | CERTIFICATION/STANDARD |  | ADDITIONAL FEATURES | CLASS K,TS 06-03-01 | [55 empty] | Production Completed
STP_009 - Lot4 | Data Enrichment | CIR | ok | 2023-07-21 | 25/7/2023 | ok | 1278144 | 1278144 | EA | FUSE,OPEN LNK;EXPULSION,25 A |  |  | FUSE,OPEN LINK;TYPE:EXPULSION,CURRENT RATING:25 A,ADDITIONAL FEATURES EN:CLASS K, TS 06-03-01,MNFR:01)ENERGYQLD,PTNO:01)2400568 | EXPULSION,25 A,01)CLASS K, TS 06-03-01,01)ENERGYQLD,01)2400568 |  |  | ENERGYQLD | ENERGY QUEENSLAND | 2400568 | [16 empty] | CLEANSED | 39121600 Circuit protection devices and accessories | FUSE | OPEN LINK | TYPE | EXPULSION | CURRENT RATING | 25 A | VOLTAGE RATING |  | BODY STYLE |  | SIZE |  | TERMINAL TYPE |  | HAZARD CLASS |  | CERTIFICATION/STANDARD |  | ADDITIONAL FEATURES | CLASS K,TS 06-03-01 | [55 empty] | Production Completed
STP_009 - Lot4 | Data Enrichment | CIR | ok | 2023-07-21 | 25/7/2023 | ok | 1278468 | 1278468 | EA | FUSE,OPEN LNK;EXPULSION,3 A |  |  | FUSE,OPEN LINK;TYPE:EXPULSION,CURRENT RATING:3 A,ADDITIONAL FEATURES EN:CLASS K, TS 06-03-01,MNFR:01)ENERGYQLD,PTNO:01)620036 | EXPULSION,3 A,01)CLASS K, TS 06-03-01,01)ENERGYQLD,01)620036 |  |  | ENERGYQLD | ENERGY QUEENSLAND | 620036 | [16 empty] | CLEANSED | 39121600 Circuit protection devices and accessories | FUSE | OPEN LINK | TYPE | EXPULSION | CURRENT RATING | 3 A | VOLTAGE RATING |  | BODY STYLE |  | SIZE |  | TERMINAL TYPE |  | HAZARD CLASS |  | CERTIFICATION/STANDARD |  | ADDITIONAL FEATURES | CLASS K,TS 06-03-01 | [55 empty] | Production Completed
STP_009 - Lot4 | Data Enrichment | CIR | ok | 2023-07-21 | 25/7/2023 | ok | 1278464 | 1278464 | EA | FUSE,OPEN LNK;EXPULSION,3/10 A |  |  | FUSE,OPEN LINK;TYPE:EXPULSION,CURRENT RATING:3/10 A,ADDITIONAL FEATURES EN:CLASS K, TS 06-03-01,MNFR:01)ENERGYQLD,PTNO:01)2400566 | EXPULSION,3/10 A,01)CLASS K, TS 06-03-01,01)ENERGYQLD,01)2400566 |  |  | ENERGYQLD | ENERGY QUEENSLAND | 2400566 | [16 empty] | CLEANSED | 39121600 Circuit protection devices and accessories | FUSE | OPEN LINK | TYPE | EXPULSION | CURRENT RATING | 3/10 A | VOLTAGE RATING |  | BODY STYLE |  | SIZE |  | TERMINAL TYPE |  | HAZARD CLASS |  | CERTIFICATION/STANDARD |  | ADDITIONAL FEATURES | CLASS K,TS 06-03-01 | [55 empty] | Production Completed
STP_009 - Lot4 | Data Enrichment | CIR | ok | 2023-07-21 | 25/7/2023 | ok | 1278228 | 1278228 | EA | FUSE,OPEN LNK;EXPULSION,30 A |  |  | FUSE,OPEN LINK;TYPE:EXPULSION,CURRENT RATING:30 A,ADDITIONAL FEATURES EN:CLASS K, TS 06-03-01,MNFR:01)ENERGYQLD,PTNO:01)620109 | EXPULSION,30 A,01)CLASS K, TS 06-03-01,01)ENERGYQLD,01)620109 |  |  | ENERGYQLD | ENERGY QUEENSLAND | 620109 | [16 empty] | CLEANSED | 39121600 Circuit protection devices and accessories | FUSE | OPEN LINK | TYPE | EXPULSION | CURRENT RATING | 30 A | VOLTAGE RATING |  | BODY STYLE |  | SIZE |  | TERMINAL TYPE |  | HAZARD CLASS |  | CERTIFICATION/STANDARD |  | ADDITIONAL FEATURES | CLASS K,TS 06-03-01 | [55 empty] | Production Completed
STP_009 - Lot4 | Data Enrichment | CIR | ok | 2023-07-21 | 25/7/2023 | ok | 1278227 | 1278227 | EA | FUSE,OPEN LNK;EXPULSION,40 A |  |  | FUSE,OPEN LINK;TYPE:EXPULSION,CURRENT RATING:40 A,ADDITIONAL FEATURES EN:CLASS T, TS 06-03-01,MNFR:01)ENERGYQLD,PTNO:01)620192 | EXPULSION,40 A,01)CLASS T, TS 06-03-01,01)ENERGYQLD,01)620192 |  |  | ENERGYQLD | ENERGY QUEENSLAND | 620192 | [16 empty] | CLEANSED | 39121600 Circuit protection devices and accessories | FUSE | OPEN LINK | TYPE | EXPULSION | CURRENT RATING | 40 A | VOLTAGE RATING |  | BODY STYLE |  | SIZE |  | TERMINAL TYPE |  | HAZARD CLASS |  | CERTIFICATION/STANDARD |  | ADDITIONAL FEATURES | CLASS T,TS 06-03-01 | [55 empty] | Production Completed
STP_009 - Lot4 | Data Enrichment | CIR | ok | 2023-07-21 | 25/7/2023 | ok | 1278262 | 1278262 | EA | FUSE,OPEN LNK;EXPULSION,40 A |  |  | FUSE,OPEN LINK;TYPE:EXPULSION,CURRENT RATING:40 A,ADDITIONAL FEATURES EN:CLASS K, TS 06-03-01,MNFR:01)ENERGYQLD,PTNO:01)620117 | EXPULSION,40 A,01)CLASS K, TS 06-03-01,01)ENERGYQLD,01)620117 |  |  | ENERGYQLD | ENERGY QUEENSLAND | 620117 | [16 empty] | CLEANSED | 39121600 Circuit protection devices and accessories | FUSE | OPEN LINK | TYPE | EXPULSION | CURRENT RATING | 40 A | VOLTAGE RATING |  | BODY STYLE |  | SIZE |  | TERMINAL TYPE |  | HAZARD CLASS |  | CERTIFICATION/STANDARD |  | ADDITIONAL FEATURES | CLASS K,TS 06-03-01 | [55 empty] | Production Completed
STP_009 - Lot4 | Data Enrichment | CIR | ok | 2023-07-21 | 25/7/2023 | ok | 1278467 | 1278467 | EA | FUSE,OPEN LNK;EXPULSION,5 A |  |  | FUSE,OPEN LINK;TYPE:EXPULSION,CURRENT RATING:5 A,ADDITIONAL FEATURES EN:CLASS K, TS 06-03-01,MNFR:01)ENERGYQLD,PTNO:01)620044 | EXPULSION,5 A,01)CLASS K, TS 06-03-01,01)ENERGYQLD,01)620044 |  |  | ENERGYQLD | ENERGY QUEENSLAND | 620044 | [16 empty] | CLEANSED | 39121600 Circuit protection devices and accessories | FUSE | OPEN LINK | TYPE | EXPULSION | CURRENT RATING | 5 A | VOLTAGE RATING |  | BODY STYLE |  | SIZE |  | TERMINAL TYPE |  | HAZARD CLASS |  | CERTIFICATION/STANDARD |  | ADDITIONAL FEATURES | CLASS K,TS 06-03-01 | [55 empty] | Production Completed
STP_009 - Lot4 | Data Enrichment | CIR | ok | 2023-07-21 | 25/7/2023 | ok | 1278226 | 1278226 | EA | FUSE,OPEN LNK;EXPULSION,50 A |  |  | FUSE,OPEN LINK;TYPE:EXPULSION,CURRENT RATING:50 A,ADDITIONAL FEATURES EN:CLASS K, TS 06-03-01,MNFR:01)ENERGYQLD,PTNO:01)620125 | EXPULSION,50 A,01)CLASS K, TS 06-03-01,01)ENERGYQLD,01)620125 |  |  | ENERGYQLD | ENERGY QUEENSLAND | 620125 | [16 empty] | CLEANSED | 39121600 Circuit protection devices and accessories | FUSE | OPEN LINK | TYPE | EXPULSION | CURRENT RATING | 50 A | VOLTAGE RATING |  | BODY STYLE |  | SIZE |  | TERMINAL TYPE |  | HAZARD CLASS |  | CERTIFICATION/STANDARD |  | ADDITIONAL FEATURES | CLASS K,TS 06-03-01 | [55 empty] | Production Completed
STP_009 - Lot4 | Data Enrichment | CIR | ok | 2023-07-21 | 25/7/2023 | ok | 1278434 | 1278434 | EA | FUSE,OPEN LNK;EXPULSION,6/20 A |  |  | FUSE,OPEN LINK;TYPE:EXPULSION,CURRENT RATING:6/20 A,ADDITIONAL FEATURES EN:CLASS K, TS 06-03-01,MNFR:01)ENERGYQLD,PTNO:01)620158 | EXPULSION,6/20 A,01)CLASS K, TS 06-03-01,01)ENERGYQLD,01)620158 |  |  | ENERGYQLD | ENERGY QUEENSLAND | 620158 | [16 empty] | CLEANSED | 39121600 Circuit protection devices and accessories | FUSE | OPEN LINK | TYPE | EXPULSION | CURRENT RATING | 6/20 A | VOLTAGE RATING |  | BODY STYLE |  | SIZE |  | TERMINAL TYPE |  | HAZARD CLASS |  | CERTIFICATION/STANDARD |  | ADDITIONAL FEATURES | CLASS K,TS 06-03-01 | [55 empty] | Production Completed
STP_009 - Lot4 | Data Enrichment | CIR | ok | 2023-07-21 | 25/7/2023 | ok | 1278225 | 1278225 | EA | FUSE,OPEN LNK;EXPULSION,63 A |  |  | FUSE,OPEN LINK;TYPE:EXPULSION,CURRENT RATING:63 A,ADDITIONAL FEATURES EN:CLASS K, TS 06-03-01,MNFR:01)ENERGYQLD,PTNO:01)620133 | EXPULSION,63 A,01)CLASS K, TS 06-03-01,01)ENERGYQLD,01)620133 |  |  | ENERGYQLD | ENERGY QUEENSLAND | 620133 | [16 empty] | CLEANSED | 39121600 Circuit protection devices and accessories | FUSE | OPEN LINK | TYPE | EXPULSION | CURRENT RATING | 63 A | VOLTAGE RATING |  | BODY STYLE |  | SIZE |  | TERMINAL TYPE |  | HAZARD CLASS |  | CERTIFICATION/STANDARD |  | ADDITIONAL FEATURES | CLASS K,TS 06-03-01 | [55 empty] | Production Completed
STP_009 - Lot4 | Data Enrichment | CIR | ok | 2023-07-21 | 25/7/2023 | ok | 1278222 | 1278222 | EA | FUSE,OPEN LNK;EXPULSION,8 A |  |  | FUSE,OPEN LINK;TYPE:EXPULSION,CURRENT RATING:8 A,ADDITIONAL FEATURES EN:CLASS T, TS 06-03-01,MNFR:01)ENERGYQLD,PTNO:01)2404929 | EXPULSION,8 A,01)CLASS T, TS 06-03-01,01)ENERGYQLD,01)2404929 |  |  | ENERGYQLD | ENERGY QUEENSLAND | 2404929 | [16 empty] | CLEANSED | 39121600 Circuit protection devices and accessories | FUSE | OPEN LINK | TYPE | EXPULSION | CURRENT RATING | 8 A | VOLTAGE RATING |  | BODY STYLE |  | SIZE |  | TERMINAL TYPE |  | HAZARD CLASS |  | CERTIFICATION/STANDARD |  | ADDITIONAL FEATURES | CLASS T,TS 06-03-01 | [55 empty] | Production Completed
STP_009 - Lot4 | Data Enrichment | CIR | ok | 2023-07-21 | 25/7/2023 | ok | 1278264 | 1278264 | EA | FUSE,OPEN LNK;EXPULSION,8 A |  |  | FUSE,OPEN LINK;TYPE:EXPULSION,CURRENT RATING:8 A,ADDITIONAL FEATURES EN:CLASS K, TS 06-03-01,MNFR:01)ENERGYQLD,PTNO:01)620052 | EXPULSION,8 A,01)CLASS K, TS 06-03-01,01)ENERGYQLD,01)620052 |  |  | ENERGYQLD | ENERGY QUEENSLAND | 620052 | [16 empty] | CLEANSED | 39121600 Circuit protection devices and accessories | FUSE | OPEN LINK | TYPE | EXPULSION | CURRENT RATING | 8 A | VOLTAGE RATING |  | BODY STYLE |  | SIZE |  | TERMINAL TYPE |  | HAZARD CLASS |  | CERTIFICATION/STANDARD |  | ADDITIONAL FEATURES | CLASS K,TS 06-03-01 | [55 empty] | Production Completed
STP_009 - Lot4 | Data Enrichment | CIR | ok | 2023-07-21 | 25/7/2023 | ok | 1278224 | 1278224 | EA | FUSE,OPEN LNK;EXPULSION,80 A |  |  | FUSE,OPEN LINK;TYPE:EXPULSION,CURRENT RATING:80 A,ADDITIONAL FEATURES EN:CLASS K, TS 06-03-01,MNFR:01)ENERGYQLD,PTNO:01)620137 | EXPULSION,80 A,01)CLASS K, TS 06-03-01,01)ENERGYQLD,01)620137 |  |  | ENERGYQLD | ENERGY QUEENSLAND | 620137 | [16 empty] | CLEANSED | 39121600 Circuit protection devices and accessories | FUSE | OPEN LINK | TYPE | EXPULSION | CURRENT RATING | 80 A | VOLTAGE RATING |  | BODY STYLE |  | SIZE |  | TERMINAL TYPE |  | HAZARD CLASS |  | CERTIFICATION/STANDARD |  | ADDITIONAL FEATURES | CLASS K,TS 06-03-01 | [55 empty] | Production Completed
STP_009 - Lot4 | Data Enrichment | CIR | ok | 2023-07-21 | 25/7/2023 | ok | 1278547 | 1278547 | EA | FUSE,OPEN LNK;HOLDER,32 A,415 VAC |  |  | FUSE,OPEN LINK;TYPE:HOLDER,CURRENT RATING:32 A,VOLTAGE RATING:415 VAC,ADDITIONAL FEATURES EN:BASE AND CARRIER POLE MOUNTED SECONDARY VT C/W,RRIER 10G TYPE DIA 10.3MM X LG 38 MM FUSE LINKS SCM,MNFR:01)ENERGYQLD,PTNO:01)104728 | HOLDER,32 A,415 VAC,01)BASE AND CARRIER POLE MOUNT,02)RRIER 10G TYPE DIA 10.3MM X,01)ENERGYQLD,01)104728 |  |  | ENERGYQLD | ENERGY QUEENSLAND | 104728 | [16 empty] | CLEANSED | 39121600 Circuit protection devices and accessories | FUSE | OPEN LINK | TYPE | HOLDER | CURRENT RATING | 32 A | VOLTAGE RATING | 415 VAC | BODY STYLE |  | SIZE |  | TERMINAL TYPE |  | HAZARD CLASS |  | CERTIFICATION/STANDARD |  | ADDITIONAL FEATURES | BASE AND CARRIER POLE MOUNTED SECONDARY VT C/W,RRIER 10G TYPE DIA 10.3MM X LG 38 MM FUSE LINKS SCM | [55 empty] | Production Completed