## Sheet1
Project | Activities | Production User | Production Comments | Start Date | End Date | Remarks | Griha ID | MATNR | MEINS | MAKTX_EN | MAKTX_ES | MAKTX_FR | TEXT_EN | Class_Char_Catted | MFRPN | MFRNR | MFRNR DES | MNFR | PTNO | Verified MNFR from web | MNFR 1 | PTNO 1 | MNFR 2 | PTNO 2 | Reference URL | Reference URL1 | Item Number | Equipment Type | Equipment Manufacturer | Equipment Model | Equipment Serial | DWG | DRAWING VERSION | POS/TAG | Unused Text | Enriched/Cleansed | UNSPSC Ver.23.07 | Noun | Modifier | Attribute Name 1 | Attribute Value 1 | Attribute Name 2 | Attribute Value 2 | Attribute Name 3 | Attribute Value 3 | Attribute Name 4 | Attribute Value 4 | Attribute Name 5 | Attribute Value 5 | Attribute Name 6 | Attribute Value 6 | Attribute Name 7 | Attribute Value 7 | Attribute Name 8 | Attribute Value 8 | Attribute Name 9 | Attribute Value 9 | Attribute Name 10 | Attribute Value 10 | Attribute Name 11 | Attribute Value 11 | Attribute Name 12 | Attribute Value 12 | Attribute Name 13 | Attribute Value 13 | Attribute Name 14 | Attribute Value 14 | Attribute Name 15 | Attribute Value 15 | Attribute Name 16 | Attribute Value 16 | Attribute Name 17 | Attribute Value 17 | Attribute Name 18 | Attribute Value 18 | Attribute Name 19 | Attribute Value 19 | Attribute Name 20 | Attribute Value 20 | Attribute Name 21 | Attribute Value 21 | Attribute Name 22 | Attribute Value 22 | Attribute Name 23 | Attribute Value 23 | Attribute Name 24 | Attribute Value 24 | Attribute Name 25 | Attribute Value 25 | Attribute Name 26 | Attribute Value 26 | Attribute Name 27 | Attribute Value 27 | Attribute Name 28 | Attribute Value 28 | Attribute Name 29 | Attribute Value 29 | Attribute Name 30 | Attribute Value 30 | Attribute Name 31 | Attribute Value 31 | Attribute Name 32 | Attribute Value 32 | Attribute Name 33 | Attribute Value 33 | Attribute Name 34 | Attribute Value 34 | Attribute Name 35 | Attribute Value 35 | Attribute Name 36 | Attribute Value 36 | Remaining_Information | Status
STP_009 - Lot4 | Data Enrichment | RMZ | Completed | 2023-07-21 | 2023-07-25 | Processed based on Websource, Conflict w.r.t Input | 1280655 | 1280655 | EA | BIN,STORG;BLUE |  |  | BIN,STORAGE;COLOUR:BLUE,MNFR:01)CONTAIN IT SOLUTIONS,PTNO:01)CL226024-AB-LB | BLUE,01)CONTAIN IT SOLUTIONS,01)CL226024-AB-LB |  |  | CONTAIN IT SOLUTIONS | CONTAIN IT SOLUTIONS | CL226024-AB-LB | [5 empty] | https://containit.com.au/CONTAINIT%20FULL%20BROCHURE%20L_RES.pdf | [10 empty] | Enriched | 24102004 | SHELF | NO MODIFIER | TYPE |  | CAPACITY |  | NUMBER OF COMPARTMENTS |  | MATERIAL |  | COATING/FINISH |  | OVERALL SIZE | 2.503 LG MX2.250 HT MX600 DP | MOUNTING TYPE |  | HAZARD CLASS |  | CERTIFICATION/STANDARD |  | ADDITIONAL FEATURES | COLOR:BLUE | [53 empty] | Production Completed
STP_009 - Lot4 | Data Enrichment | RMZ | Completed | 2023-07-21 | 2023-07-25 | Processed based on Websource, Conflict w.r.t Input | 1280814 | 1280814 | EA | BIN,STORG;BLUE,10L PUMP STORE |  |  | BIN,STORAGE;COLOUR:BLUE,ADDITIONAL FEATURES EN:10L PUMP STORE,MNFR:01)CONTAIN IT SOLUTIONS,PTNO:01)CL226024-SB-LB | BLUE,01)10L PUMP STORE,01)CONTAIN IT SOLUTIONS,01)CL226024-SB-LB |  |  | CONTAIN IT SOLUTIONS | CONTAIN IT SOLUTIONS | CL226024-SB-LB | [5 empty] | https://containit.com.au/CONTAINIT%20FULL%20BROCHURE%20L_RES.pdf | [10 empty] | Enriched | 24102004 | SHELF | NO MODIFIER | TYPE |  | CAPACITY |  | NUMBER OF COMPARTMENTS |  | MATERIAL |  | COATING/FINISH |  | OVERALL SIZE | 2.503 LG MX2.250 HT MX600 DP | MOUNTING TYPE |  | HAZARD CLASS |  | CERTIFICATION/STANDARD |  | ADDITIONAL FEATURES | COLOR:BLUE,10L PUMP STORE | [53 empty] | Production Completed
STP_009 - Lot4 | Data Enrichment | RMZ | Completed | 2023-07-21 | 2023-07-25 |  | 1280849 | 1280849 | EA | BIN,STORG;COLLAPSIBLE, PARTS,PLSTC |  |  | BIN,STORAGE;TYPE:COLLAPSIBLE, PARTS,MATERIAL:PLASTIC,MNFR:01)CONITSOL,PTNO:01)CFPB-4227 | COLLAPSIBLE, PARTS,EN_01)PLASTIC,01)CONITSOL,01)CFPB-4227 |  |  | CONITSOL | CONITSOL | CFPB-4227 | [5 empty] | Url Not Found | [9 empty] | PARTS | Cleansed | 24110000 | BIN | STORAGE | TYPE | COLLAPSIBLE | OVERALL SIZE |  | CAPACITY |  | MATERIAL | PLASTIC | COLOUR |  | HAZARD CLASS |  | CERTIFICATION/STANDARD |  | ADDITIONAL FEATURES | [58 empty] | Production Completed
STP_009 - Lot4 | Data Enrichment | RMZ | Completed | 2023-07-21 | 2023-07-25 |  | 1280619 | 1280619 | EA | BIN,STORG;COLLAPSIBLE, PARTS,PLSTC |  |  | BIN,STORAGE;TYPE:COLLAPSIBLE, PARTS,MATERIAL:PLASTIC,MNFR:01)CONTAIN IT SOLUTIONS,PTNO:01)CFPB-5030 | COLLAPSIBLE, PARTS,EN_01)PLASTIC,01)CONTAIN IT SOLUTIONS,01)CFPB-5030 |  |  | CONTAIN IT SOLUTIONS | CONTAIN IT SOLUTIONS | CFPB-5030 | [5 empty] | Url Not Found | [9 empty] | PARTS | Cleansed | 24110000 | BIN | STORAGE | TYPE | COLLAPSIBLE | OVERALL SIZE |  | CAPACITY |  | MATERIAL | PLASTIC | COLOUR |  | HAZARD CLASS |  | CERTIFICATION/STANDARD |  | ADDITIONAL FEATURES | [58 empty] | Production Completed
STP_009 - Lot4 | Data Enrichment | RMZ | Completed | 2023-07-21 | 2023-07-25 |  | 1280592 | 1280592 | EA | BIN,STORG;FLAMMABLE DANGEROUS GOODS |  |  | BIN,STORAGE;TYPE:FLAMMABLE DANGEROUS GOODS,CAPACITY:100 L,MNFR:01)CONITSOL,PTNO:01)CSC100 | FLAMMABLE DANGEROUS GOODS,100 L,01)CONITSOL,01)CSC100 |  |  | CONITSOL | CONITSOL | CSC100 | [5 empty] | Url Not Found | [10 empty] | Cleansed | 24110000 | BIN | STORAGE | TYPE | FLAMMABLE DANGEROUS GOODS | OVERALL SIZE |  | CAPACITY | 100 L | MATERIAL |  | COLOUR |  | HAZARD CLASS |  | CERTIFICATION/STANDARD |  | ADDITIONAL FEATURES | [58 empty] | Production Completed
STP_009 - Lot4 | Data Enrichment | RMZ | Completed | 2023-07-21 | 2023-07-25 |  | 1281554 | 1281554 | EA | BIN,STORG;NO LID,14 KG,PP,BLUE |  |  | BIN,STORAGE;TYPE:NO LID,OVERALL SIZE:WD 205 X HT 165 X DP 280 MM,CAPACITY:14 KG,MATERIAL:PP,COLOUR:BLUE,MNFR:01)BLACKWOOD,PTNO:01) 00942624 | NO LID,EN_01)WD 205 X HT 165 X DP 280,14 KG,EN_01)PP,BLUE,01)BLACKWOOD,01)00942624 |  |  | BLACKWOOD | BLACKWOOD | 00942624 | [5 empty] | https://www.blackwoods.com.au/manual-handling-storage/storage-containers/dexion-maxi-bin/bin-plastic-dexion-p30-blue/p/00942624 | [10 empty] | Cleansed | 24110000 | BIN | STORAGE | TYPE | NO LID | OVERALL SIZE | 205 WDX165 HTX280 DP MM | CAPACITY | 14 KG | MATERIAL | POLYPROPYLENE | COLOUR | BLUE | HAZARD CLASS |  | CERTIFICATION/STANDARD |  | ADDITIONAL FEATURES | [58 empty] | Production Completed
STP_009 - Lot4 | Data Enrichment | RMZ | Completed | 2023-07-21 | 2023-07-25 |  | 1281160 | 1281160 | EA | BIN,STORG;PARTS,2.5 L,PLSTC,BLUE |  |  | BIN,STORAGE;TYPE:PARTS,OVERALL SIZE:WD 134 X LG 230 X DP 125 MM,CAPACITY:2.5 L,MATERIAL:PLASTIC,COLOUR:BLUE,MNFR:01)ATOM SUPPLY, PTNO:01)29000010 | PARTS,EN_01)WD 134 X LG 230 X DP 125,2.5 L,EN_01)PLASTIC,BLUE,01)ATOM SUPPLY,01)29000010 |  |  | ATOM SUPPLY | ATOM SUPPLY | 29000010 | [5 empty] | https://www.atom.com.au/tech-bin-20-parts-storage-bin-2-5l-blue-29000010 | [9 empty] | PARTS | Cleansed | 24110000 | BIN | STORAGE | TYPE |  | OVERALL SIZE | 230 LGX134 WDX125 DP MM | CAPACITY | 2.5 L | MATERIAL | PLASTIC | COLOUR | BLUE | HAZARD CLASS |  | CERTIFICATION/STANDARD |  | ADDITIONAL FEATURES | [58 empty] | Production Completed
STP_009 - Lot4 | Data Enrichment | RMZ | Completed | 2023-07-21 | 2023-07-25 |  | 1281384 | 1281384 | EA | BIN,STORG;SQ 150 X HT 95 MM,PLSTC |  |  | BIN,STORAGE;OVERALL SIZE:SQ 150 X HT 95 MM,MATERIAL:PLASTIC,MNFR:01)BAC SYSTEMS PTY,PTNO:01)M14 | EN_01)SQ 150 X HT 95 MM,EN_01)PLASTIC,01)BAC SYSTEMS PTY,01)M14 |  |  | BAC SYSTEMS PTY | BAC SYSTEMS PTY LTD | M14 | [5 empty] | https://storeright.com.au/wp-content/uploads/2018/03/Cabinets-HD-BAC.pdf | [10 empty] | Cleansed | 24110000 | BIN | STORAGE | TYPE |  | OVERALL SIZE | 150 WDX95 HT MMX150 DP MM | CAPACITY |  | MATERIAL | PLASTIC | COLOUR |  | HAZARD CLASS |  | CERTIFICATION/STANDARD |  | ADDITIONAL FEATURES | [58 empty] | Production Completed
STP_009 - Lot4 | Data Enrichment | RMZ | Completed | 2023-07-21 | 2023-07-25 |  | 1281271 | 1281271 | EA | BIN,STORG;STACKABLE,PLSTC,BLUE |  |  | BIN,STORAGE;TYPE:STACKABLE,OVERALL SIZE:WD 410 X HT 165 X DP 280 MM,MATERIAL:PLASTIC,COLOUR:BLUE,MNFR:01)CONITSOL,PTNO:01)CIH1004- N40 | STACKABLE,EN_01)WD 410 X HT 165 X DP 280,EN_01)PLASTIC,BLUE,01)CONITSOL,01)CIH1004-N40 |  |  | CONITSOL | CONITSOL | CIH1004-N40 | [5 empty] | https://www.containit.com.au/product/plastic-divider-to-suit-cih1003-n30-and-cih1004-n40/ | [10 empty] | Cleansed | 24110000 | BIN | STORAGE | TYPE | STACKABLE | OVERALL SIZE | 410 WDX165 HTX280 DP MM | CAPACITY |  | MATERIAL | PLASTIC | COLOUR | BLUE | HAZARD CLASS |  | CERTIFICATION/STANDARD |  | ADDITIONAL FEATURES | [58 empty] | Production Completed
STP_009 - Lot4 | Data Enrichment | RMZ | Completed | 2023-07-21 | 2023-07-25 | Processed based on Websource, Conflict w.r.t Input | 1280700 | 1280700 | EA | BIN,STORG;TERRY TRANSPARENT,PLSTC |  |  | BIN,STORAGE;TYPE:TERRY TRANSPARENT,OVERALL SIZE:SQ 208 X DP 132 MM,MATERIAL:PLASTIC,ADDITIONAL FEATURES EN:16 DRAWERS,MNFR:01)RS COMPONENTS PTY LTD,PTNO:01)236-3583 | TERRY TRANSPARENT,EN_01)SQ 208 X DP 132 MM,EN_01)PLASTIC,01)16 DRAWERS,01)RS COMPONENTS PTY LTD,01)236-3583 |  |  | RS COMPONENTS PTY LTD |  | 236-3583 | RS PRO |  |  |  |  | https://in.rsdelivers.com/product/rs-pro/rs-pro-16-drawer-storage-unit-plastic-208mm-x-x/2363583 | [10 empty] | Enriched | 24102004 | RACK | STORAGE | TYPE | TERRY TRANSPARENT | CAPACITY |  | SIZE | 208 SQX132 DP MM | NUMBER OF COMPARTMENTS | 16 | MATERIAL | PLASTIC | HAZARD CLASS |  | CERTIFICATION/STANDARD |  | ADDITIONAL FEATURES | VENDOR NAME:RS COMPONENTS PTY LTD | [57 empty] | Production Completed
STP_009 - Lot4 | Data Enrichment | RMZ | Completed | 2023-07-21 | 2023-07-25 | Processed based on Websource, Conflict w.r.t Input | 1280776 | 1280776 | EA | BIN,STORG;TERRY TRANSPARENT,PLSTC |  |  | BIN,STORAGE;TYPE:TERRY TRANSPARENT,OVERALL SIZE:SQ 208 X DP 132 MM,MATERIAL:PLASTIC,ADDITIONAL FEATURES EN:8 DRAWERS,MNFR:01)RS COMPONENTS PTY LTD,PTNO:01)236-3599 | TERRY TRANSPARENT,EN_01)SQ 208 X DP 132 MM,EN_01)PLASTIC,01)8 DRAWERS,01)RS COMPONENTS PTY LTD,01)236-3599 |  |  | RS COMPONENTS PTY LTD |  | 236-3599 | RS PRO |  |  |  |  | https://in.rsdelivers.com/product/rs-pro/rs-pro-8-drawer-storage-unit-plastic-208mm-x-208mm/2363599 | [10 empty] | Enriched | 24102004 | RACK | STORAGE | TYPE | TERRY TRANSPARENT | CAPACITY |  | SIZE | 208 SQX 132 DP MM | NUMBER OF COMPARTMENTS | 8 | MATERIAL | PLASTIC | HAZARD CLASS |  | CERTIFICATION/STANDARD |  | ADDITIONAL FEATURES | VENDOR NAME:RS COMPONENTS PTY LTD | [57 empty] | Production Completed
STP_009 - Lot4 | Data Enrichment | RMZ | Completed | 2023-07-21 | 2023-07-25 |  | 1280808 | 1280808 | EA | BIN,STORG;WD 135 X HT 125 X DP 225 MM,PP |  |  | BIN,STORAGE;OVERALL SIZE:WD 135 X HT 125 X DP 225 MM,CAPACITY:9 KG,MATERIAL:PP,COLOUR:BLUE,MNFR:01)DEXION,PTNO:01)00942505,MNFR: 02)BLACKWOOD,PTNO:02)P20 | EN_01)WD 135 X HT 125 X DP 225,9 KG,EN_01)PP,BLUE,01)DEXION,02)BLACKWOOD,01)00942505,02)P20 |  |  | BLACKWOOD | BLACKWOOD | 00942505 |  |  | P20 |  |  | https://www.blackwoods.com.au/manual-handling-storage/storage-containers/dexion-maxi-bin/bin-plastic-dexion-p20-blue/p/00942505 | [10 empty] | Cleansed | 24110000 | BIN | STORAGE | TYPE |  | OVERALL SIZE | 135 WDX125 HTXDP 225 MM | CAPACITY | 9 KG | MATERIAL | POLYPROPYLENE | COLOUR | BLUE | HAZARD CLASS |  | CERTIFICATION/STANDARD |  | ADDITIONAL FEATURES | [58 empty] | Production Completed
STP_009 - Lot4 | Data Enrichment | RMZ | Completed | 2023-07-21 | 2023-07-25 |  | 1317936 | 1317936 | EA | BIN,STORG;WD 210 X LG 350 X HT 150 MM |  |  | BIN,STORAGE;OVERALL SIZE:WD 210 X LG 350 X HT 150 MM,MATERIAL:PP MOULDED,COLOUR:BLUE,ADDITIONAL FEATURES EN:LOUVRED PANEL HOOK, STACKABLE, SEMI-OPEN FRONT,MNFR:01)ATOMSUP,PTNO:01)91378003 | EN_01)WD 210 X LG 350 X HT 150,EN_01)PP MOULDED,BLUE,01)LOUVRED PANEL HOOK, STACKAB,01)ATOMSUP,01)91378003 |  |  | ATOM SUPPLY | [7 empty] | Url Not Found | [10 empty] | Cleansed | 24110000 | BIN | STORAGE | TYPE |  | OVERALL SIZE | 350 LGX210 WDX150 HT MM | CAPACITY |  | MATERIAL | POLYPROPYLENE MOULD | COLOUR | BLUE | HAZARD CLASS |  | CERTIFICATION/STANDARD |  | ADDITIONAL FEATURES | VENDOR NAME:ATOM SUPPLY,VENDOR P/N:91378003,LOUVRED PANEL HOOK,STACKABLE,SEMI-OPEN FRONT | [57 empty] | Production Completed
STP_009 - Lot4 | Data Enrichment | RMZ | Completed | 2023-07-21 | 2023-07-25 |  | 1280958 | 1280958 | EA | BIN,STORG;WD 300 X HT 95 X DP 150 MM |  |  | BIN,STORAGE;OVERALL SIZE:WD 300 X HT 95 X DP 150 MM,MATERIAL:PLASTIC,MNFR:01)BAC SYSTEMS PTY,PTNO:01)M29 | EN_01)WD 300 X HT 95 X DP 150,EN_01)PLASTIC,01)BAC SYSTEMS PTY,01)M29 |  |  | BAC SYSTEMS PTY | BAC SYSTEMS PTY LTD | M29 | [5 empty] | https://storeright.com.au/wp-content/uploads/2018/03/Cabinets-HD-BAC.pdf | [10 empty] | Cleansed | 24110000 | BIN | STORAGE | TYPE |  | OVERALL SIZE | 300 WDX95 HTX150 DP MM | CAPACITY |  | MATERIAL | PLASTIC | COLOUR |  | HAZARD CLASS |  | CERTIFICATION/STANDARD |  | ADDITIONAL FEATURES | [58 empty] | Production Completed
STP_009 - Lot4 | Data Enrichment | RMZ | Completed | 2023-07-21 | 2023-07-25 |  | 1281083 | 1281083 | EA | BIN,STORG;WD 410 X HT 165 X DP 280 MM,PP |  |  | BIN,STORAGE;OVERALL SIZE:WD 410 X HT 165 X DP 280 MM,CAPACITY:18 KG,MATERIAL:PP,COLOUR:BLUE,MNFR:01)DEXION,PTNO:01)00942692,MNFR: 02)BLACKWOOD,PTNO:02)P40 | EN_01)WD 410 X HT 165 X DP 280,18 KG,EN_01)PP,BLUE,01)DEXION,02)BLACKWOOD,01)00942692,02)P40 |  |  | BLACKWOOD | BLACKWOOD | 00942692 |  |  | P40 |  |  | https://www.blackwoods.com.au/manual-handling-storage/storage-containers/dexion-maxi-bin/bin-plastic-dexion-p40-blue/p/00942692 | [10 empty] | Cleansed | 24110000 | BIN | STORAGE | TYPE |  | OVERALL SIZE | 410 WDX165 HTX280 DP MM | CAPACITY | 18 KG | MATERIAL | POLYPROPYLENE | COLOUR | BLUE | HAZARD CLASS |  | CERTIFICATION/STANDARD |  | ADDITIONAL FEATURES | [58 empty] | Production Completed
STP_009 - Lot4 | Data Enrichment | RMZ | Completed | 2023-07-21 | 2023-07-25 |  | 1281082 | 1281082 | EA | BIN,STORG;WD 410 X HT 216 X DP 457 MM,PP |  |  | BIN,STORAGE;OVERALL SIZE:WD 410 X HT 216 X DP 457 MM,CAPACITY:27 KG,MATERIAL:PP,COLOUR:BLUE,MNFR:01)DEXION,PTNO:01)P60,MNFR:02) BLACKWOOD,PTNO:02)00942726 | EN_01)WD 410 X HT 216 X DP 457,27 KG,EN_01)PP,BLUE,01)DEXION,02)BLACKWOOD,01)P60,02)00942726 |  |  | BLACKWOOD | DEXION | P60 |  | BLACKWOOD | 00942726 |  |  | https://www.dexion.com.au/product-section/maxi-bins/ | [10 empty] | Cleansed | 24110000 | BIN | STORAGE | TYPE |  | OVERALL SIZE | 410 WDX216 HTX457 DP MM | CAPACITY | 27 KG | MATERIAL | POLYPROPYLENE | COLOUR | BLUE | HAZARD CLASS |  | CERTIFICATION/STANDARD |  | ADDITIONAL FEATURES | [58 empty] | Production Completed
STP_009 - Lot4 | Data Enrichment | RMZ | Completed | 2023-07-21 | 2023-07-25 |  | 1281385 | 1281385 | EA | BIN,STORG;WD 410 X LG 280 X DP 164 MM |  |  | BIN,STORAGE;OVERALL SIZE:WD 410 X LG 280 X DP 164 MM,CAPACITY:12 L,MATERIAL:PLASTIC,COLOUR:BLUE,MNFR:01)ATOM SUPPLY,PTNO:01) 29000018 | EN_01)WD 410 X LG 280 X DP 164,12 L,EN_01)PLASTIC,BLUE,01)ATOM SUPPLY,01)29000018 |  |  | ATOM SUPPLY | ATOM SUPPLY | 29000018 | [5 empty] | https://www.atom.com.au/tech-bin-40-parts-storage-bin-12l-blue-29000018 | [10 empty] | Cleansed | 24110000 | BIN | STORAGE | TYPE |  | OVERALL SIZE | 280 LGX410 WDX164 DP MM | CAPACITY | 12 L | MATERIAL | PLASTIC | COLOUR | BLUE | HAZARD CLASS |  | CERTIFICATION/STANDARD |  | ADDITIONAL FEATURES | [58 empty] | Production Completed
STP_009 - Lot4 | Data Enrichment | RMZ | Completed | 2023-07-21 | 2023-07-25 |  | 1280713 | 1280713 | EA | BIN,STORG;WD 600 X HT 636 X DP 170 MM |  |  | BIN,STORAGE;OVERALL SIZE:WD 600 X HT 636 X DP 170 MM,CAPACITY:33 DRAWER,MATERIAL:PP POLYESTER RESIN,COLOUR:TRANSPARENT,MNFR:01)RS COMPONENTS PTY LTD,PTNO:01)519-374 | EN_01)WD 600 X HT 636 X DP 170,33 DRAWER,EN_01)PP POLYESTER RESIN,TRANSPARENT,01)RS COMPONENTS PTY LTD,01)519-374 |  |  | RS COMPONENTS PTY LTD |  | 519-374 | RS PRO |  |  |  |  | https://in.rsdelivers.com/product/rs-pro/rs-pro-33-drawer-storage-unit-636mm-x-600mm-x/519374 | [10 empty] | Enriched | 24102004 | RACK | STORAGE | TYPE | TRANSPARENT | CAPACITY |  | SIZE | 600 WDX636 HTX170 DP MM | NUMBER OF COMPARTMENTS | 33 | MATERIAL | POLYPROPYLENE POLYESTER RESIN | HAZARD CLASS |  | CERTIFICATION/STANDARD |  | ADDITIONAL FEATURES | VENDOR NAME:RS COMPONENTS PTY LTD | [57 empty] | Production Completed
STP_009 - Lot4 | Data Enrichment | RMZ | Completed | 2023-07-21 | 2023-07-25 |  | 1280879 | 1280879 | EA | BIN,STORG;WD 75 X HT 95 X DP 150 MM |  |  | BIN,STORAGE;OVERALL SIZE:WD 75 X HT 95 X DP 150 MM,MATERIAL:PLASTIC,MNFR:01)BAC SYSTEMS PTY. LIMITED,PTNO:01)M7 | EN_01)WD 75 X HT 95 X DP 150 M,EN_01)PLASTIC,01)BAC SYSTEMS PTY. LIMITED,01)M7 |  |  | BAC SYSTEMS PTY. LIMITED | BAC SYSTEMS PTY LTD | M7 | [5 empty] | https://storeright.com.au/wp-content/uploads/2018/03/Cabinets-HD-BAC.pdf | [10 empty] | Cleansed | 24110000 | BIN | STORAGE | TYPE |  | OVERALL SIZE | 75 WDX95 HTX150 DP MM | CAPACITY |  | MATERIAL | PLASTIC | COLOUR |  | HAZARD CLASS |  | CERTIFICATION/STANDARD |  | ADDITIONAL FEATURES | [58 empty] | Production Completed
STP_009 - Lot4 | Data Enrichment | RMZ | Completed | 2023-07-21 | 2023-07-25 |  | 1319264 | 1319264 | EA | DOOR;ACCSS, MAN,WD 800 MM X HT 1.5 M |  |  | DOOR;TYPE:ACCESS, MAN,SIZE:WD 800 MM X HT 1.5 M,ADDITIONAL FEATURES EN:ACCESS: STEELWORK, VENTILATION SUPPLIES,MNFR:01)START,PTNO: 01)SCH021 | EN_01)ACCESS, MAN,EN_01)WD 800 MM X HT 1.5 M,01)ACCESS: STEELWORK, VENTILAT,01)START,01)SCH021 |  |  | START | START | SCH021 | [5 empty] | Url Not Found | [9 empty] | MAN | Cleansed | 30171500 | DOOR | No Modifier | TYPE | ACCESS | SIZE | 800 WD MMX1.5 HT M | MATERIAL |  | COLOUR |  | HAZARD CLASS |  | CERTIFICATION/STANDARD |  | ADDITIONAL FEATURES | STEELWORK,VENTILATION SUPPLIES | [59 empty] | Production Completed
STP_009 - Lot4 | Data Enrichment | RMZ | Completed | 2023-07-21 | 2023-07-25 |  | 1346724 | 1346724 | EA | DOOR;ACCSS, ONE TOUCH EXPANSION,VARIOUS |  |  | DOOR;TYPE:ACCESS, ONE TOUCH EXPANSION,ADDITIONAL FEATURES EN:VARIOUS,MNFR:01)MAGALDI,PTNO:01)OTD000004 | EN_01)ACCESS, ONE TOUCH EXPANS,01)VARIOUS,01)MAGALDI,01)OTD000004 |  |  | MAGALDI | MAGALDI | OTD000004 | [5 empty] | Url Not Found | [10 empty] | Cleansed | 30171500 | DOOR | No Modifier | TYPE | ACCESS,ONE TOUCH EXPANSION | SIZE |  | MATERIAL |  | COLOUR |  | HAZARD CLASS |  | CERTIFICATION/STANDARD |  | ADDITIONAL FEATURES | VARIOUS | [59 empty] | Production Completed
STP_009 - Lot4 | Data Enrichment | RMZ | Completed | 2023-07-21 | 2023-07-25 |  | 1346725 | 1346725 | EA | DOOR;ACCSS, ONE TOUCH EXPANSION,VARIOUS |  |  | DOOR;TYPE:ACCESS, ONE TOUCH EXPANSION,ADDITIONAL FEATURES EN:VARIOUS,MNFR:01)MAGALDI,PTNO:01)OTD000003 | EN_01)ACCESS, ONE TOUCH EXPANS,01)VARIOUS,01)MAGALDI,01)OTD000003 |  |  | MAGALDI | MAGALDI | OTD000003 | [5 empty] | Url Not Found | [10 empty] | Cleansed | 30171500 | DOOR | No Modifier | TYPE | ACCESS,ONE TOUCH EXPANSION | SIZE |  | MATERIAL |  | COLOUR |  | HAZARD CLASS |  | CERTIFICATION/STANDARD |  | ADDITIONAL FEATURES | VARIOUS | [59 empty] | Production Completed
STP_009 - Lot4 | Data Enrichment | RMZ | Completed | 2023-07-21 | 2023-07-25 |  | 1344240 | 1344240 | EA | DOOR;ACCSS,C/W FRAME |  |  | DOOR;TYPE:ACCESS,ADDITIONAL FEATURES EN:C/W FRAME,MNFR:01)ESS,PTNO:01)23010912 | EN_01)ACCESS,01)C/W FRAME,01)ESS,01)23010912 |  |  | ESS | ESS | 23010912 | [5 empty] | https://irp-cdn.multiscreensite.com/38ca115f/files/uploaded/Product%20Catalogue%202020.pdf | [10 empty] | Enriched | 30171500 | DOOR | No Modifier | TYPE | CYA ACCESS | SIZE |  | MATERIAL |  | COLOUR |  | HAZARD CLASS |  | CERTIFICATION/STANDARD |  | ADDITIONAL FEATURES | ASSEMBLY,C/W FRAME | [59 empty] | Production Completed
STP_009 - Lot4 | Data Enrichment | RMZ | Completed | 2023-07-21 | 2023-07-25 |  | 1345602 | 1345602 | EA | DOOR;ACCSS,C/W FRAME, CYA,ESS,23010912S |  |  | DOOR;TYPE:ACCESS,ADDITIONAL FEATURES EN:C/W FRAME, CYA,MNFR:01)ESS,PTNO:01)23010912S | EN_01)ACCESS,01)C/W FRAME, CYA,01)ESS,01)23010912S |  |  | ESS | ESS | 23010912S | [5 empty] | https://irp-cdn.multiscreensite.com/38ca115f/files/uploaded/Product%20Catalogue%202020.pdf | [10 empty] | Enriched | 30171500 | DOOR | No Modifier | TYPE | CYA ACCESS | SIZE |  | MATERIAL |  | COLOUR |  | HAZARD CLASS |  | CERTIFICATION/STANDARD |  | ADDITIONAL FEATURES | ASSEMBLY,C/W FRAME | [59 empty] | Production Completed
STP_009 - Lot4 | Data Enrichment | RMZ | Completed | 2023-07-21 | 2023-07-25 |  | 1344332 | 1344332 | EA | DOOR;ACCSS,URETHANE,ASSY |  |  | DOOR;TYPE:ACCESS,MATERIAL:URETHANE,ADDITIONAL FEATURES EN:ASSY,MNFR:01)ESS,PTNO:01)24600024 | EN_01)ACCESS,URETHANE,01)ASSY,01)ESS,01)24600024 |  |  | ESS | ESS | 24600024 | [5 empty] | https://irp-cdn.multiscreensite.com/38ca115f/files/uploaded/Product%20Catalogue%202020.pdf | [10 empty] | Cleansed | 30171500 | DOOR | No Modifier | TYPE | ACCESS | SIZE |  | MATERIAL | URETHANE | COLOUR |  | HAZARD CLASS |  | CERTIFICATION/STANDARD |  | ADDITIONAL FEATURES | ASSEMBLY | [59 empty] | Production Completed
STP_009 - Lot4 | Data Enrichment | RMZ | Completed | 2023-07-21 | 2023-07-25 |  | 1281724 | 1281724 | EA | DOOR;ACCSS,WD 800 MM,MESH |  |  | DOOR;TYPE:ACCESS,SIZE:WD 800 MM,MATERIAL:MESH,ADDITIONAL FEATURES EN:BI-FOLD, RA1 EESS-10721-01, 00000666, REFERENCE,MNFR:01) ENERGYQLD,PTNO:01)4155 | EN_01)ACCESS,EN_01)WD 800 MM,MESH,01)BI-FOLD, RA1 EESS-10721-01,01)ENERGYQLD,01)4155 |  |  | ENERGYQLD | ENERGYQLD | 4155 | [5 empty] | Url Not Found | [10 empty] | Cleansed | 30171500 | DOOR | No Modifier | TYPE | ACCESS | SIZE | 800 MM WD | MATERIAL | MESH | COLOUR |  | HAZARD CLASS |  | CERTIFICATION/STANDARD |  | ADDITIONAL FEATURES | BI-FOLD,RA1 EESS-10721-01,00000666,REFERENCE | [59 empty] | Production Completed
STP_009 - Lot4 | Data Enrichment | RMZ | Completed | 2023-07-21 | 2023-07-25 |  | 1281842 | 1281842 | EA | DOOR;C/W INSPECTION HATCH |  |  | DOOR;ADDITIONAL FEATURES EN:C/W INSPECTION HATCH,MNFR:01)CONPLAST,PTNO:01)CPE-PLP-11154 | 01)C/W INSPECTION HATCH,01)CONPLAST,01)CPE-PLP-11154 |  |  | CONPLAST | CONPLAST | CPE-PLP-11154 | [5 empty] | Url Not Found | [10 empty] | Cleansed | 30171500 | DOOR | No Modifier | TYPE |  | SIZE |  | MATERIAL |  | COLOUR |  | HAZARD CLASS |  | CERTIFICATION/STANDARD |  | ADDITIONAL FEATURES | C/W INSPECTION HATCH | [59 empty] | Production Completed
STP_009 - Lot4 | Data Enrichment | RMZ | Completed | 2023-07-21 | 2023-07-25 |  | 1281981 | 1281981 | EA | DOOR;C/W INSPECTION HATCH |  |  | DOOR;ADDITIONAL FEATURES EN:C/W INSPECTION HATCH,MNFR:01)CONSOLIDATED PLASTIC AND EPOXY P/L,PTNO:01)CPE-PLP-11154 | 01)C/W INSPECTION HATCH,01)CONSOLIDATED PLASTIC & EPOX,01)CPE-PLP-11154 |  |  | CONSOLIDATED PLASTIC AND EPOXY P/L | CONSOLIDATED PLASTIC AND EPOXY PTY LTD | CPE-PLP-11154 | [5 empty] | Url Not Found | [10 empty] | Cleansed | 30171500 | DOOR | No Modifier | TYPE |  | SIZE |  | MATERIAL |  | COLOUR |  | HAZARD CLASS |  | CERTIFICATION/STANDARD |  | ADDITIONAL FEATURES | C/W INSPECTION HATCH | [59 empty] | Production Completed
STP_009 - Lot4 | Data Enrichment | RMZ | Completed | 2023-07-21 | 2023-07-25 |  | 1344391 | 1344391 | EA | DOOR;COMBI SAFE ACCESS,ASSY XHD S/S |  |  | DOOR;TYPE:COMBI SAFE ACCESS,ADDITIONAL FEATURES EN:ASSY XHD S/S,MNFR:01)ESS,PTNO:01)23600020S | EN_01)COMBI SAFE ACCESS,01)ASSY XHD S/S,01)ESS,01)23600020S |  |  | ESS | ESS | 23600020S | [5 empty] | https://irp-cdn.multiscreensite.com/38ca115f/files/uploaded/Product%20Catalogue%202020.pdf | [10 empty] | Cleansed | 30171500 | DOOR | No Modifier | TYPE | COMBI SAFE ACCESS | SIZE |  | MATERIAL |  | COLOUR |  | HAZARD CLASS |  | CERTIFICATION/STANDARD |  | ADDITIONAL FEATURES | ASSY XHD S/S | [59 empty] | Production Completed
STP_009 - Lot4 | Data Enrichment | RMZ | Completed | 2023-07-21 | 2023-07-25 |  | 1281728 | 1281728 | EA | DOOR;DBL, STORE,MAN CABINET |  |  | DOOR;TYPE:DOUBLE, STORE,ADDITIONAL FEATURES EN:MAN CABINET,MNFR:01)CONTAIN IT SOLUTIONS,PTNO:01)CHD815-DD | EN_01)DOUBLE, STORE,01)MAN CABINET,01)CONTAIN IT SOLUTIONS,01)CHD815-DD |  |  | CONTAIN IT SOLUTIONS | CONTAIN IT SOLUTIONS | CHD815-DD | [5 empty] | https://www.containit.com.au/product/815mm-series-storeman-high-density-cabinets/ | [9 empty] | MAN | Enriched | 30171500 | CABINET | NO MODIFIER | TYPE | DOUBLE DOOR | SIZE | 1.01 WD MX815 HTX700 DP MM | CAPACITY |  | NUMBER OF COMPARTMENTS |  | MATERIAL |  | NUMBER OF SHELVES |  | NUMBER OF DRAWERS | 1 | MOUNTING TYPE |  | HAZARD CLASS |  | CERTIFICATION/STANDARD |  | ADDITIONAL FEATURES | [52 empty] | Production Completed
STP_009 - Lot4 | Data Enrichment | RMZ | Completed | 2023-07-21 | 2023-07-25 |  | 1281967 | 1281967 | EA | DOOR;DOUBLE REBATED,WD 900 MM X LG 2.3 M |  |  | DOOR;TYPE:DOUBLE REBATED,SIZE:WD 900 MM X LG 2.3 M,MNFR:01)CHUBB FIRE AND SECURITY,PTNO:01)1801/70SC | EN_01)DOUBLE REBATED,EN_01)WD 900 MM X LG 2.3 M,01)CHUBB FIRE & SECURITY,01)1801/70SC |  |  | CHUBB FIRE AND SECURITY | CHUBB FIRE AND SECURITY | 1801/70SC | [5 empty] | Url Not Found | [10 empty] | Cleansed | 30171500 | DOOR | No Modifier | TYPE | DOUBLE REBATED | SIZE | 2.3 LG MX900 WD MM | MATERIAL |  | COLOUR |  | HAZARD CLASS |  | CERTIFICATION/STANDARD |  | ADDITIONAL FEATURES | [60 empty] | Production Completed
STP_009 - Lot4 | Data Enrichment | RMZ | Completed | 2023-07-21 | 2023-07-25 |  | 1281807 | 1281807 | EA | DOOR;ELEMENT STARTER BOX,DSGN |  |  | DOOR;TYPE:ELEMENT STARTER BOX,ADDITIONAL FEATURES EN:DESIGN,MNFR:01)GARDNER DENVER INDUSTRIES PTY,PTNO:01)100015387 | EN_01)ELEMENT STARTER BOX,01)DESIGN,01)GARDNER DENVER INDUSTRIES P,01)100015387 |  |  | GARDNER DENVER INDUSTRIES PTY | GARDNER DENVER INDUSTRIES PTY | 100015387 | [5 empty] | https://www.jjairsystems.co.uk/product/design-element-starter-box-door-l07-11/ | [10 empty] | Enriched | 30171500 | DOOR | No Modifier | TYPE | DESIGN ELEMENT STARTER BOX | SIZE |  | MATERIAL |  | COLOUR |  | HAZARD CLASS |  | CERTIFICATION/STANDARD |  | ADDITIONAL FEATURES | DESIGN | [59 empty] | Production Completed
STP_009 - Lot4 | Data Enrichment | RMZ | Completed | 2023-07-21 | 2023-07-25 |  | 1281844 | 1281844 | EA | DOOR;FLSH, INTERIOR,H/COMBHUME |  |  | DOOR;TYPE:FLUSH, INTERIOR,SIZE:WD 820 MM X LG 2.04 M X THK 35 MM,ADDITIONAL FEATURES EN:H/COMBHUME,MNFR:01)BUNNINGS,PTNO:01) 2012170 | EN_01)FLUSH, INTERIOR,EN_01)WD 820 MM X LG 2.04 M X,01)H/COMBHUME,01)BUNNINGS,01)2012170 |  |  | BUNNINGS | BUNNINGS | 2012170 | [5 empty] | https://www.bunnings.com.au/hume-internal-door-h1-primed-mdf-flush-2040-x-820-x-35mm_p2012170 | [9 empty] | INTERIOR | Enriched | 30171500 | DOOR | No Modifier | TYPE | FLUSH,HUME INTERNAL | SIZE | 2.04 LG MX820 WD MMX35 MM THK | MATERIAL | RECONSTITUTED TIMBER | COLOUR |  | HAZARD CLASS |  | CERTIFICATION/STANDARD |  | ADDITIONAL FEATURES | H/COMBHUME | [59 empty] | Production Completed
STP_009 - Lot4 | Data Enrichment | RMZ | Completed | 2023-07-21 | 2023-07-25 |  | 1281602 | 1281602 | EA | DOOR;FLSH, STPC,DURACOTE |  |  | DOOR;TYPE:FLUSH, STPC,SIZE:WD 820 MM X LG 2.04 M X THK 35 MM,ADDITIONAL FEATURES EN:DURACOTE,MNFR:01)BUNNINGS,PTNO:01)1974973 | EN_01)FLUSH, STPC,EN_01)WD 820 MM X LG 2.04 M X,01)DURACOTE,01)BUNNINGS,01)1974973 |  |  | BUNNINGS | BUNNINGS | 1974973 | [5 empty] | https://www.bunnings.com.au/hume-2040-x-820-x-35mm-external-door-duracote-flush-stpc_p1974973 | [10 empty] | Enriched | 30171500 | DOOR | No Modifier | TYPE | FLUSH | SIZE | 2.04 LG MX820 WD MMX35 THK MM | MATERIAL | MERANTI / DURACOTE TEMPERED HARDBOARD/ PINE | COLOUR |  | HAZARD CLASS |  | CERTIFICATION/STANDARD |  | ADDITIONAL FEATURES | MODEL:DURACOTE STPC | [59 empty] | Production Completed
STP_009 - Lot4 | Data Enrichment | RMZ | Completed | 2023-07-21 | 2023-07-25 |  | 1319790 | 1319790 | EA | DOOR;FLSK, CURVED,WD 1.49 M,SION A |  |  | DOOR;FLASK, CURVED,SIZE:WD 1.49 M,ADDITIONAL FEATURES EN:BIN, CONTROL GATE, 1575MM I/RAD, TO BE MARKED 5725C TO DRAWING REVI,SION A,MNFR:01)MIMDWG,PTNO:01)346-4-5725/ ,MK.C | EN_01)FLASK, CURVED,EN_01)WD 1.49 M,01)BIN, CONTROL GATE, 1575MM I,02)SION A,01)MIMDWG,01)346-4-5725/ ,MK.C |  |  | MIMDWG | MIMDWG | 346-4-5725/,MK.C | [5 empty] | Url Not Found | [7 empty] | A |  |  | Cleansed | 30171500 | DOOR | No Modifier | TYPE | FLASK,CURVED | SIZE | 1.49 M WD | MATERIAL |  | COLOUR |  | HAZARD CLASS |  | CERTIFICATION/STANDARD |  | ADDITIONAL FEATURES | BIN,CONTROL GATE,1.575 M,I/RAD TO BE MARKED 5725C | [59 empty] | Production Completed
STP_009 - Lot4 | Data Enrichment | RMZ | Completed | 2023-07-21 | 2023-07-25 |  | 1282594 | 1282594 | EA | DOOR;HNGE,TS (PKT/4) |  |  | DOOR;TYPE:HINGE,ADDITIONAL FEATURES EN:TS (PKT/4),MNFR:01)CNW (MOUNT ISA) ELECT WHOLESALER,PTNO:01)RIT88001090 | EN_01)HINGE,01)TS (PKT/4),01)CNW (MOUNT ISA) ELECT WHOLE,01)RIT88001090 |  |  | CNW (MOUNT ISA) ELECT WHOLESALER | [7 empty] | Url Not Found | [10 empty] | Cleansed | 30171500 | DOOR | No Modifier | TYPE | HINGE | SIZE |  | MATERIAL |  | COLOUR |  | HAZARD CLASS |  | CERTIFICATION/STANDARD |  | ADDITIONAL FEATURES | VENDOR NAME:CNW (MOUNT ISA) ELECT WHOLESALER,VENDOR P/N:RIT88001090,TS,PACKAGE QUANTITY:4/PK | [59 empty] | Production Completed
STP_009 - Lot4 | Data Enrichment | RMZ | Completed | 2023-07-21 | 2023-07-25 |  | 1281950 | 1281950 | EA | DOOR;READICOTE |  |  | DOOR;TYPE:READICOTE,SIZE:WD 820 MM X LG 2.34 M X THK 35 MM,MNFR:01)HAMMER,PTNO:01)1003854 | EN_01)READICOTE,EN_01)WD 820 MM X LG 2.34 M X,01)HAMMER,01)1003854 |  |  | HAMMER | HAMMER | 1003854 | [5 empty] | Url Not Found | [10 empty] | Cleansed | 30171500 | DOOR | No Modifier | TYPE | READICOTE | SIZE | 2.34 LG MX820 WD MMXX35 THK MM | MATERIAL |  | COLOUR |  | HAZARD CLASS |  | CERTIFICATION/STANDARD |  | ADDITIONAL FEATURES | [60 empty] | Production Completed
STP_009 - Lot4 | Data Enrichment | RMZ | Completed | 2023-07-21 | 2023-07-25 |  | 1282019 | 1282019 | EA | DOOR;REPLCMNT |  |  | DOOR;ADDITIONAL FEATURES EN:REPLACEMENT,MNFR:01)LAKE MACQUARIE REFRIGERATION P/L,PTNO:01)BRESP-C10275 | 01)REPLACEMENT,01)LAKE MACQUARIE REFRIGERATIO,01)BRESP-C10275 |  |  | LAKE MACQUARIE REFRIGERATION P/L | LAKE MACQUARIE REFRIGERATION P/L | BRESP-C10275 | [5 empty] | https://spareparts.comcater.com.au/spare-part/BRESP-C10275 | [10 empty] | Cleansed | 30171500 | DOOR | No Modifier | TYPE | REPLACEMENT | SIZE |  | MATERIAL |  | COLOUR |  | HAZARD CLASS |  | CERTIFICATION/STANDARD |  | ADDITIONAL FEATURES | [60 empty] | Production Completed
STP_009 - Lot4 | Data Enrichment | RMZ | Completed | 2023-07-21 | 2023-07-25 |  | 1282046 | 1282046 | EA | DOOR;SGL,900 MM |  |  | DOOR;TYPE:SINGLE,SIZE:900 MM,ADDITIONAL FEATURES EN:SUBSTATION WORKS, REQUESTED BY D BREEN,MNFR:01)CHUBB FIRE AND SECURITY,PTNO:01) | EN_01)SINGLE,EN_01)900 MM,01)SUBSTATION WORKS, REQUESTED,01)CHUBB FIRE & SECURITY,01)FE0060 |  |  | CHUBB FIRE AND SECURITY | CHUBB FIRE AND SECURITY | [6 empty] | Url Not Found |  |  | SUBSTATION WORKS | [7 empty] | Cleansed | 30171500 | DOOR | No Modifier | TYPE | SINGLE | SIZE | 900 MM | MATERIAL |  | COLOUR |  | HAZARD CLASS |  | CERTIFICATION/STANDARD |  | ADDITIONAL FEATURES | REQUESTED BY D BREEN | [59 empty] | Production Completed
STP_009 - Lot4 | Data Enrichment | RMZ | Completed | 2023-07-21 | 2023-07-25 |  | 1281617 | 1281617 | EA | DOOR;TS SINGLE |  |  | DOOR;TYPE:TS SINGLE,MNFR:01)CNW MOUNT ISA ELECT WHOLESALER,PTNO:01)RIT5050156 | EN_01)TS SINGLE,01)CNW MOUNT ISA ELECT WHOLESA,01)RIT5050156 |  |  | CNW MOUNT ISA ELECT WHOLESALER | CNW MOUNT ISA ELECT WHOLESALER | RIT5050156 | RITTAL |  |  |  |  | https://daniella.hu/rittal-5050.156-ts-ajto-800x1200-ral7035-id-rit5050156 | [10 empty] | Enriched | 30171500 | DOOR | No Modifier | TYPE | SINGLE | SIZE | 1.2 LG MX800 WD MM | MATERIAL |  | COLOUR |  | HAZARD CLASS |  | CERTIFICATION/STANDARD |  | ADDITIONAL FEATURES | TS | [59 empty] | Production Completed
STP_009 - Lot4 | Data Enrichment | RMZ | Completed | 2023-07-21 | 2023-07-25 |  | 1282016 | 1282016 | EA | DOOR;WNDW,WD 600 X LG 800 X THK 300 MM |  |  | DOOR;TYPE:WINDOW,SIZE:WD 600 X LG 800 X THK 300 MM,ADDITIONAL FEATURES EN:RATING: IP66, ENC, GRPPU ENCL,MNFR:01)CNW (MOUNT ISA) ELECT WHOLESALER,PTNO:01)PU806030/W3L | EN_01)WINDOW,EN_01)WD 600 X LG 800 X THK 30,01)RATING: IP66, ENC, GRPPU EN,01)CNW (MOUNT ISA) ELECT WHOLE,01)PU806030/W3L |  |  | CNW (MOUNT ISA) ELECT WHOLESALER | CNW (MOUNT ISA) ELECT WHOLESALER | PU806030/W3L | [5 empty] | https://www.brenclosures.com.au/wp-content/uploads/Product-Leaflet-Technical-Polynova-PU.pdf | [10 empty] | Enriched | 30171500 | DOOR | No Modifier | TYPE | WINDOW | SIZE | 600 WDX800 HTX300 DP MM | MATERIAL | POLYURETHANE | COLOUR |  | HAZARD CLASS |  | CERTIFICATION/STANDARD |  | ADDITIONAL FEATURES | RATING: IP66,ENC,GRPPU ENCL | [59 empty] | Production Completed
STP_009 - Lot4 | Data Enrichment | RMZ | Completed | 2023-07-21 | 2023-07-25 |  | 1353286 | 1353286 | EA | FILTER,AIR;1/2 IN-14BSPT,FILTER/OILER |  |  | FILTER,AIR;PORT SIZE:1/2 IN-14BSPT,ADDITIONAL FEATURES EN:FILTER/OILER,MNFR:01)SMC,PTNO:01)AC4010-04DG-3 | 1/2 IN-14BSPT,01)FILTER/OILER,01)SMC,01)AC4010-04DG-3 |  |  | SMC CORPORATION (AUST) PTY LTD | SMC | AC4010-04DG-3 | [5 empty] | https://www.smcpneumatics.com/pdfs/ac_series.pdf | [10 empty] | Enriched | 40161500 | UNIT | FRL | TYPE | AIR | FILTER RATING | 5 UM | FLOW RATING |  | SIZE | 40 | PORT SIZE | 1/2 IN-14BSPT | PRESSURE ADJUSTMENT RANGE | 1 MPA | TEMPERATURE RATING | -5 TO 60 DEG C | OPERATOR TYPE |  | ELEMENT MATERIAL |  | FILTER BOWL MATERIAL | POLYCARBONATE | LUBRICATOR BOWL MATERIAL | POLYCARBONATE | FILTER BOWL CAPACITY |  | LUBRICATOR BOWL CAPACITY |  | HAZARD CLASS |  | CERTIFICATION/STANDARD |  | ADDITIONAL FEATURES | OILER | [41 empty] | Production Completed
STP_009 - Lot4 | Data Enrichment | RMZ | Completed | 2023-07-21 | 2023-07-25 |  | 1302389 | 1302389 | EA | FILTER,AIR;5 UM,1/4 IN BSP,1000 KPA |  |  | FILTER,AIR;FILTER RATING:5 UM,PORT SIZE:1/4 IN BSP,PRESSURE RATING:1000 KPA,FLOW RATING:500 L/MIN,ADDITIONAL FEATURES EN:750L/MIN FLOW RATE,2000 BODYSIZE, POLYCARBON BO,OWL GUARD,MNFR:01)SMC,PTNO:01)AF20-02C-C-A | 5 UM,1/4 IN BSP,1000 KPA,500 L/MIN,01)750L/MIN FLOW RATE,2000 BOD,02)OWL GUARD,01)SMC,01)AF20-02C-C-A |  |  | SMC CORPORATION (AUST) PTY LTD | SMC | AF20-02C-C-A | [5 empty] | https://www.smcpneumatics.com/pdfs/AC_A.pdf | [9 empty] | 2000 | Enriched | 40161505 | FILTER | AIR | TYPE |  | FILTER RATING | 5 UM | SIZE | 20 | PORT SIZE | 1/4 IN BSP | MATERIAL | POLYCARBONATE BOWL | PRESSURE RATING | 1 MPA | FLOW RATING | 500 L/MIN,750 L/MIN | TEMPERATURE RATING | -5 TO 60 DEG C | HAZARD CLASS |  | CERTIFICATION/STANDARD |  | ADDITIONAL FEATURES | GUARD | [51 empty] | Production Completed
STP_009 - Lot4 | Data Enrichment | RMZ | Completed | 2023-07-21 | 2023-07-25 |  | 1302445 | 1302445 | EA | FILTER,AIR;AIRLINE,70 UM,3/4 IN BSP |  |  | FILTER,AIR;TYPE:AIRLINE,FILTER RATING:70 UM,PORT SIZE:3/4 IN BSP,ADDITIONAL FEATURES EN:AIRLINE,1/4 IN BSP DRAIN PORT,MNFR:01)SMC, PTNO:01)AF40-06-7-70-BJ | AIRLINE,70 UM,3/4 IN BSP,01)AIRLINE,1/4 IN BSP DRAIN PO,01)SMC,01)AF40-06-7-70-BJ |  |  | SMC CORPORATION (AUST) PTY LTD | SMC | AF40-06-7-70-BJ | [5 empty] | https://www.smcpneumatics.com/pdfs/af.pdf | [9 empty] | 70 UM | Enriched | 40161505 | FILTER | AIR | TYPE | AIRLINE | FILTER RATING | 5 UM | SIZE | 40 | PORT SIZE | 3/4 IN BSP DRAIN | MATERIAL | POLYCARBONATE BOWL | PRESSURE RATING | 1 MPA | FLOW RATING |  | TEMPERATURE RATING | -5 TO 60 DEG C | HAZARD CLASS |  | CERTIFICATION/STANDARD |  | ADDITIONAL FEATURES | SUPPLIER NAME:AIRLINE | [51 empty] | Production Completed
STP_009 - Lot4 | Data Enrichment | RMZ | Completed | 2023-07-21 | 2023-07-25 |  | 1296091 | 1296091 | EA | FILTER,AIR;AUTO DRAIN, AIRLINE,,TOR |  |  | FILTER,AIR;TYPE:AUTO DRAIN, AIRLINE,PORT SIZE:1/4 IN BSP,ADDITIONAL FEATURES EN:OILER,METAL BOWL,C/W GAUGE,COMPACT SERIES, FILT, TOR,MNFR:01)SMC,PTNO:01)AC2000-02DG-2 | AUTO DRAIN, AIRLINE,1/4 IN BSP,01)OILER,METAL BOWL,C/W GAUGE,02)TOR,01)SMC,01)AC2000-02DG-2 |  |  | SMC CORPORATION (AUST) PTY LTD | SMC | AC2000-02DG-2 | [5 empty] | https://www.smcpneumatics.com/pdfs/ac_series.pdf | [10 empty] | Enriched | 40161500 | UNIT | FRL | TYPE | AIR | FILTER RATING | 5 UM | FLOW RATING |  | SIZE | 20 | PORT SIZE | 1/4 IN BSP AUTO DRAIN | PRESSURE ADJUSTMENT RANGE | 1 MPA | TEMPERATURE RATING | -5 TO 60 DEG C | OPERATOR TYPE |  | ELEMENT MATERIAL |  | FILTER BOWL MATERIAL | POLYCARBONATE | LUBRICATOR BOWL MATERIAL | METAL | FILTER BOWL CAPACITY |  | LUBRICATOR BOWL CAPACITY |  | HAZARD CLASS |  | CERTIFICATION/STANDARD |  | ADDITIONAL FEATURES | VENDOR NAME:AIRLINE,OILER,C/W GAUGE,COMPACT SERIES,TOR | [41 empty] | Production Completed
STP_009 - Lot4 | Data Enrichment | RMZ | Completed | 2023-07-21 | 2023-07-25 |  | 1359199 | 1359199 | EA | FILTER,AIR;CARTRIDGE, AIRLINE |  |  | FILTER,AIR;TYPE:CARTRIDGE, AIRLINE,MATERIAL:COTTON/PAPER,ADDITIONAL FEATURES EN:NBR SEALS,3/4 IN BSP AFF MAIN LINEFILTER,LIME P,A, FILTERING RETENTION: 3 UM,MNFR:01)SMC,PTNO:01)AFF-EL11B | CARTRIDGE, AIRLINE,EN_01)COTTON/PAPER,01)NBR SEALS,3/4 IN BSP AFF MA,02)A, FILTERING RETENTION: 3 U,01)SMC,01)AFF-EL11B |  |  | SMC CORPORATION (AUST) PTY LTD | SMC | AFF-EL11B | [5 empty] | https://www.smcpneumatics.com/AFF-EL11B.html | https://www.smcpneumatics.com/pdfs/AM_AFF.pdf | [9 empty] | Enriched | 40161500 | FILTER | AIR | TYPE | CARTRIDGE | FILTER RATING | 3 UM | SIZE |  | PORT SIZE | 3/4 IN BSP | MATERIAL | COTTON PAPER | PRESSURE RATING | 1 MPA | FLOW RATING | 300 L/MIN | TEMPERATURE RATING | 5 TO 60 DEG C | HAZARD CLASS |  | CERTIFICATION/STANDARD |  | ADDITIONAL FEATURES | VENDOR NAME:AIRLINE,NBR SEALS,LIME P,A | [51 empty] | Production Completed
STP_009 - Lot4 | Data Enrichment | RMZ | Completed | 2023-07-21 | 2023-07-25 |  | 1294793 | 1294793 | EA | FILTER,AIR;CARTRIDGE, PRIMARY, PLEATED |  |  | FILTER,AIR;TYPE:CARTRIDGE, PRIMARY, PLEATED,SIZE:ID 87 X OD 164 X LG 212 MM,MATERIAL:PAPER,ADDITIONAL FEATURES EN:METAL CASING, DIMENSIONS: 164MM OD X 87MM ID X 212MM LG, ELEMENT,MNFR:01)DONALDSN,PTNO:01)P771594 | CARTRIDGE, PRIMARY, PLEATED,EN_01)ID 87 X OD 164 X LG 212,EN_01)PAPER,01)METAL CASING, DIMENSIONS: 1,01)DONALDSN,01)P771594 |  |  | DONALDSN | DONALDSN | P771594 | [5 empty] | https://shop.donaldson.com/store/en-in/product/P771594/21642 | [9 empty] | ELEMENT | Enriched | 40161505 | FILTER | AIR | TYPE | CARTRIDGE,PRIMARY ROUND,PLEATED | FILTER RATING |  | SIZE | 87 IDX164 ODX212 LG MM | PORT SIZE |  | MATERIAL | PAPER | PRESSURE RATING |  | FLOW RATING |  | TEMPERATURE RATING |  | HAZARD CLASS |  | CERTIFICATION/STANDARD | ISO 5011 | ADDITIONAL FEATURES | METAL CASING | [51 empty] | Production Completed
STP_009 - Lot4 | Data Enrichment | RMZ | Completed | 2023-07-21 | 2023-07-25 |  | 1302399 | 1302399 | EA | FILTER,AIR;COALESCING, MICRO MIST SEPARA |  |  | FILTER,AIR;TYPE:COALESCING, MICRO MIST SEPARATOR,FILTER RATING:0.01 UM,PORT SIZE:1 IN-11 BSP,ADDITIONAL FEATURES EN:SECONDARY, C/W DIFF.PRESSURE INDICATOR, AUTO DRAIN, STANDBY INSTRUM,ENT AIR SUPPLY,MNFR:01)SMC,PTNO:01)AMD550-10D-T | COALESCING, MICRO MIST SEPARAT,0.01 UM,1 IN-11 BSP,01)SECONDARY, C/W DIFF.PRESSUR,02)ENT AIR SUPPLY,01)SMC,01)AMD550-10D-T |  |  | SMC CORPORATION (AUST) PTY LTD | SMC | AMD550-10D-T | [5 empty] | https://www.smcpneumatics.com/pdfs/AM_AFF.pdf | [10 empty] | Enriched | 40141765 | SEPARATOR | FILTER REGULATOR | TYPE | COALESCING,MICRO MIST | FILTER RATING | 0.01 UM | FLOW RATING | 3700 L/MIN | PORT SIZE | 1 IN-11 BSP | PRESSURE ADJUSTMENT RANGE |  | TEMPERATURE RATING |  | OPERATOR TYPE |  | ELEMENT MATERIAL |  | FILTER BOWL MATERIAL |  | LUBRICATOR BOWL MATERIAL |  | FILTER BOWL CAPACITY |  | LUBRICATOR BOWL CAPACITY |  | SIZE |  | HAZARD CLASS |  | CERTIFICATION/STANDARD |  | ADDITIONAL FEATURES | SECONDARY,C/W DIFF.PRESSURE INDICATOR,AUTO DRAIN,STANDBY INSTRUM,ENT AIR SUPPLY | [41 empty] | Production Completed
STP_009 - Lot4 | Data Enrichment | RMZ | Completed | 2023-07-21 | 2023-07-25 |  | 1302400 | 1302400 | EA | FILTER,AIR;COALESCING, PRIMARY, MAIN LIN |  |  | FILTER,AIR;TYPE:COALESCING, PRIMARY, MAIN LINE,FILTER RATING:3 UM,PORT SIZE:1-1/2 IN-11 BSP,FLOW RATING:6000 L/MIN,ADDITIONAL FEATURES EN:C/W DIFF.PRESSURE INDICATOR, AUTO DRAIN,STANDBY INSTRUMENT AIR SUPP,LY,MNFR:01)SMC,PTNO:01)AFF37B-14D-T | COALESCING, PRIMARY, MAIN LINE,3 UM,1-1/2 IN-11 BSP,6000 L/MIN,01)C/W DIFF.PRESSURE INDICATOR,02)LY,01)SMC,01)AFF37B-14D-T |  |  | SMC CORPORATION (AUST) PTY LTD | SMC | AFF37B-14D-T | [5 empty] | https://www.smcpneumatics.com/pdfs/AM_AFF.pdf | [10 empty] | Enriched | 40161500 | FILTER | AIR | TYPE | COALESCING,PRIMARY,MAIN LINE | FILTER RATING | 3 UM | SIZE | 334 LGX160 WDX180 HT MM | PORT SIZE | 1-1/2 IN-11 BSP | MATERIAL |  | PRESSURE RATING | 1 MPA | FLOW RATING | 6000 L/MIN | TEMPERATURE RATING | 5 TO 60 DEG C | HAZARD CLASS |  | CERTIFICATION/STANDARD |  | ADDITIONAL FEATURES | C/W DIFFERENTIAL PRESSURE INDICATOR,AUTO DRAIN,STANDBY INSTRUMENT AIR SUPP,LY | [51 empty] | Production Completed
STP_009 - Lot4 | Data Enrichment | RMZ | Completed | 2023-07-21 | 2023-07-25 |  | 1232478 | 1232478 | EA | FILTER,AIR;CRTG, ELEMENT, PRIMARY, FINNE |  |  | FILTER,AIR;TYPE:CARTRIDGE, ELEMENT, PRIMARY, FINNED, PLEATED,SIZE:ID 108 X OD 174 X LG 406 MM,MATERIAL:PAPER,ADDITIONAL FEATURES EN:METAL CASING,GASKET P101872 NOT INCLUDED,MNFR:01)DONALDSN,PTNO:01)P182063 | CARTRIDGE, ELEMENT, PRIMARY, F,EN_01)ID 108 X OD 174 X LG 406,EN_01)PAPER,01)METAL CASING,GASKET P101872,01)DONALDSN,01)P182063 |  |  | DONALDSN | DONALDSN | P182063 | [5 empty] | https://shop.donaldson.com/store/en-in/product/P182063/17962?_requestid=1764591 | [10 empty] | Enriched | 40161505 | FILTER | AIR | TYPE | CARTRIDGE,ELEMENT,PRIMARY FINNED,PLEATED | FILTER RATING |  | SIZE | 108 IDX174 ODX406 LG MM | PORT SIZE |  | MATERIAL | PAPER | PRESSURE RATING |  | FLOW RATING |  | TEMPERATURE RATING |  | HAZARD CLASS |  | CERTIFICATION/STANDARD | ISO 5011 | ADDITIONAL FEATURES | METAL CASING,GASKET P101872 NOT INCLUDED | [51 empty] | Production Completed
STP_009 - Lot4 | Data Enrichment | RMZ | Completed | 2023-07-21 | 2023-07-25 |  | 1345929 | 1345929 | EA | FILTER,AIR;ELEMENT, CYLINDRICAL,: 50 UM |  |  | FILTER,AIR;TYPE:ELEMENT, CYLINDRICAL,ADDITIONAL FEATURES EN:C/W SEALING O-RING, STAINLESS STEEL FRAME/MESH,: 50 UM,MNFR:01)SMC, PTNO:01)AFF-EL125-50-XAX4025 | ELEMENT, CYLINDRICAL,01)C/W SEALING O-RING, STAINLE,02): 50 UM,01)SMC,01)AFF-EL125-50-XAX4025 |  |  | SMC CORPORATION (AUST) PTY LTD | SMC | AFF-EL125-50-XAX4025 | [5 empty] | https://www.smcpneumatics.com/pdfs/AM_AFF.pdf | [10 empty] | Enriched | 40161500 | FILTER | AIR | TYPE | ELEMENT,CYLINDRICAL | FILTER RATING | 3 UM | SIZE |  | PORT SIZE | 80 3B FLANGE | MATERIAL |  | PRESSURE RATING | 1 MPA | FLOW RATING | 22000 L/MIN | TEMPERATURE RATING | 5 TO 60 DEG C | HAZARD CLASS |  | CERTIFICATION/STANDARD |  | ADDITIONAL FEATURES | C/W SEALING O-RING,STAINLESS STEEL FRAME/MESH | [51 empty] | Production Completed
STP_009 - Lot4 | Data Enrichment | RMZ | Completed | 2023-07-21 | 2023-07-25 |  | 1295142 | 1295142 | EA | FILTER,AIR;ELEMENT, INTAKE CLEANER ASSEM |  |  | FILTER,AIR;TYPE:ELEMENT, INTAKE CLEANER ASSEMBLY,SIZE:OD 3 X LG 11.65 IN,PORT SIZE:3 IN,FLOW RATING:6-7 M3/MIN,ADDITIONAL FEATURES EN:HORIZONTAL MTG, MEDIUM DUST SERVICE, C/W PRIMARY, 2 STAGES,MNFR:01)DONALDSN,PTNO:01)G080061 | 01)DONALDSN,01)G080061 |  |  | DONALDSN | DONALDSN | G080061 | [5 empty] | https://shop.donaldson.com/store/en-in/product/G080061/12049?_requestid=1764819 | [10 empty] | Cleansed | 40161602 | CLEANER | NO MODIFIER | TYPE | ELEMENT,AIR INTAKE | CONTAINER |  | FORM |  | HAZARD CLASS |  | CERTIFICATION/STANDARD |  | ADDITIONAL FEATURES | FLOW RATING:6 TO 7 M3/MIN,PORT SIZE:3 IN,SIZE:3 ODX11.65 LG IN,HORIZONTAL MTG,MEDIUM DUST SERVICE,C/W PRIMARY,2 STAGES,ASSEMBLY | [61 empty] | Production Completed
STP_009 - Lot4 | Data Enrichment | RMZ | Completed | 2023-07-21 | 2023-07-25 |  | 1302878 | 1302878 | EA | FILTER,AIR;ELEMENT, INTAKE CLEANER ASSEM |  |  | FILTER,AIR;TYPE:ELEMENT, INTAKE CLEANER ASSEMBLY,SIZE:OD 5 X LG 18.6 IN,PORT SIZE:5 IN,MATERIAL:STEEL,FLOW RATING:9.5-12.5 M3/MIN, ADDITIONAL FEATURES EN:2-STAGE, HORIZONTAL MTG, MEDIUM DUST SERVICE, C/W SAFETY,MNFR:01)DONALDSN,PTNO:01)G120014 | 01)DONALDSN,01)G120014 |  |  | DONALDSN | DONALDSN | G120014 | [5 empty] | https://shop.donaldson.com/store/en-in/product/G120014/12175?_requestid=1765015 | [10 empty] | Cleansed | 40161602 | CLEANER | NO MODIFIER | TYPE | ELEMENT,AIR INTAKE | CONTAINER |  | FORM |  | HAZARD CLASS |  | CERTIFICATION/STANDARD |  | ADDITIONAL FEATURES | FLOW RATING:9.5 TO 12.5 M3/MIN,2-STAGE,MATERIAL:STEEL,PORT SIZE:5 IN,SIZE:5 ODX22.09 LG IN,HORIZONTAL MTG,MEDIUM DUST SERVICE,C/W SAFETY | [61 empty] | Production Completed
STP_009 - Lot4 | Data Enrichment | RMZ | Completed | 2023-07-21 | 2023-07-25 |  | 1286351 | 1286351 | EA | FILTER,AIR;ELEMENT, PANEL, VENTILATION |  |  | FILTER,AIR;TYPE:ELEMENT, PANEL, VENTILATION,ADDITIONAL FEATURES EN:DIMENSIONS: WD 298 X LG 428 X DP 56, MEDIUM: AI,MNFR:01) DONALDSN,PTNO:01)P606762 | ELEMENT, PANEL, VENTILATION,01)DIMENSIONS: WD 298 X LG 428,01)DONALDSN,01)P606762 |  |  | DONALDSN | DONALDSN | P606762 | [5 empty] | https://shop.donaldson.com/store/en-in/product/P606762/23188?_requestid=1771870 | [10 empty] | Enriched | 40161505 | FILTER | AIR | TYPE | ELEMENT,PANEL VENTILATION | FILTER RATING |  | SIZE | 427.8 LGX297.9 WDX65.3 HT MM | PORT SIZE |  | MATERIAL |  | PRESSURE RATING |  | FLOW RATING |  | TEMPERATURE RATING |  | HAZARD CLASS |  | CERTIFICATION/STANDARD | ISO 5011 | ADDITIONAL FEATURES | [51 empty] | MEDIUM: AI | Production Completed
STP_009 - Lot4 | Data Enrichment | RMZ | Completed | 2023-07-21 | 2023-07-25 |  | 1319942 | 1319942 | EA | FILTER,AIR;ELEMENT, PRIMARY |  |  | FILTER,AIR;TYPE:ELEMENT, PRIMARY,ADDITIONAL FEATURES EN:DIMENSIONS: WD 241 X LG 483 X HT 132 MM, MEDIUM,MNFR:01)DONALDSN,PTNO:01) P181137 | ELEMENT, PRIMARY,01)DIMENSIONS: WD 241 X LG 483,01)DONALDSN,01)P181137 |  |  | DONALDSN | DONALDSN | P181137 | [5 empty] | https://shop.donaldson.com/store/en-in/product/P181137/17885?_requestid=1773320 | [10 empty] | Enriched | 40161505 | FILTER | AIR | TYPE | ELEMENT,PRIMARY | FILTER RATING |  | SIZE | 131.6 IDX241.2 ODX481.4 LG MM | PORT SIZE |  | MATERIAL |  | PRESSURE RATING |  | FLOW RATING |  | TEMPERATURE RATING |  | HAZARD CLASS |  | CERTIFICATION/STANDARD | ISO 5011 | ADDITIONAL FEATURES | [52 empty] | Production Completed
STP_009 - Lot4 | Data Enrichment | RMZ | Completed | 2023-07-21 | 2023-07-25 |  | 1365988 | 1365988 | EA | FILTER,AIR;ELEMENT, PRIMARY, FINS |  |  | FILTER,AIR;TYPE:ELEMENT, PRIMARY, FINS,ADDITIONAL FEATURES EN:DIMENSIONS: ID 3.6 X OD 5.2 X LG 11 IN, MEDIUM:,MNFR:01)DONALDSN, PTNO:01)P900247,MNFR:02)ALLIGHT,PTNO:02)DF4011 | ELEMENT, PRIMARY, FINS,01)DIMENSIONS: ID 3.6 X OD 5.2,01)DONALDSN,02)ALLIGHT,01)P900247,02)DF4011 |  |  | ALLIGHT | DONALDSN | P900247 |  | ALLIGHT | DF4011 |  |  | https://shop.donaldson.com/store/en-in/product/P900247/22439?_requestid=1773616 | [10 empty] | Enriched | 40161505 | FILTER | AIR | TYPE | ELEMENT,PRIMARY ROUND,FINS | FILTER RATING |  | SIZE | 90 IDX131 ODX276 LG MM | PORT SIZE |  | MATERIAL |  | PRESSURE RATING |  | FLOW RATING |  | TEMPERATURE RATING |  | HAZARD CLASS |  | CERTIFICATION/STANDARD | ISO 5011 | ADDITIONAL FEATURES | [51 empty] | MEDIUM: | Production Completed
STP_009 - Lot4 | Data Enrichment | RMZ | Completed | 2023-07-21 | 2023-07-25 |  | 1235461 | 1235461 | EA | FILTER,AIR;ELEMENT, PRIMARY, MAIN LINE |  |  | FILTER,AIR;TYPE:ELEMENT, PRIMARY, MAIN LINE, WATER COALESCER,MNFR:01)SMC,PTNO:01)AFF-EL37B | 01)SMC,01)AFF-EL37B |  |  | SMC CORPORATION (AUST) PTY LTD | SMC | AFF-EL37B | [5 empty] | https://www.smcpneumatics.com/pdfs/AM_AFF.pdf |  |  | WATER COALESCER | [7 empty] | Enriched | 40161500 | FILTER | AIR | TYPE | ELEMENT,PRIMARY,MAIN LINE | FILTER RATING | 3 UM | SIZE |  | PORT SIZE | 1 INX1-1/2 IN | MATERIAL |  | PRESSURE RATING | 1 MPA | FLOW RATING | 6000 L/MIN | TEMPERATURE RATING | 5 TO 60 DEG C | HAZARD CLASS |  | CERTIFICATION/STANDARD |  | ADDITIONAL FEATURES | [52 empty] | Production Completed
STP_009 - Lot4 | Data Enrichment | RMZ | Completed | 2023-07-21 | 2023-07-25 |  | 1286376 | 1286376 | EA | FILTER,AIR;ELEMENT, PRIMARY, OUTER |  |  | FILTER,AIR;TYPE:ELEMENT, PRIMARY, OUTER,ADDITIONAL FEATURES EN:DIMENSIONS: ID 60 X OD 106 X LG 265 MM, MEDIUM:,MNFR:01)DONALDSN, PTNO:01)P821575 | ELEMENT, PRIMARY, OUTER,01)DIMENSIONS: ID 60 X OD 106,01)DONALDSN,01)P821575 |  |  | DONALDSN | DONALDSN | P821575 | [5 empty] | https://shop.donaldson.com/store/en-in/product/P821575/22362?_requestid=1779314 | [10 empty] | Enriched | 40161505 | FILTER | AIR | TYPE | ELEMENT,PRIMARY,OUTER | FILTER RATING |  | SIZE | 60.1 IDX105.5 ODX265 LG MM | PORT SIZE |  | MATERIAL |  | PRESSURE RATING |  | FLOW RATING |  | TEMPERATURE RATING |  | HAZARD CLASS |  | CERTIFICATION/STANDARD | ISO 5011 | ADDITIONAL FEATURES | [51 empty] | MEDIUM: | Production Completed
STP_009 - Lot4 | Data Enrichment | RMZ | Completed | 2023-07-21 | 2023-07-25 |  | 1236308 | 1236308 | EA | FILTER,AIR;ELEMENT, SAFETY,DONALDSN |  |  | FILTER,AIR;TYPE:ELEMENT, SAFETY,SIZE:ID 95 X OD 105 X LG 386 MM,MNFR:01)DONALDSN,PTNO:01)P780036.DON | ELEMENT, SAFETY,EN_01)ID 95 X OD 105 X LG 386,01)DONALDSN,01)P780036.DON |  |  | DONALDSN | DONALDSN | P780036 | [5 empty] | https://shop.donaldson.com/store/en-in/product/P780036/22056?_requestid=1782735 | [10 empty] | Enriched | 40161505 | FILTER | AIR | TYPE | ELEMENT,SAFETY | FILTER RATING |  | SIZE | 90 IDX107 ODX385 LG MM | PORT SIZE |  | MATERIAL |  | PRESSURE RATING |  | FLOW RATING |  | TEMPERATURE RATING |  | HAZARD CLASS |  | CERTIFICATION/STANDARD | ISO 5011 | ADDITIONAL FEATURES | [52 empty] | Production Completed
STP_009 - Lot4 | Data Enrichment | RMZ | Completed | 2023-07-21 | 2023-07-25 |  | 1346234 | 1346234 | EA | FILTER,AIR;INLET/OUTLET, MAINLINE,50 UM |  |  | FILTER,AIR;TYPE:INLET/OUTLET, MAINLINE,FILTER RATING:50 UM,PORT SIZE:NB 80,ADDITIONAL FEATURES EN:TABLE E FLANGES,C/W SAFETY VALVE, AUTO DRAIN,MNFR:01)SMC,PTNO:01)AFF125A-30D-50-XAX4025 | INLET/OUTLET, MAINLINE,50 UM,NB 80,01)TABLE E FLANGES,C/W SAFETY,01)SMC,01)AFF125A-30D-50-XAX4025 |  |  | SMC CORPORATION (AUST) PTY LTD | SMC | AFF125A-30D-50-XAX4025 | [5 empty] | https://www.smcpneumatics.com/pdfs/AM_AFF.pdf | [9 empty] | 50 UM,NB 80 | Enriched | 40161500 | FILTER | AIR | TYPE | INLET/OUTLET,MAINLINE | FILTER RATING | 3 UM | SIZE |  | PORT SIZE | 80 JIS 10K | MATERIAL |  | PRESSURE RATING | 1 MPA | FLOW RATING | 22000 L/MIN | TEMPERATURE RATING | 5 TO 60 DEG C | HAZARD CLASS |  | CERTIFICATION/STANDARD |  | ADDITIONAL FEATURES | TABLE E FLANGES,C/W SAFETY VALVE,AUTO DRAIN | [51 empty] | Production Completed
STP_009 - Lot4 | Data Enrichment | RMZ | Completed | 2023-07-21 | 2023-07-25 |  | 1296052 | 1296052 | EA | FILTER,AIR;MAIN LINE, LEFT TO RIGHT FLOW |  |  | FILTER,AIR;TYPE:MAIN LINE, LEFT TO RIGHT FLOW,FILTER RATING:1-3 UM,PORT SIZE:2 IN BSPT,MATERIAL:ALUMINUM CAST,ADDITIONAL FEATURES EN:C/W INTERNAL N/O AUTO DRAIN,DIFFERENTIAL PRESSU,MNFR:01)SMC,PTNO:01)AFF75B-20D-T | MAIN LINE, LEFT TO RIGHT FLOW,1-3 UM,2 IN BSPT,EN_01)ALUMINUM CAST,01)C/W INTERNAL N/O AUTO DRAIN,01)SMC,01)AFF75B-20D-T |  |  | SMC CORPORATION (AUST) PTY LTD | SMC | AFF75B-20D-T | [5 empty] | https://www.smcpneumatics.com/pdfs/AM_AFF.pdf | [10 empty] | Enriched | 40161500 | FILTER | AIR | TYPE | MAIN LINE,LEFT TO RIGHT FLOW | FILTER RATING | 3 UM | SIZE | 464 LGX220 WDX220 HT MM | PORT SIZE | 2 IN BSPT | MATERIAL | ALUMINUM CAST | PRESSURE RATING | 1 MPA | FLOW RATING | 12000 L/MIN | TEMPERATURE RATING | 5 TO 60 DEG C | HAZARD CLASS |  | CERTIFICATION/STANDARD |  | ADDITIONAL FEATURES | C/W INTERNAL N/O AUTO DRAIN,DIFFERENTIAL PRESSURE | [51 empty] | Production Completed
STP_009 - Lot4 | Data Enrichment | RMZ | Completed | 2023-07-21 | 2023-07-25 |  | 1295716 | 1295716 | EA | FILTER,AIR;MIST SEPARATOR |  |  | FILTER,AIR;TYPE:MIST SEPARATOR,MNFR:01)SMC,PTNO:01)AMD850-20D,MNFR:02)SMC,PTNO:02)AMD-EL850 | MIST SEPARATOR,01)SMC,02)SMC,01)AMD850-20D,02)AMD-EL850 |  |  | SMC CORPORATION (AUST) PTY LTD | SMC | AMD850-20D |  | SMC | AMD-EL850 |  |  | https://www.smcpneumatics.com/pdfs/AM_AFF.pdf | [10 empty] | Enriched | 40141765 | SEPARATOR | FILTER REGULATOR | TYPE | MICRO MIST | FILTER RATING | 0.01 UM | FLOW RATING | 12000 L/MIN | PORT SIZE | 2 IN | PRESSURE ADJUSTMENT RANGE |  | TEMPERATURE RATING |  | OPERATOR TYPE |  | ELEMENT MATERIAL |  | FILTER BOWL MATERIAL |  | LUBRICATOR BOWL MATERIAL |  | FILTER BOWL CAPACITY |  | LUBRICATOR BOWL CAPACITY |  | SIZE |  | HAZARD CLASS |  | CERTIFICATION/STANDARD |  | ADDITIONAL FEATURES | [42 empty] | Production Completed
STP_009 - Lot4 | Data Enrichment | RMZ | Completed | 2023-07-21 | 2023-07-25 |  | 1345513 | 1345513 | EA | FILTER,AIR;OUTER |  |  | FILTER,AIR;TYPE:OUTER,SIZE:ID 106 X OD 186 X LG 388 MM,MNFR:01)DONALDSN,PTNO:01)P780522 | OUTER,EN_01)ID 106 X OD 186 X LG 388,01)DONALDSN,01)P780522 |  |  | DONALDSN | DONALDSN | P780522 | [5 empty] | https://shop.donaldson.com/store/en-in/product/P780522/22095?_requestid=1785324 | [10 empty] | Enriched | 40161505 | FILTER | AIR | TYPE | OUTER,PRIMARY | FILTER RATING |  | SIZE | 106 IDX186 ODX388 LG MM | PORT SIZE |  | MATERIAL |  | PRESSURE RATING |  | FLOW RATING |  | TEMPERATURE RATING |  | HAZARD CLASS |  | CERTIFICATION/STANDARD | ISO 5011 | ADDITIONAL FEATURES | [52 empty] | Production Completed
STP_009 - Lot4 | Data Enrichment | RMZ | Completed | 2023-07-21 | 2023-07-25 |  | 1294827 | 1294827 | EA | FILTER,AIR;PRE CLEANER INTAKE,ID 77 MM |  |  | FILTER,AIR;TYPE:PRE CLEANER INTAKE,SIZE:DIA 162 X LG 146 MM,PORT SIZE:ID 77 MM,FLOW RATING:90-200 FT3/M,CERTIFICATION/STANDARD: ISO 5011, SAE J726,ADDITIONAL FEATURES EN:TOPSPIN 3 IN,MNFR:01)DONALDSN,PTNO:01)H002437 | PRE CLEANER INTAKE,EN_01)DIA 162 X LG 146 MM,ID 77 MM,90-200 FT3/M,EN_01)ISO 5011, SAE J726,01)TOPSPIN 3 IN,01)DONALDSN,01)H002437 |  |  | DONALDSN | DONALDSN | H002437 | [5 empty] | https://shop.donaldson.com/store/en-in/product/H002437/12544?_requestid=1786580 | [10 empty] | Enriched | 40161505 | FILTER | AIR | TYPE | PRE CLEANER INTAKE EXTENDED PRIMARY | FILTER RATING |  | SIZE | 77 IDX162 ODX146 LG MM | PORT SIZE |  | MATERIAL |  | PRESSURE RATING |  | FLOW RATING | 90-200 FT3/M | TEMPERATURE RATING |  | HAZARD CLASS |  | CERTIFICATION/STANDARD | ISO 5011,SAE J726 | ADDITIONAL FEATURES | TOPSPIN 3 IN | [51 empty] | Production Completed
STP_009 - Lot4 | Data Enrichment | RMZ | Completed | 2023-07-21 | 2023-07-25 |  | 1232548 | 1232548 | EA | FILTER,AIR;PRE CLEANER, INTAKE |  |  | FILTER,AIR;TYPE:PRE CLEANER, INTAKE,SIZE:ID 76.71 X OD 186.5 X LG 156.7 MM,ADDITIONAL FEATURES EN:76 MM TUBE, PLASTIC BOWL,MNFR: 01)DONALDSN,PTNO:01)H001249 | PRE CLEANER, INTAKE,EN_01)ID 76.71 X OD 186.5 X LG,01)76 MM TUBE, PLASTIC BOWL,01)DONALDSN,01)H001249 |  |  | DONALDSN | DONALDSN | H001249 | [5 empty] | https://shop.donaldson.com/store/en-in/product/H001249/12461?_requestid=1791641 | [10 empty] | Enriched | 40161505 | FILTER | AIR | TYPE | PRE CLEANER INTAKE EXTENDED PRIMARY | FILTER RATING |  | SIZE | 76.71 IDX186.5 ODX156.7 LG MM | PORT SIZE |  | MATERIAL |  | PRESSURE RATING |  | FLOW RATING |  | TEMPERATURE RATING |  | HAZARD CLASS |  | CERTIFICATION/STANDARD | ISO 5011,SAE J726 | ADDITIONAL FEATURES | 76 MM TUBE,PLASTIC BOWL | [51 empty] | Production Completed
STP_009 - Lot4 | Data Enrichment | RMZ | Completed | 2023-07-21 | 2023-07-25 |  | 1319943 | 1319943 | EA | FILTER,AIR;PRIMARY |  |  | FILTER,AIR;TYPE:PRIMARY,SIZE:ID 216 X OD 327 X LG 604 MM,MNFR:01)DONALDSN,PTNO:01)P780006,MNFR:02)COMPAIR,PTNO:02)A06296777 | PRIMARY,EN_01)ID 216 X OD 327 X LG 604,01)DONALDSN,02)COMPAIR,01)P780006,02)A06296777 |  |  | COMPAIR | DONALDSN | P780006 |  | COMPAIR | A06296777 |  |  | https://shop.donaldson.com/store/en-in/product/P780006/22051?_requestid=1793027 | [10 empty] | Enriched | 40161505 | FILTER | AIR | TYPE | PRIMARY ROUND | FILTER RATING |  | SIZE | 216 IDX327 ODX604 LG MM | PORT SIZE |  | MATERIAL |  | PRESSURE RATING |  | FLOW RATING |  | TEMPERATURE RATING |  | HAZARD CLASS |  | CERTIFICATION/STANDARD | ISO 5011 | ADDITIONAL FEATURES | [52 empty] | Production Completed
STP_009 - Lot4 | Data Enrichment | RMZ | Completed | 2023-07-21 | 2023-07-25 |  | 1302346 | 1302346 | EA | FILTER,AIR;PRIMARY, MAIN LINE, DUAL CHAM |  |  | FILTER,AIR;TYPE:PRIMARY, MAIN LINE, DUAL CHAMBER,FILTER RATING:125 UM,ADDITIONAL FEATURES EN:C/W DIFF.PRESSURE GAUGE, DUAL ELECTRICAUTO DRAIN,STANDBY INSTRUMENT, AIR SUPPLY,MNFR:01)SMC,PTNO:01)AFF125A-30D-125-XAT4076 | 01)SMC,01)AFF125A-30D-125-XAT4076 |  |  | SMC CORPORATION (AUST) PTY LTD | SMC | AFF125A-30D-125-XAT4076 | [5 empty] | https://www.smcpneumatics.com/pdfs/AM_AFF.pdf | [9 empty] | 125 UM | Enriched | 40161500 | FILTER | AIR | TYPE | PRIMARY,MAIN LINE,DUAL CHAMBER | FILTER RATING | 3 UM | SIZE |  | PORT SIZE | 80 JIS 10K | MATERIAL |  | PRESSURE RATING | 1 MPA | FLOW RATING | 22000 L/MIN | TEMPERATURE RATING | 5 TO 60 DEG C | HAZARD CLASS |  | CERTIFICATION/STANDARD |  | ADDITIONAL FEATURES | C/W DIFFERENTIAL PRESSURE GAUGE,DUAL ELECTRICAUTO DRAIN,STANDBY INSTRUMENT,AIR SUPPLY | [51 empty] | Production Completed
STP_009 - Lot4 | Data Enrichment | RMZ | Completed | 2023-07-21 | 2023-07-25 |  | 1354179 | 1354179 | EA | FILTER,AIR;PRIMARY, RADIAL SEAL |  |  | FILTER,AIR;TYPE:PRIMARY, RADIAL SEAL,SIZE:ID 147 X OD 237 X LG 636 MM,ADDITIONAL FEATURES EN:ULTRA - WEBAZ RS,MNFR:01)DONALDSN, PTNO:01)DBA5114 | PRIMARY, RADIAL SEAL,EN_01)ID 147 X OD 237 X LG 636,01)ULTRA - WEBAZ RS,01)DONALDSN,01)DBA5114 |  |  | DONALDSN | DONALDSN | DBA5114 | [5 empty] | https://shop.donaldson.com/store/en-in/product/DBA5114/23040?_requestid=1794868 | [10 empty] | Enriched | 40161505 | FILTER | AIR | TYPE | PRIMARY,RADIAL SEAL | FILTER RATING |  | SIZE | 147 IDX237 ODX636 LG MM | PORT SIZE |  | MATERIAL |  | PRESSURE RATING |  | FLOW RATING |  | TEMPERATURE RATING |  | HAZARD CLASS |  | CERTIFICATION/STANDARD | ISO 5011 | ADDITIONAL FEATURES | ULTRA - WEBAZ RS | [51 empty] | Production Completed
STP_009 - Lot4 | Data Enrichment | RMZ | Completed | 2023-07-21 | 2023-07-25 |  | 1365604 | 1365604 | EA | FILTER,AIR;PRIMARY, RADIAL SEAL |  |  | FILTER,AIR;TYPE:PRIMARY, RADIAL SEAL,SIZE:ID 75.3 X OD 145 X LG 297 MM,MNFR:01)DONALDSN,PTNO:01)P629560 | PRIMARY, RADIAL SEAL,EN_01)ID 75.3 X OD 145 X LG 29,01)DONALDSN,01)P629560 |  |  | DONALDSN | DONALDSN | P629560 | [5 empty] | https://shop.donaldson.com/store/en-in/product/P629560/38537?_requestid=1794625 | [10 empty] | Enriched | 40161505 | FILTER | AIR | TYPE | PRIMARY,RADIAL SEAL | FILTER RATING |  | SIZE | 75.3 IDX145 ODX297 LG MM | PORT SIZE |  | MATERIAL |  | PRESSURE RATING |  | FLOW RATING |  | TEMPERATURE RATING |  | HAZARD CLASS |  | CERTIFICATION/STANDARD | ISO 5011 | ADDITIONAL FEATURES | [52 empty] | Production Completed
STP_009 - Lot4 | Data Enrichment | RMZ | Completed | 2023-07-21 | 2023-07-25 |  | 1366267 | 1366267 | EA | FILTER,AIR;PRIMARY, RADIAL SEAL |  |  | FILTER,AIR;TYPE:PRIMARY, RADIAL SEAL,SIZE:ID 117 X OD 234 X LG 331 MM,MATERIAL:CELLULOSE,MNFR:01)DONALDSN,PTNO:01)P601767 | PRIMARY, RADIAL SEAL,EN_01)ID 117 X OD 234 X LG 331,EN_01)CELLULOSE,01)DONALDSN,01)P601767 |  |  | DONALDSN | DONALDSN | P601767 | [5 empty] | https://shop.donaldson.com/store/en-in/product/P601767/21338?_requestid=1795948 | [10 empty] | Enriched | 40161505 | FILTER | AIR | TYPE | PRIMARY,RADIAL SEAL | FILTER RATING |  | SIZE | 117 IDX234 ODX331 LG MM | PORT SIZE |  | MATERIAL | CELLULOSE | PRESSURE RATING |  | FLOW RATING |  | TEMPERATURE RATING |  | HAZARD CLASS |  | CERTIFICATION/STANDARD | ISO 5011 | ADDITIONAL FEATURES | [52 empty] | Production Completed
STP_009 - Lot4 | Data Enrichment | RMZ | Completed | 2023-07-21 | 2023-07-25 |  | 1317294 | 1317294 | EA | FILTER,AIR;PRIMARY, RADIAL SEAL,OUTER |  |  | FILTER,AIR;TYPE:PRIMARY, RADIAL SEAL,SIZE:ID 131 X OD 237 X LG 401 MM,ADDITIONAL FEATURES EN:OUTER,MNFR:01)DONALDSN,PTNO:01) P536036 | PRIMARY, RADIAL SEAL,EN_01)ID 131 X OD 237 X LG 401,01)OUTER,01)DONALDSN,01)P536036 |  |  | DONALDSN | DONALDSN | P536036 | [5 empty] | https://shop.donaldson.com/store/en-in/product/P536036/19687?_requestid=1796583 | [10 empty] | Enriched | 40161505 | FILTER | AIR | TYPE | PRIMARY,RADIAL SEAL | FILTER RATING |  | SIZE | 131 IDX237 ODX401 LG MM | PORT SIZE |  | MATERIAL |  | PRESSURE RATING |  | FLOW RATING |  | TEMPERATURE RATING |  | HAZARD CLASS |  | CERTIFICATION/STANDARD | ISO 5011 | ADDITIONAL FEATURES | OUTER | [51 empty] | Production Completed
STP_009 - Lot4 | Data Enrichment | RMZ | Completed | 2023-07-21 | 2023-07-25 |  | 1302222 | 1302222 | EA | FILTER,AIR;PRIMARY,LG 285 MM |  |  | FILTER,AIR;TYPE:PRIMARY,SIZE:LG 285 MM,ADDITIONAL FEATURES EN:POWERCORE, PSD10 H/FL,2.5KG, CEMENT BLOWERS,MNFR:01)DONALDSN,PTNO: 01)P608676.DON | PRIMARY,EN_01)LG 285 MM,01)POWERCORE, PSD10 H/FL,2.5KG,01)DONALDSN,01)P608676.DON |  |  | DONALDSN | DONALDSN | P608676 | [5 empty] | https://shop.donaldson.com/store/en-in/product/P608676/34618?_requestid=1797523 | [10 empty] | Enriched | 40161505 | FILTER | AIR | TYPE | PRIMARY OBROUND | FILTER RATING |  | SIZE | 331.7 LGX205 WDX284.6 HT MM | PORT SIZE |  | MATERIAL |  | PRESSURE RATING |  | FLOW RATING |  | TEMPERATURE RATING |  | HAZARD CLASS |  | CERTIFICATION/STANDARD | ISO 5011 | ADDITIONAL FEATURES | POWERCORE,PSD10 H/FL,2.5KG,CEMENT BLOWERS | [51 empty] | Production Completed
STP_009 - Lot4 | Data Enrichment | RMZ | Completed | 2023-07-21 | 2023-07-25 |  | 1346711 | 1346711 | EA | FILTER,AIR;RADIAL SEAL, SAFETY,OUTER |  |  | FILTER,AIR;TYPE:RADIAL SEAL, SAFETY,SIZE:ID 48 X OD 61 X LG 290 MM,ADDITIONAL FEATURES EN:OUTER,MNFR:01)DONALDSN,PTNO:01)P775298 | RADIAL SEAL, SAFETY,EN_01)ID 48 X OD 61 X LG 290 M,01)OUTER,01)DONALDSN,01)P775298 |  |  | DONALDSN | DONALDSN | P775298 | [5 empty] | https://shop.donaldson.com/store/en-in/product/P775298/21715?_requestid=1799369 | [10 empty] | Enriched | 40161505 | FILTER | AIR | TYPE | RADIAL SEAL,SAFETY | FILTER RATING |  | SIZE | 45 IDX62.1 ODX283 LG MM | PORT SIZE |  | MATERIAL |  | PRESSURE RATING |  | FLOW RATING |  | TEMPERATURE RATING |  | HAZARD CLASS |  | CERTIFICATION/STANDARD | ISO 5011 | ADDITIONAL FEATURES | OUTER | [51 empty] | Production Completed
STP_009 - Lot4 | Data Enrichment | RMZ | Completed | 2023-07-21 | 2023-07-25 |  | 1302260 | 1302260 | EA | FILTER,AIR;SAFETY |  |  | FILTER,AIR;TYPE:SAFETY,SIZE:ID 101 X OD 118 X LG 356 MM,MNFR:01)DONALDSN,PTNO:01)P141319 | SAFETY,EN_01)ID 101 X OD 118 X LG 356,01)DONALDSN,01)P141319 |  |  | DONALDSN | DONALDSN | P141319 | [5 empty] | https://shop.donaldson.com/store/en-in/product/P141319/15564?_requestid=1801132 | [10 empty] | Enriched | 40161505 | FILTER | AIR | TYPE | SAFETY | FILTER RATING |  | SIZE | 101 IDX118 ODX356 LG MM | PORT SIZE |  | MATERIAL |  | PRESSURE RATING |  | FLOW RATING |  | TEMPERATURE RATING |  | HAZARD CLASS |  | CERTIFICATION/STANDARD | ISO 5011 | ADDITIONAL FEATURES | [52 empty] | Production Completed
STP_009 - Lot4 | Data Enrichment | RMZ | Completed | 2023-07-21 | 2023-07-25 |  | 1302221 | 1302221 | EA | FILTER,AIR;SAFETY, OBROUND |  |  | FILTER,AIR;TYPE:SAFETY, OBROUND,SIZE:WD 189.5 X LG 316.5 X HT 40 MM,ADDITIONAL FEATURES EN:POWERCORE, PSD10 F,MNFR:01)DONALDSN, PTNO:01)P601560 | SAFETY, OBROUND,EN_01)WD 189.5 X LG 316.5 X HT,01)POWERCORE, PSD10 F,01)DONALDSN,01)P601560 |  |  | DONALDSN | DONALDSN | P601560 | [5 empty] | https://shop.donaldson.com/store/en-in/product/P601560/34514?_requestid=1814028 | [10 empty] | Enriched | 40161505 | FILTER | AIR | TYPE | SAFETY,OBROUND | FILTER RATING |  | SIZE | 316.5 LGX189.5 WDX40 HT MM | PORT SIZE |  | MATERIAL |  | PRESSURE RATING |  | FLOW RATING |  | TEMPERATURE RATING |  | HAZARD CLASS |  | CERTIFICATION/STANDARD | ISO 5011 | ADDITIONAL FEATURES | POWERCORE,PSD10 F | [51 empty] | Production Completed
STP_009 - Lot4 | Data Enrichment | RMZ | Completed | 2023-07-21 | 2023-07-25 |  | 1236673 | 1236673 | EA | FILTER,AIR;SECONDARY |  |  | FILTER,AIR;TYPE:SECONDARY,SIZE:ID 71 X OD 91 X LG 372 MM,ADDITIONAL FEATURES EN:INTAKE, 0.09 KG, SAFETY, RADIALSEAL,MNFR:01) DONALDSN,PTNO:01)P549277 | SECONDARY,EN_01)ID 71 X OD 91 X LG 372 M,01)INTAKE, 0.09 KG, SAFETY, RA,01)DONALDSN,01)P549277 |  |  | DONALDSN | DONALDSN | P549277 | [5 empty] | https://www.donaldson.com/content/dam/donaldson/engine-hydraulics-bulk/catalogs/air-intake/north-america/F110027-ENG/Air-Intake-Systems-Product-Guide.pdf | [10 empty] | Cleansed | 40161505 | FILTER | AIR | TYPE | SECONDARY | FILTER RATING |  | SIZE | 71 IDX91 ODX372 LG MM | PORT SIZE |  | MATERIAL |  | PRESSURE RATING |  | FLOW RATING |  | TEMPERATURE RATING |  | HAZARD CLASS |  | CERTIFICATION/STANDARD |  | ADDITIONAL FEATURES | INTAKE,0.09 KG,SAFETY,RADIALSEAL | [51 empty] | Production Completed
STP_009 - Lot4 | Data Enrichment | RMZ | Completed | 2023-07-21 | 2023-07-25 |  | 1348411 | 1348411 | EA | FILTER,AIR;SECONDARY, RADIAL SEAL, SAFET |  |  | FILTER,AIR;TYPE:SECONDARY, RADIAL SEAL, SAFETY,SIZE:ID 81 X OD 121 X LG 323 MM,MNFR:01)DONALDSN,PTNO:01)P601774 | SECONDARY, RADIAL SEAL, SAFETY,EN_01)ID 81 X OD 121 X LG 323,01)DONALDSN,01)P601774 |  |  | DONALDSN | DONALDSN | P601774 | [5 empty] | https://shop.donaldson.com/store/en-in/product/P601774/21339?_requestid=1816800 | [10 empty] | Enriched | 40161505 | FILTER | AIR | TYPE | SECONDARY,RADIAL SEAL,SAFETY | FILTER RATING |  | SIZE | 81 IDX121 ODX323 LG MM | PORT SIZE |  | MATERIAL |  | PRESSURE RATING |  | FLOW RATING |  | TEMPERATURE RATING |  | HAZARD CLASS |  | CERTIFICATION/STANDARD | ISO 5011 | ADDITIONAL FEATURES | [52 empty] | Production Completed
STP_009 - Lot4 | Data Enrichment | RMZ | Completed | 2023-07-21 | 2023-07-25 |  | 1295156 | 1295156 | EA | FILTER,ELEM;FLUID,0.3 MICRON MC CAR,SMC |  |  | FILTER,ELEMENT;MEDIUM:FLUID,ADDITIONAL FEATURES EN:0.3 MICRON MC CAR,MNFR:01)SMC,PTNO:01)630377 | FLUID,01)0.3 MICRON MC CAR,01)SMC,01)630377 |  |  | SMC CORPORATION (AUST) PTY LTD | SMC | 630377 | [5 empty] | Url Not Found | [9 empty] | MC CAR | Cleansed | 40161500 | FILTER | ELEMENT | TYPE |  | MEDIUM | FLUID | DIMENSIONS |  | FILTERING RETENTION | 0.3 UM | MATERIAL |  | FLOW RATE |  | HAZARD CLASS |  | CERTIFICATION/STANDARD |  | ADDITIONAL FEATURES | [56 empty] | Production Completed
STP_009 - Lot4 | Data Enrichment | RMZ | Completed | 2023-07-21 | 2023-07-25 |  | 1295105 | 1295105 | EA | FILTER,ELEM;FLUID,1, COOLANT,SCANIA |  |  | FILTER,ELEMENT;MEDIUM:FLUID,ADDITIONAL FEATURES EN:1, COOLANT,MNFR:01)SCANIA,PTNO:01)342988 | FLUID,01)1, COOLANT,01)SCANIA,01)342988 |  |  | SCANIA | SCANIA | 342988 | [5 empty] | https://slp.se/en/specifications/scania/342988 | [9 empty] | 1 | Cleansed | 40161500 | FILTER | ELEMENT | TYPE | COOLANT | MEDIUM | FLUID | DIMENSIONS |  | FILTERING RETENTION |  | MATERIAL |  | FLOW RATE |  | HAZARD CLASS |  | CERTIFICATION/STANDARD |  | ADDITIONAL FEATURES | [56 empty] | Production Completed
STP_009 - Lot4 | Data Enrichment | RMZ | Completed | 2023-07-21 | 2023-07-25 |  | 1302135 | 1302135 | EA | FILTER,ELEM;FLUID,SCHIELE,00.56-233-315 |  |  | FILTER,ELEMENT;MEDIUM:FLUID,MNFR:01)SCHIELE,PTNO:01)00.56-233-315 | FLUID,01)SCHIELE,01)00.56-233-315 |  |  | SCHIELE | SCHIELE | 00.56-233-315 | [5 empty] | Url Not Found | [10 empty] | Cleansed | 40161500 | FILTER | ELEMENT | TYPE |  | MEDIUM | FLUID | DIMENSIONS |  | FILTERING RETENTION |  | MATERIAL |  | FLOW RATE |  | HAZARD CLASS |  | CERTIFICATION/STANDARD |  | ADDITIONAL FEATURES | [56 empty] | Production Completed
STP_009 - Lot4 | Data Enrichment | RMZ | Completed | 2023-07-21 | 2023-07-25 |  | 1365367 | 1365367 | EA | FILTER,ELEM;PRTCLTE,AIR |  |  | FILTER,ELEMENT;TYPE:PARTICULATE,MEDIUM:AIR,DIMENSIONS:WD 650 MM X LG 1.9 M,MNFR:01)CAPS,PTNO:01)317520-1015 | EN_01)PARTICULATE,AIR,EN_01)WD 650 MM X LG 1.9 M,01)CAPS,01)317520-1015 |  |  | CAPS | CAPS | 317520-1015 | [5 empty] | Url Not Found | [10 empty] | Cleansed | 40161500 | FILTER | ELEMENT | TYPE | PARTICULATE | MEDIUM | AIR | DIMENSIONS | 650 WD MMX1.9 LG M | FILTERING RETENTION |  | MATERIAL |  | FLOW RATE |  | HAZARD CLASS |  | CERTIFICATION/STANDARD |  | ADDITIONAL FEATURES | [56 empty] | Production Completed
STP_009 - Lot4 | Data Enrichment | RMZ | Completed | 2023-07-21 | 2023-07-25 |  | 1302320 | 1302320 | EA | FILTER,ELEM;PRTCLTE,KEEP REFRIDGERATED |  |  | FILTER,ELEMENT;TYPE:PARTICULATE,ADDITIONAL FEATURES EN:KEEP REFRIDGERATED,MNFR:01)BIOLAB,PTNO:01)MDT780248 | EN_01)PARTICULATE,01)KEEP REFRIDGERATED,01)BIOLAB,01)MDT780248 |  |  | BIOLAB | BIOLAB | MDT780248 | [5 empty] | Url Not Found | [10 empty] | Cleansed | 40161500 | FILTER | ELEMENT | TYPE | PARTICULATE | MEDIUM |  | DIMENSIONS |  | FILTERING RETENTION |  | MATERIAL |  | FLOW RATE |  | HAZARD CLASS |  | CERTIFICATION/STANDARD |  | ADDITIONAL FEATURES | KEEP REFRIDGERATED | [55 empty] | Production Completed
STP_009 - Lot4 | Data Enrichment | RMZ | Completed | 2023-07-21 | 2023-07-25 |  | 1296124 | 1296124 | EA | FILTER,ELEM;PURIFICATION,WATER,0.2 UM |  |  | FILTER,ELEMENT;TYPE:PURIFICATION,MEDIUM:WATER,FILTERING RETENTION:0.2 UM,FLOW RATE:5.678 L/MIN,ADDITIONAL FEATURES EN:MOICROPURTY, 2S, CAPACITY:9436L, 70KPA TO 850KPA, FOR ZIP WATER, 5L, AUTOBOIL HOYT, WATER URN,MNFR:01)HARVNORM,PTNO:01)930704 | EN_01)PURIFICATION,WATER,0.2 UM,5.678 L/MIN,01)MOICROPURTY, 2S, CAPACITY:9,02) AUTOBOIL HOYT, WATER URN,01)HARVNORM,01)930704 |  |  | HARVNORM | HARVNORM | 930704 | [5 empty] | Url Not Found | [10 empty] | Cleansed | 40161500 | FILTER | ELEMENT | TYPE | PURIFICATION | MEDIUM | WATER | DIMENSIONS |  | FILTERING RETENTION | 0.2 UM | MATERIAL |  | FLOW RATE | 5.678 L/MIN | HAZARD CLASS |  | CERTIFICATION/STANDARD |  | ADDITIONAL FEATURES | FOR ZIP WATER,5L,AUTOBOIL HOYT,WATER URN,MICROPURTY,2S,CAPACITY:9436L,70KPA TO 850KPA | [55 empty] | Production Completed
STP_009 - Lot4 | Data Enrichment | RMZ | Completed | 2023-07-21 | 2023-07-25 |  | 1282499 | 1282499 | EA | FILTER,ELEM;QTY 2 AT 182 |  |  | FILTER,ELEMENT;ADDITIONAL FEATURES EN:QTY 2 AT 182,MNFR:01)PARKER HANNIFIN,PTNO:01)AU-36107,MNFR:02)ISADRAULICS,PTNO:02)AU-36107 | 01)QTY 2 AT 182,01)PARKER HANNIFIN,02)ISADRAULICS,01)AU-36107,02)AU-36107 |  |  | ISADRAULICS | PARKER HANNIFIN | AU-36107 |  | ISADRAULICS | AU-36107 |  |  | Url Not Found | [10 empty] | Cleansed | 40161500 | FILTER | ELEMENT | TYPE |  | MEDIUM |  | DIMENSIONS |  | FILTERING RETENTION |  | MATERIAL |  | FLOW RATE |  | HAZARD CLASS |  | CERTIFICATION/STANDARD |  | ADDITIONAL FEATURES | PACKAGE QUANTITY:2 AT 182 | [55 empty] | Production Completed
STP_009 - Lot4 | Data Enrichment | RMZ | Completed | 2023-07-21 | 2023-07-25 |  | 1289614 | 1289614 | EA | FILTER,ELEM;REPLCMNT, SOLD IN BOXE |  |  | FILTER,ELEMENT;ADDITIONAL FEATURES EN:REPLACEMENT, SOLD IN BOXE,MNFR:01)MARCTECH,PTNO:01)127135 MB5-10 | 01)REPLACEMENT, SOLD IN BOXE,01)MARCTECH,01)127135 MB5-10 |  |  | MARCTECH | MARCTECH | 127135 MB5-10 | [5 empty] | Url Not Found | [10 empty] | Cleansed | 40161500 | FILTER | ELEMENT | TYPE | REPLACEMENT | MEDIUM |  | DIMENSIONS |  | FILTERING RETENTION |  | MATERIAL |  | FLOW RATE |  | HAZARD CLASS |  | CERTIFICATION/STANDARD |  | ADDITIONAL FEATURES | PACKAGE TYPE:SOLD IN BOX | [55 empty] | Production Completed
STP_009 - Lot4 | Data Enrichment | RMZ | Completed | 2023-07-21 | 2023-07-25 |  | 1295907 | 1295907 | EA | FILTER,ELEM;REPLCMNT,5PK |  |  | FILTER,ELEMENT;TYPE:REPLACEMENT,ADDITIONAL FEATURES EN:5PK,MNFR:01)HAYMANS,PTNO:01)RIA3173100 | EN_01)REPLACEMENT,01)5PK,01)HAYMANS,01)RIA3173100 |  |  | HAYMANS | HAYMANS | RIA3173100 | [5 empty] | Url Not Found | [10 empty] | Cleansed | 40161500 | FILTER | ELEMENT | TYPE | REPLACEMENT | MEDIUM |  | DIMENSIONS |  | FILTERING RETENTION |  | MATERIAL |  | FLOW RATE |  | HAZARD CLASS |  | CERTIFICATION/STANDARD |  | ADDITIONAL FEATURES | PACKAGE QUANTITY:5/PK | [55 empty] | Production Completed
STP_009 - Lot4 | Data Enrichment | RMZ | Completed | 2023-07-21 | 2023-07-25 |  | 1295760 | 1295760 | EA | FILTER,ELEM;RESPTR, NUISANCE ODOUR,AIR |  |  | FILTER,ELEMENT;RESPIRATOR, NUISANCE ODOUR,MEDIUM:AIR,ADDITIONAL FEATURES EN:HIGH EFFICIENCY, SMELTER,MNFR:01)PUREFLOW,PTNO:01) PR01027SP | EN_01)RESPIRATOR, NUISANCE ODO,AIR,01)HIGH EFFICIENCY, SMELTER,01)PUREFLOW,01)PR01027SP |  |  | PUREFLOW | PUREFLOW | PR01027SP | [5 empty] | Url Not Found |  |  | SMELTER | [7 empty] | Cleansed | 40161500 | FILTER | ELEMENT | TYPE | HIGH EFFICIENCY | MEDIUM | AIR | DIMENSIONS |  | FILTERING RETENTION |  | MATERIAL |  | FLOW RATE |  | HAZARD CLASS |  | CERTIFICATION/STANDARD |  | ADDITIONAL FEATURES | [56 empty] | Production Completed
STP_009 - Lot4 | Data Enrichment | RMZ | Completed | 2023-07-21 | 2023-07-25 |  | 1346693 | 1346693 | EA | FILTER,ELEM;RETURN LINE,HYDRAULIC,BDY |  |  | FILTER,ELEMENT;TYPE:RETURN LINE,MEDIUM:HYDRAULIC,ADDITIONAL FEATURES EN:BODY,MNFR:01)LINCOM,PTNO:01)3260232 | EN_01)RETURN LINE,HYDRAULIC,01)BODY,01)LINCOM,01)3260232 |  |  | LINCOM | LINCOM | 3260232 | [5 empty] | Url Not Found | [9 empty] | BODY | Cleansed | 40161515 | FILTER | ELEMENT | TYPE | RETURN LINE | MEDIUM | HYDRAULIC | DIMENSIONS |  | FILTERING RETENTION |  | MATERIAL |  | FLOW RATE |  | HAZARD CLASS |  | CERTIFICATION/STANDARD |  | ADDITIONAL FEATURES | [56 empty] | Production Completed
STP_009 - Lot4 | Data Enrichment | RMZ | Completed | 2023-07-21 | 2023-07-25 | URL for Reference only | 1302258 | 1302258 | EA | FILTER,ELEM;SCT,FLUID,FINLAY,10.21.5102 |  |  | FILTER,ELEMENT;TYPE:SUCTION,MEDIUM:FLUID,MNFR:01)FINLAY,PTNO:01)10.21.5102 | EN_01)SUCTION,FLUID,01)FINLAY,01)10.21.5102 |  |  | FINLAY | FINLAY | 10.21.5102 | [5 empty] | https://www.crushingscreeningparts.com/Visit-Our-Shop/Filtration/Individual-Filters/10215102-Suction-Filter-10215102-FIN# | [10 empty] | Cleansed | 40161500 | FILTER | ELEMENT | TYPE | SUCTION | MEDIUM | FLUID | DIMENSIONS |  | FILTERING RETENTION |  | MATERIAL |  | FLOW RATE |  | HAZARD CLASS |  | CERTIFICATION/STANDARD |  | ADDITIONAL FEATURES | [56 empty] | Production Completed
STP_009 - Lot4 | Data Enrichment | RMZ | Completed | 2023-07-21 | 2023-07-25 |  | 1345894 | 1345894 | EA | FILTER,ELEM;SCT,GEAR LUBE,AKERSOL |  |  | FILTER,ELEMENT;TYPE:SUCTION,MEDIUM:GEAR LUBE,MNFR:01)AKERSOL,PTNO:01)21005864 | EN_01)SUCTION,GEAR LUBE,01)AKERSOL,01)21005864 |  |  | AKERSOL | AKERSOL | 21005864 | [5 empty] | Url Not Found | [10 empty] | Cleansed | 40161500 | FILTER | ELEMENT | TYPE | SUCTION | MEDIUM | GEAR LUBE | DIMENSIONS |  | FILTERING RETENTION |  | MATERIAL |  | FLOW RATE |  | HAZARD CLASS |  | CERTIFICATION/STANDARD |  | ADDITIONAL FEATURES | [56 empty] | Production Completed
STP_009 - Lot4 | Data Enrichment | RMZ | Completed | 2023-07-21 | 2023-07-25 |  | 1296125 | 1296125 | EA | FILTER,ELEM;SEP,SMC,EC9000-125 |  |  | FILTER,ELEMENT;TYPE:SEPARATOR,MNFR:01)SMC,PTNO:01)EC9000-125 | EN_01)SEPARATOR,01)SMC,01)EC9000-125 |  |  | SMC CORPORATION (AUST) PTY LTD | SMC | EC9000-125 | [5 empty] | Url Not Found | [10 empty] | Cleansed | 40161500 | FILTER | ELEMENT | TYPE | SEPARATOR | MEDIUM |  | DIMENSIONS |  | FILTERING RETENTION |  | MATERIAL |  | FLOW RATE |  | HAZARD CLASS |  | CERTIFICATION/STANDARD |  | ADDITIONAL FEATURES | [56 empty] | Production Completed
STP_009 - Lot4 | Data Enrichment | RMZ | Completed | 2023-07-21 | 2023-07-25 |  | 1346220 | 1346220 | EA | FILTER,ELEM;SPIN ON, AIR DRYER,TRANSMIN |  |  | FILTER,ELEMENT;SPIN ON, AIR DRYER,ADDITIONAL FEATURES EN:ASSEMBLY,FLUID,PRESSURE,MNFR:01)TRANSMIN,PTNO:01)R600251 | EN_01)SPIN ON, AIR DRYER,01)ASSEMBLY,FLUID,PRESSURE,01)TRANSMIN,01)R600251 |  |  | TRANSMIN | TRANSMIN | R600251 | [5 empty] | Url Not Found |  |  | AIR DRYER | [7 empty] | Cleansed | 40161500 | FILTER | ELEMENT | TYPE | SPIN-ON PRESSURE | MEDIUM | FLUID | DIMENSIONS |  | FILTERING RETENTION |  | MATERIAL |  | FLOW RATE |  | HAZARD CLASS |  | CERTIFICATION/STANDARD |  | ADDITIONAL FEATURES | ASSEMBLY | [55 empty] | Production Completed
STP_009 - Lot4 | Data Enrichment | RMZ | Completed | 2023-07-21 | 2023-07-25 |  | 1348895 | 1348895 | EA | FILTER,ELEM;STRNR, SEDIMENT,CATREF |  |  | FILTER,ELEMENT;,STRAINER, SEDIMENT,MNFR:01)CATREF,PTNO:01)018-S-125-W | EN_01)STRAINER, SEDIMENT,01)CATREF,01)018-S-125-W |  |  | CATREF | CATREF | 018-S-125-W | [5 empty] | Url Not Found | [10 empty] | Cleansed | 40161500 | FILTER | ELEMENT | TYPE |  | MEDIUM |  | DIMENSIONS |  | FILTERING RETENTION |  | MATERIAL |  | FLOW RATE |  | HAZARD CLASS |  | CERTIFICATION/STANDARD |  | ADDITIONAL FEATURES | FOR SEDIMENT STRAINER | [55 empty] | Production Completed
STP_009 - Lot4 | Data Enrichment | RMZ | Completed | 2023-07-21 | 2023-07-25 |  | 1350038 | 1350038 | EA | FILTER,ELEM;STRNR, SEDIMENT,KIT,CHAMPCOM |  |  | FILTER,ELEMENT;STRAINER, SEDIMENT,ADDITIONAL FEATURES EN:KIT,MNFR:01)CHAMPCOM,PTNO:01)211772 | EN_01)STRAINER, SEDIMENT,01)KIT,01)CHAMPCOM,01)211772 |  |  | CHAMPCOM | CHAMPCOM | 211772 | [5 empty] | Url Not Found | [10 empty] | Cleansed | 40161500 | FILTER | ELEMENT | TYPE |  | MEDIUM |  | DIMENSIONS |  | FILTERING RETENTION |  | MATERIAL |  | FLOW RATE |  | HAZARD CLASS |  | CERTIFICATION/STANDARD |  | ADDITIONAL FEATURES | KIT,FOR SEDIMENT STRAINER | [55 empty] | Production Completed
STP_009 - Lot4 | Data Enrichment | RMZ | Completed | 2023-07-21 | 2023-07-25 |  | 1365181 | 1365181 | EA | FILTER,ELEM;STRNR,NTPFORK,6041-10331 |  |  | FILTER,ELEMENT;TYPE:STRAINER,MNFR:01)NTPFORK,PTNO:01)6041-10331 | EN_01)STRAINER,01)NTPFORK,01)6041-10331 |  |  | NTPFORK | NTPFORK | 6041-10331 | [5 empty] | Url Not Found | [10 empty] | Cleansed | 40161500 | FILTER | ELEMENT | TYPE | STRAINER | MEDIUM |  | DIMENSIONS |  | FILTERING RETENTION |  | MATERIAL |  | FLOW RATE |  | HAZARD CLASS |  | CERTIFICATION/STANDARD |  | ADDITIONAL FEATURES | [56 empty] | Production Completed
STP_009 - Lot4 | Data Enrichment | RMZ | Completed | 2023-07-21 | 2023-07-25 |  | 1289496 | 1289496 | EA | FILTER,ELEM;TAF750 CONTROLLER |  |  | FILTER,ELEMENT;ADDITIONAL FEATURES EN:TAF750 CONTROLLER,MNFR:01)MITECH,PTNO:01)AG900 | 01)TAF750 CONTROLLER,01)MITECH,01)AG900 |  |  | MITECH | MITECH | AG900 | [5 empty] | Url Not Found |  |  | CONTROLLER |  | TAF 750 | [5 empty] | Cleansed | 40161500 | FILTER | ELEMENT | TYPE |  | MEDIUM |  | DIMENSIONS |  | FILTERING RETENTION |  | MATERIAL |  | FLOW RATE |  | HAZARD CLASS |  | CERTIFICATION/STANDARD |  | ADDITIONAL FEATURES | TAF750 CONTROLLER | [55 empty] | Production Completed
STP_009 - Lot4 | Data Enrichment | RMZ | Completed | 2023-07-21 | 2023-07-25 |  | 1347057 | 1347057 | EA | FILTER,ELEM;WATER SEPARATOR |  |  | FILTER,ELEMENT;TYPE:WATER SEPARATOR,DIMENSIONS:ID 11.5 X OD 35 X LG 87.5 MM,MNFR:01)GLOBWELD,PTNO:01)LINM20840A | EN_01)WATER SEPARATOR,EN_01)ID 11.5 X OD 35 X LG 87.,01)GLOBWELD,01)LINM20840A |  |  | GLOBWELD | GLOBWELD | LINM20840A | [5 empty] | Url Not Found | [10 empty] | Cleansed | 40161500 | FILTER | ELEMENT | TYPE | WATER SEPARATOR | MEDIUM |  | DIMENSIONS | 11.5 IDX35 ODX87.5 LG MM | FILTERING RETENTION |  | MATERIAL |  | FLOW RATE |  | HAZARD CLASS |  | CERTIFICATION/STANDARD |  | ADDITIONAL FEATURES | [56 empty] | Production Completed
STP_009 - Lot4 | Data Enrichment | RMZ | Completed | 2023-07-21 | 2023-07-25 |  | 1353424 | 1353424 | EA | FILTER,ELEM;WATER,DIA 2.5 X LG 10 IN |  |  | FILTER,ELEMENT;MEDIUM:WATER,DIMENSIONS:DIA 2.5 X LG 10 IN,ADDITIONAL FEATURES EN:PURIFICATION,MNFR:01)PURETEC,PTNO:01)CB951/0.5 | WATER,EN_01)DIA 2.5 X LG 10 IN,01)PURIFICATION,01)PURETEC,01)CB951/0.5 |  |  | PURETEC | PURETEC | CB951/0.5 | [5 empty] | Url Not Found | [10 empty] | Cleansed | 40161500 | FILTER | ELEMENT | TYPE | PURIFICATION | MEDIUM | WATER | DIMENSIONS | 2.5 DIAX10 LG IN | FILTERING RETENTION |  | MATERIAL |  | FLOW RATE |  | HAZARD CLASS |  | CERTIFICATION/STANDARD |  | ADDITIONAL FEATURES | [56 empty] | Production Completed
STP_009 - Lot4 | Data Enrichment | RMZ | Completed | 2023-07-21 | 2023-07-25 |  | 1286060 | 1286060 | EA | ENCODER;TOP SHEAVE/ROPE SLIP INCREMENTAL |  |  | ENCODER;ADDITIONAL FEATURES EN:TOP SHEAVE/ROPE SLIP INCREMENTAL,MNFR:01)LEINE AND LINDE,PTNO:01)HC-HTL M85 | 01)TOP SHEAVE/ROPE SLIP INCREM,01)LEINE & LINDE,01)HC-HTL M85 |  |  | LEINE AND LINDE | LEINE AND LINDE | HC-HTL M85 | [5 empty] | https://www.heidenhain.us/resources-and-news/leine-linde-encoders-with-hc-htl-outputs-drive-up-to-350-meter-cable/ | [10 empty] | Enriched | 39121527 | ENCODER | No Modifier | TYPE | TOP SHEAVE/ROPE SLIP INCREMENTAL | INPUT RATING |  | OUTPUT RATING | 0 TO 30 V | PULSES PER REVOLUTION |  | ACTUATION TYPE |  | ROTATION LIFE CYCLE |  | TERMINAL TYPE |  | OUTPUT CONFIGURATION |  | SIZE |  | MATERIAL |  | ENCLOSURE |  | TEMPERATURE RATING | -40 TO 85 DEG C | MOUNTING TYPE |  | HAZARD CLASS |  | CERTIFICATION/STANDARD |  | ADDITIONAL FEATURES | [42 empty] | Production Completed
STP_009 - Lot4 | Data Enrichment | RMZ | Completed | 2023-07-21 | 2023-07-25 |  | 1348038 | 1348038 | EA | ENCODER;WHEEL,GFM SURFACE CRUSHING PLANT |  |  | ENCODER;TYPE:WHEEL,ADDITIONAL FEATURES EN:GFM SURFACE CRUSHING PLANT,MNFR:01)AFC,PTNO:01)WE5000 WE-40-E2-HD | WHEEL,01)GFM SURFACE CRUSHING PLANT,01)AFC,01)WE5000 WE-40-E2-HD |  |  | AFC | AFC | WE5000 WE-40-E2-HD | [5 empty] | Url Not Found | [10 empty] | Cleansed | 39121527 | ENCODER | No Modifier | TYPE | WHEEL | INPUT RATING |  | OUTPUT RATING |  | PULSES PER REVOLUTION |  | ACTUATION TYPE |  | ROTATION LIFE CYCLE |  | TERMINAL TYPE |  | OUTPUT CONFIGURATION |  | SIZE |  | MATERIAL |  | ENCLOSURE |  | TEMPERATURE RATING |  | MOUNTING TYPE |  | HAZARD CLASS |  | CERTIFICATION/STANDARD |  | ADDITIONAL FEATURES | GFM SURFACE CRUSHING PLANT | [41 empty] | Production Completed