## Sheet1
Project | Activities | Production User | Production Comments | Start Date | End Date | Remarks | Griha ID | MATNR | MEINS | MAKTX_EN | MAKTX_ES | MAKTX_FR | TEXT_EN | Class_Char_Catted | MFRPN | MFRNR | MFRNR DES | MNFR | PTNO | Verified MNFR from web | MNFR 1 | PTNO 1 | MNFR 2 | PTNO 2 | Reference URL | Reference URL1 | Item Number | Equipment Type | Equipment Manufacturer | Equipment Model | Equipment Serial | DWG | DRAWING VERSION | POS/TAG | Unused Text | Enriched/Cleansed | UNSPSC Ver.23.07 | Noun | Modifier | Attribute Name 1 | Attribute Value 1 | Attribute Name 2 | Attribute Value 2 | Attribute Name 3 | Attribute Value 3 | Attribute Name 4 | Attribute Value 4 | Attribute Name 5 | Attribute Value 5 | Attribute Name 6 | Attribute Value 6 | Attribute Name 7 | Attribute Value 7 | Attribute Name 8 | Attribute Value 8 | Attribute Name 9 | Attribute Value 9 | Attribute Name 10 | Attribute Value 10 | Attribute Name 11 | Attribute Value 11 | Attribute Name 12 | Attribute Value 12 | Attribute Name 13 | Attribute Value 13 | Attribute Name 14 | Attribute Value 14 | Attribute Name 15 | Attribute Value 15 | Attribute Name 16 | Attribute Value 16 | Attribute Name 17 | Attribute Value 17 | Attribute Name 18 | Attribute Value 18 | Attribute Name 19 | Attribute Value 19 | Attribute Name 20 | Attribute Value 20 | Attribute Name 21 | Attribute Value 21 | Attribute Name 22 | Attribute Value 22 | Attribute Name 23 | Attribute Value 23 | Attribute Name 24 | Attribute Value 24 | Attribute Name 25 | Attribute Value 25 | Attribute Name 26 | Attribute Value 26 | Attribute Name 27 | Attribute Value 27 | Attribute Name 28 | Attribute Value 28 | Attribute Name 29 | Attribute Value 29 | Attribute Name 30 | Attribute Value 30 | Attribute Name 31 | Attribute Value 31 | Attribute Name 32 | Attribute Value 32 | Attribute Name 33 | Attribute Value 33 | Attribute Name 34 | Attribute Value 34 | Attribute Name 35 | Attribute Value 35 | Attribute Name 36 | Attribute Value 36 | Remaining_Information | Status
STP_009 - Lot4 | Data Enrichment | RYM | OK | 2023-07-21 | 2023-07-26 |  | 1364107 | 1364107 | PAA | GLOVES,CHEM RESIST;MEN, OIL PROTECTIVE |  |  | GLOVES,CHEMICAL RESISTANT;TYPE:MENS, OIL PROTECTIVE, CUT RESISTANT,SIZE DESIGNATION:8,LINER ACRYLIC, RUBBER NITRILE COATED,COLOUR: BLUE/GREY,EN 374 JKL, EN 374, EN 388 4121,MNFR:01)BUNZL,PTNO:01)AN58535B0GY0008 | MENS, OIL PROTECTIVE, CUT RESI,8,EN_01)LINER ACRYLIC, RUBBER NI,BLUE/GREY,EN_01)EN 374 JKL, EN 374, EN 3,01)BUNZL,01)AN58535B0GY0008 |  |  | BUNZL | ANCELL | 58535B 0GY0008 |  | BUNZL |  |  |  | https://www.ansell.com/us/en/products/alphatec-58-535b/pds/Hy6O5eSUvJrKuj1AldA | [10 empty] | ENRICHED | 46181541 Chemical resistant gloves | GLOVES | CHEMICAL RESISTANT | TYPE | MENS,OIL PROTECTIVE,CUT RESISTANT | SIZE DESIGNATION | 8 | MATERIAL | ACRYLIC LINER,RUBBER NITRILE COATED | COLOUR | BLUE/GREY | CUFF TYPE | EXTENDED SAFETY | THICKNESS |  | HAZARD CLASS |  | CERTIFICATION/STANDARD | EN ISO 374 AJKL OPT,EN 374,EN 388 4121 | ADDITIONAL FEATURES | [56 empty] | Production Completed
STP_009 - Lot4 | Data Enrichment | RYM | OK | 2023-07-21 | 2023-07-26 |  | 1284870 | 1284870 | EA | GLOVES,ELEC;INSLTD, INDUSTRIAL,8-10 |  |  | GLOVES,ELECTRICAL;TYPE:INSULATED, INDUSTRIAL,SIZE DESIGNATION:8-10,DIELECTRIC STRENGTH:1000 V,360 MM,MNFR:01)HAYMANS ELECTRICAL (PARTS),PTNO:01)DECAE1000360-8 | EN_01)INSULATED, INDUSTRIAL,8-10,1000 V,360 MM,01)HAYMANS ELECTRICAL (PARTS),01)DECAE1000360-8 |  |  | HAYMANS ELECTRICAL (PARTS) | DECO | AE1000360-8 |  | HAYMANS ELECTRICAL (PARTS) |  |  |  | https://decogloves.com.au/ProductDetails/AE1000360 | https://www.blackwoods.com.au/hand-protection/electrical-arc-flash-gloves/electrical-1000v-ae1000360/gloves-electrician-ae1000360-8-1000v/p/03481880 | [9 empty] | ENRICHED | 46181537 Insulated gloves | GLOVES | ELECTRICAL | TYPE | INSULATED,INDUSTRIAL | SIZE DESIGNATION | 8 | DIELECTRIC STRENGTH | 1 KV | MATERIAL | RUBBER | DESIGN |  | CLASS | 0 | SIZE | 360 MM LG | CUFF TYPE |  | THICKNESS |  | COLOUR | ORANGE | HAZARD CLASS |  | CERTIFICATION/STANDARD |  | ADDITIONAL FEATURES | [48 empty] | Production Completed
STP_009 - Lot4 | Data Enrichment | RYM | OK | 2023-07-21 | 2023-07-26 |  | 1285059 | 1285059 | EA | GLOVES,ELEC;10 |  |  | GLOVES,ELECTRICAL;SIZE:10,MNFR:01)HAYMANS,PTNO:01)VOLGLOVE0-10 | 10,01)HAYMANS,01)VOLGLOVE0-10 |  |  | HAYMANS | HAYMANS | [6 empty] | URL NOT FOUND | [10 empty] | CLEANSED | 46181537 Insulated gloves | GLOVES | ELECTRICAL | TYPE | VOLTAGE | SIZE DESIGNATION | 10 | DIELECTRIC STRENGTH |  | MATERIAL |  | DESIGN |  | CLASS | 0 | SIZE |  | CUFF TYPE |  | THICKNESS |  | COLOUR |  | HAZARD CLASS |  | CERTIFICATION/STANDARD |  | ADDITIONAL FEATURES | [48 empty] | Production Completed
STP_009 - Lot4 | Data Enrichment | RYM | OK | 2023-07-21 | 2023-07-26 |  | 1285116 | 1285116 | EA | GLOVES,ELEC;INSLTNG,1 KV,0,10 |  |  | GLOVES,ELECTRICAL;TYPE:INSULATING,DESIGN:1 KV,CLASS:0,SIZE:10,MNFR:01)ALLIANCE SAFETY EQUIPMENT P/L,PTNO:01)SIZE 10 | EN_01)INSULATING,1 KV,0,10,01)ALLIANCE SAFETY EQUIPMENT P,01)SIZE 10 |  |  | ALLIANCE SAFETY EQUIPMENT P/L | ALLIANCE SAFETY EQUIPMENT P/L | [6 empty] | URL NOT FOUND | [10 empty] | CLEANSED | 46181537 Insulated gloves | GLOVES | ELECTRICAL | TYPE | INSULATING | SIZE DESIGNATION | 10 | DIELECTRIC STRENGTH | 1 KV | MATERIAL |  | DESIGN |  | CLASS | 0 | SIZE |  | CUFF TYPE |  | THICKNESS |  | COLOUR |  | HAZARD CLASS |  | CERTIFICATION/STANDARD |  | ADDITIONAL FEATURES | [48 empty] | Production Completed
STP_009 - Lot4 | Data Enrichment | RYM | OK | 2023-07-21 | 2023-07-26 |  | 1285002 | 1285002 | EA | GLOVES,ELEC;SHELLS,0 AND 00,10 |  |  | GLOVES,ELECTRICAL;TYPE:SHELLS,CLASS:0 AND 00,SIZE:10,ADDITIONAL FEATURES EN:WORKERS OUTER PROTECTOR,MNFR:01)ENERGYQLD,PTNO:01) 1837498 | EN_01)SHELLS,0 AND 00,10,01)WORKERS OUTER PROTECTOR,01)ENERGYQLD,01)1837498 |  |  | ENERGYQLD | ENERGYQLD | 1837498 | [5 empty] | URL NOT FOUND | [10 empty] | CLEANSED | 46181537 Insulated gloves | GLOVES | ELECTRICAL | TYPE | SHELLS | SIZE DESIGNATION | 10 | DIELECTRIC STRENGTH |  | MATERIAL |  | DESIGN |  | CLASS | 0,00 | SIZE |  | CUFF TYPE |  | THICKNESS |  | COLOUR |  | HAZARD CLASS |  | CERTIFICATION/STANDARD |  | ADDITIONAL FEATURES | FOR WORKERS OUTER PROTECTOR | [47 empty] | Production Completed
STP_009 - Lot4 | Data Enrichment | RYM | OK | 2023-07-21 | 2023-07-26 |  | 1284830 | 1284830 | EA | GLOVES,ELEC;SHELLS,0 AND 00,11 |  |  | GLOVES,ELECTRICAL;TYPE:SHELLS,CLASS:0 AND 00,SIZE:11,ADDITIONAL FEATURES EN:WORKERS OUTER PROTECTOR,MNFR:01)ENERGYQLD,PTNO:01) 2400380 | EN_01)SHELLS,0 AND 00,11,01)WORKERS OUTER PROTECTOR,01)ENERGYQLD,01)2400380 |  |  | ENERGYQLD | ENERGYQLD | 2400380 | [5 empty] | URL NOT FOUND | [10 empty] | CLEANSED | 46181537 Insulated gloves | GLOVES | ELECTRICAL | TYPE | SHELLS | SIZE DESIGNATION | 11 | DIELECTRIC STRENGTH |  | MATERIAL |  | DESIGN |  | CLASS | 0,00 | SIZE |  | CUFF TYPE |  | THICKNESS |  | COLOUR |  | HAZARD CLASS |  | CERTIFICATION/STANDARD |  | ADDITIONAL FEATURES | FOR WORKERS OUTER PROTECTOR | [47 empty] | Production Completed
STP_009 - Lot4 | Data Enrichment | RYM | OK | 2023-07-21 | 2023-07-26 | CONFLICT SIZE IN INPUT AND WEBSOURCE,PROCESS BASED ON WEB SOURCE | 1236098 | 1236098 | PAA | GLOVES,ELEC;WORKERS, HIGH VOLTAGE,STRAM |  |  | GLOVES,ELECTRICAL;WORKERS, HIGH VOLTAGE,SIZE DESIGNATION:10 TO 10-1/2,OUTER LEATHER GOAT SKIN, STRAP NYLON,DESIGN:HIGH VISIBILITY CUFF, BACK STRAP NON METALIC BUCKLE,SIZE:LG 300 MM,COLOUR:ORANGE/YELLOW,CERTIFICATION/STANDARD:ASTM F696,ADDITIONAL FEATURES EN: STRAM,MNFR:01)THEENERG,PTNO:01)VLP?112?10?10.5 | EN_01)WORKERS, HIGH VOLTAGE,10 TO 10-1/2,EN_01)OUTER LEATHER GOAT SKIN,HIGH VISIBILITY CUFF, BACK STR,LG 300 MM,ORANGE/YELLOW,EN_01)ASTM F696,01)STRAM,01)THEENERG,01)VLP?112?10?10.5 |  |  | THEENERG | THE ENERGY | VLP-112-10-10.5 | [5 empty] | https://www.tengroup.com.au/attachments/Product/15845/TEN%20Group_Voltgard%20Protective%20Leather%20Gloves.pdf?ts=1585274013 | [10 empty] | ENRICHED | 46181537 Insulated gloves | GLOVES | ELECTRICAL | TYPE | HIGH VOLTAGE | SIZE DESIGNATION | 10 TO 10-1/2 | DIELECTRIC STRENGTH |  | MATERIAL | GOATSKIN LEATHER,STRAP NYLON | DESIGN | BACK STRAP NON METALLIC BUCKLE | CLASS |  | SIZE | 305 MM LG | CUFF TYPE | HIGH VISIBILITY | THICKNESS |  | COLOUR | ORANGE/YELLOW | HAZARD CLASS |  | CERTIFICATION/STANDARD | ASTM F696 | ADDITIONAL FEATURES | OUTER LEATHER GOAT SKIN,STRAM,FOR WORKES | [47 empty] | Production Completed
STP_009 - Lot4 | Data Enrichment | RYM | OK | 2023-07-21 | 2023-07-26 |  | 1280973 | 1280973 | EA | GLOVES,GEN USE;CRUMBED,11,26 IN |  |  | GLOVES,GENERAL USE;TYPE:CRUMBED,SIZE:11,ADDITIONAL FEATURES EN:26 IN,MNFR:01)ADAE P/L T/A DANA RIDGE,PTNO:01)441020764 | EN_01)CRUMBED,EN_01)11,01)26 IN,01)ADAE P/L T/A DANA RIDGE,01)441020764 |  |  | ADAE P/L T/A DANA RIDGE | ADAE P/L T/A DANA RIDGE | 441020764 | [5 empty] | URL NOT FOUND | [10 empty] | CLEANSED | 46181504 Protective gloves | GLOVES | GENERAL USE | TYPE | CRUMBED | SIZE | 11 | MATERIAL |  | OVERALL LENGTH | 26 IN | CUFF TYPE |  | LINER MATERIAL |  | COLOUR |  | VOLTAGE RATING |  | HAZARD CLASS |  | CERTIFICATION/STANDARD |  | ADDITIONAL FEATURES | [52 empty] | Production Completed
STP_009 - Lot4 | Data Enrichment | RYM | OK | 2023-07-21 | 2023-07-26 |  | 1233662 | 1233662 | EA | GLOVES,GEN USE;RIGGERS,2XL,BEIG,BLKWOODS |  |  | GLOVES,GENERAL USE;TYPE:RIGGERS,SIZE:2XL,MATERIAL:COW GRAIN LEATHER,COLOUR:BEIGE,CERTIFICATION/STANDARD:EN 388-2003,ADDITIONAL FEATURES EN:WORK, PROSAFE,MNFR:01)BLKWOODS,PTNO:01)04332746 | EN_01)RIGGERS,EN_01)2XL,EN_01)COW GRAIN LEATHER,EN_01)BEIGE,EN_01)EN 388-2003,01)WORK, PROSAFE,01)BLKWOODS,01)04332746 |  |  | BLACKWOODS | BLACKWOODS | 04332746 | [5 empty] | https://www.blackwoods.com.au/hand-protection/general-purpose-gloves/prosafe-warrior-500ec/gloves-riggers-std-warrior-500ec-2xl/p/04332746 | [10 empty] | CLEANSED | 46181504 Protective gloves | GLOVES | GENERAL USE | TYPE | RIGGERS | SIZE | XXL | MATERIAL | COW GRAIN LEATHER | OVERALL LENGTH |  | CUFF TYPE |  | LINER MATERIAL |  | COLOUR | BEIGE | VOLTAGE RATING |  | HAZARD CLASS |  | CERTIFICATION/STANDARD | EN 388-2003 | ADDITIONAL FEATURES | SERIES:PROSAFE,FOR WORK | [51 empty] | Production Completed
STP_009 - Lot4 | Data Enrichment | RYM | OK | 2023-07-21 | 2023-07-26 |  | 1280904 | 1280904 | EA | GLOVES,GEN USE;HI VIS MECHANICS,2XL |  |  | GLOVES,GENERAL USE;TYPE:HI VIS MECHANICS,SIZE:2XL,ADDITIONAL FEATURES EN:PARPTY,MNFR:01)CNW (MOUNT ISA) ELECT WHOLESALER,PTNO:01) PARPTY2XL | EN_01)HI VIS MECHANICS,EN_01)2XL,01)PARPTY,01)CNW (MOUNT ISA) ELECT WHOLE,01)PARPTY2XL |  |  | CNW (MOUNT ISA) ELECT WHOLESALER | CNW (MOUNT ISA) ELECT WHOLESALER | [6 empty] | URL NOT FOUND | [10 empty] | CLEANSED | 46181504 Protective gloves | GLOVES | GENERAL USE | TYPE | HIGH VISIBLE MECHANICS | SIZE | XXL | MATERIAL |  | OVERALL LENGTH |  | CUFF TYPE |  | LINER MATERIAL |  | COLOUR |  | VOLTAGE RATING |  | HAZARD CLASS |  | CERTIFICATION/STANDARD |  | ADDITIONAL FEATURES | PARPTY | [51 empty] | Production Completed
STP_009 - Lot4 | Data Enrichment | RYM | OK | 2023-07-21 | 2023-07-26 | CONFLICT SIZE IN INPUT AND WEBSOURCE,PROCESS BASED ON WEB SOURCE | 1229260 | 1229260 | PAA | GLOVES,ELEC;WORKERS, HIGH VOLTAGE,STRAM |  |  | GLOVES,ELECTRICAL;WORKERS, HIGH VOLTAGE,SIZE DESIGNATION:8 TO 8-1/2,OUTER LEATHER GOAT SKIN, STRAP NYLON,DESIGN:HIGH VISIBILITY CUFF, BACK STRAP NON METALLIC BUCKLE,SIZE:LG 300 MM,CERTIFICATION/STANDARD:ASTM F696,ADDITIONAL FEATURES EN:STRAM,MNFR:01) THEENERG,PTNO:01)VLP?112?8?8.5 | EN_01)WORKERS, HIGH VOLTAGE,8 TO 8-1/2,EN_01)OUTER LEATHER GOAT SKIN,HIGH VISIBILITY CUFF, BACK STR,LG 300 MM,EN_01)ASTM F696,01)STRAM,01)THEENERG,01)VLP?112?8?8.5 |  |  | THEENERG | THE ENERGY | VLP-112-8-8.5 | [5 empty] | https://www.tengroup.com.au/attachments/Product/15845/TEN%20Group_Voltgard%20Protective%20Leather%20Gloves.pdf?ts=1585274013 | [10 empty] | ENRICHED | 46181537 Insulated gloves | GLOVES | ELECTRICAL | TYPE | HIGH VOLTAGE | SIZE DESIGNATION | 8 TO 8-1/2 | DIELECTRIC STRENGTH |  | MATERIAL | GOATSKIN LEATHER,STRAP NYLON | DESIGN | BACK STRAP NON METALLIC BUCKLE | CLASS |  | SIZE | 305 MM LG | CUFF TYPE | HIGH VISIBILITY | THICKNESS |  | COLOUR |  | HAZARD CLASS |  | CERTIFICATION/STANDARD | ASTM F696 | ADDITIONAL FEATURES | OUTER LEATHER GOAT SKIN,STRAM,FOR WORKES | [47 empty] | Production Completed
STP_009 - Lot4 | Data Enrichment | RYM | OK | 2023-07-21 | 2023-07-26 |  | 1365528 | 1365528 | PAA | GLOVES,CHEM RESIST;MENS, OIL PROTECTIVE |  |  | GLOVES,CHEMICAL RESISTANT;TYPE:MENS, OIL PROTECTIVE,SIZE DESIGNATION:9,MATERIAL:RUBBER,ADDITIONAL FEATURES EN:ECUFF,MNFR:01)BUNZL, PTNO:01)AN58535B0GY0009 | MENS, OIL PROTECTIVE,9,EN_01)RUBBER,01)ECUFF,01)BUNZL,01)AN58535B0GY0009 |  |  | BUNZL | ANCELL | 58535B 0GY0009 |  | BUNZL |  |  |  | https://www.ansell.com/us/en/products/alphatec-58-535b/pds/Hy6O5eSUvJrKuj1AldA | [10 empty] | ENRICHED | 46181541 Chemical resistant gloves | GLOVES | CHEMICAL RESISTANT | TYPE | MENS,OIL PROTECTIVE | SIZE DESIGNATION | 9 | MATERIAL | RUBBER | COLOUR | GREY | CUFF TYPE | EXTENDED SAFETY | THICKNESS |  | HAZARD CLASS |  | CERTIFICATION/STANDARD |  | ADDITIONAL FEATURES | [56 empty] | Production Completed
STP_009 - Lot4 | Data Enrichment | RYM | OK | 2023-07-21 | 2023-07-26 |  | 1287183 | 1287183 | PAA | GLOVES,GEN USE;MEN,PRO-SURE,ILJ6 |  |  | GLOVES,GENERAL USE;TYPE:MENS,MNFR:01)PRO-SURE,PTNO:01)ILJ6 | EN_01)MENS,01)PRO-SURE,01)ILJ6 |  |  | PRO-SURE | PRO-SURE | ILJ6 | [5 empty] | URL NOT FOUND | [10 empty] | CLEANSED | 46181504 Protective gloves | GLOVES | GENERAL USE | TYPE | MENS | SIZE |  | MATERIAL |  | OVERALL LENGTH |  | CUFF TYPE |  | LINER MATERIAL |  | COLOUR |  | VOLTAGE RATING |  | HAZARD CLASS |  | CERTIFICATION/STANDARD |  | ADDITIONAL FEATURES | [52 empty] | Production Completed
STP_009 - Lot4 | Data Enrichment | RYM | OK | 2023-07-21 | 2023-07-26 | CONFLICT SIZE IN INPUT AND WEBSOURCE,PROCESS BASED ON WEB SOURCE | 1229261 | 1229261 | PAA | GLOVES,ELEC;WORKERS, HIGH VOLTAGE |  |  | GLOVES,ELECTRICAL;WORKERS, HIGH VOLTAGE,MATERIAL:GOATSKIN LEATHER,SIZE:9 TO 9-1/2,ADDITIONAL FEATURES EN:WORKER'S, OUTER, LG 300 MM, STRAM,MNFR:01)THEENERG,PTNO:01)VLP?112?9?9.5 | EN_01)WORKERS, HIGH VOLTAGE,EN_01)GOATSKIN LEATHER,9 TO 9-1/2,01)WORKER'S, OUTER, LG 300 MM,01)THEENERG,01)VLP?112?9?9.5 |  |  | THEENERG | THE ENERGY | VLP-112-9-9.5 | [5 empty] | https://www.tengroup.com.au/attachments/Product/15845/TEN%20Group_Voltgard%20Protective%20Leather%20Gloves.pdf?ts=1585274013 | [10 empty] | ENRICHED | 46181537 Insulated gloves | GLOVES | ELECTRICAL | TYPE | HIGH VOLTAGE | SIZE DESIGNATION | 9 TO 9-1/2 | DIELECTRIC STRENGTH |  | MATERIAL | GOATSKIN LEATHER,STRAP NYLON | DESIGN | BACK STRAP NON METALLIC BUCKLE | CLASS |  | SIZE | 305 MM LG | CUFF TYPE | HIGH VISIBILITY | THICKNESS |  | COLOUR |  | HAZARD CLASS |  | CERTIFICATION/STANDARD | ASTM F696 | ADDITIONAL FEATURES | OUTER,STRAM,FOR WORKES | [47 empty] | Production Completed
STP_009 - Lot4 | Data Enrichment | RYM | OK | 2023-07-21 | 2023-07-26 |  | 1215076 | 1215076 | PAA | GLOVES,GEN USE;L,LTHR | GUANTES USO GRAL; | GANT USAGE GENERAL; | GLOVES,GENERAL USE;SIZE:L,MATERIAL:LEATHER,ADDITIONAL FEATURES EN:RIGGER,COWGRN,BEIGE,9 GR,MNFR:BOC LIMITED,PTNO:743342 | EN_01)L,EN_01)LEATHER,01)RIGGER,COWGRN,BEIGE,9 GR,01)BOC LIMITED,01)743342 | 743342 | 1068135 | BOC LIMITED | BOC LIMITED | 743342 | [5 empty] | https://www.boc.com.au/shop/en/au/gloves-rigger-beige-cowgrain-medium-743342 | [10 empty] | ENRICHED | 46181504 Protective gloves | GLOVES | GENERAL USE | TYPE | COW GRAIN RIGGER | SIZE | L,9 | MATERIAL | LEATHER | OVERALL LENGTH |  | CUFF TYPE |  | LINER MATERIAL |  | COLOUR | BEIGE,GREEN | VOLTAGE RATING |  | HAZARD CLASS |  | CERTIFICATION/STANDARD | AS/NZS 2161.2:1998 | ADDITIONAL FEATURES | [52 empty] | Production Completed
STP_009 - Lot4 | Data Enrichment | RYM | OK | 2023-07-21 | 2023-07-26 |  | 1215226 | 1215226 | PAA | GLOVES,GEN USE;MED,LTHR,RGR,COWGRN,BEIG | GUANTES USO GRAL; | GANT USAGE GENERAL; | GLOVES,GENERAL USE;SIZE:MED,MATERIAL:LEATHER,ADDITIONAL FEATURES EN:RIGGER,COWGRN,BEIGE,MNFR:BOC LIMITED,PTNO:743405 | EN_01)MED,EN_01)LEATHER,01)RIGGER,COWGRN,BEIGE,01)BOC LIMITED,01)743405 | 743405 | 1068135 | BOC LIMITED | BOC LIMITED | 743405 | [5 empty] | https://www.boc.com.au/shop/en/au/gloves-rigger-beige-cowgrain-medium-743342 | [10 empty] | ENRICHED | 46181504 Protective gloves | GLOVES | GENERAL USE | TYPE | COW GRAIN RIGGER | SIZE | M | MATERIAL | LEATHER | OVERALL LENGTH |  | CUFF TYPE |  | LINER MATERIAL |  | COLOUR | BEIGE | VOLTAGE RATING |  | HAZARD CLASS |  | CERTIFICATION/STANDARD | AS/NZS 2161.2:1998 | ADDITIONAL FEATURES | [52 empty] | Production Completed
STP_009 - Lot4 | Data Enrichment | RYM | OK | 2023-07-21 | 2023-07-26 |  | 1215075 | 1215075 | PAA | GLOVES,GEN USE;XL,LTHR | GUANTES USO GRAL; | GANT USAGE GENERAL; | GLOVES,GENERAL USE;SIZE:XL,MATERIAL:LEATHER,ADDITIONAL FEATURES EN:RIGGER,COWGRN,BEIGE,10 BL,MNFR:BOC LIMITED,PTNO:743341 | EN_01)XL,EN_01)LEATHER,01)RIGGER,COWGRN,BEIGE,10 BL,01)BOC LIMITED,01)743341 | 743341 | 1068135 | BOC LIMITED | BOC LIMITED | 743341 | [5 empty] | https://www.boc.com.au/shop/en/au/gloves-rigger-beige-cowgrain-medium-743342 | [10 empty] | ENRICHED | 46181504 Protective gloves | GLOVES | GENERAL USE | TYPE | COW GRAIN RIGGER | SIZE | XL,10 | MATERIAL | LEATHER | OVERALL LENGTH |  | CUFF TYPE |  | LINER MATERIAL |  | COLOUR | BEIGE,BLUE | VOLTAGE RATING |  | HAZARD CLASS |  | CERTIFICATION/STANDARD | AS/NZS 2161.2:1998 | ADDITIONAL FEATURES | [52 empty] | Production Completed
STP_009 - Lot4 | Data Enrichment | RYM | OK | 2023-07-21 | 2023-07-26 |  | 1215067 | 1215067 | PAA | GLOVES,GEN USE;XXL,LTHR | GUANTES USO GRAL; | GANT USAGE GENERAL; | GLOVES,GENERAL USE;SIZE:XXL,MATERIAL:LEATHER,ADDITIONAL FEATURES EN:RIGGER,COWGRN,BEIGE,11 BR,MNFR:BOC LIMITED,PTNO:470154 | EN_01)XXL,EN_01)LEATHER,01)RIGGER,COWGRN,BEIGE,11 BR,01)BOC LIMITED,01)470154 | 470154 | 1068135 | BOC LIMITED | BOC LIMITED | 470154 | [5 empty] | https://www.boc.com.au/shop/en/au/gloves-rigger-beige-cowgrain-medium-743342 | [10 empty] | ENRICHED | 46181504 Protective gloves | GLOVES | GENERAL USE | TYPE | COW GRAIN RIGGER | SIZE | XXL,11 | MATERIAL | LEATHER | OVERALL LENGTH |  | CUFF TYPE |  | LINER MATERIAL |  | COLOUR | BEIGE,BROWN | VOLTAGE RATING |  | HAZARD CLASS |  | CERTIFICATION/STANDARD | AS/NZS 2161.2:1998 | ADDITIONAL FEATURES | [52 empty] | Production Completed
STP_009 - Lot4 | Data Enrichment | RYM | OK | 2023-07-21 | 2023-07-26 |  | 1229262 | 1229262 | PAA | GLOVES,ELEC;INNER, WORKERS, HIGH VOLTAGE |  |  | GLOVES,ELECTRICAL;INNER, WORKERS, HIGH VOLTAGE, REVERSIBLE,MATERIAL:COTTON 100 PCT,DESIGN:SEAMLESS KNIT CONSTRUCTION,CUFF TYPE: OVEREDGE SEWN,COLOUR:NATURAL,MNFR:01)THEENERG,PTNO:01)VG?13820 | EN_01)INNER, WORKERS, HIGH VOL,EN_01)COTTON 100 PCT,SEAMLESS KNIT CONSTRUCTION,OVEREDGE SEWN,NATURAL,01)THEENERG,01)VG?13820 |  |  | THEENERG | THE ENERGY | VG-13820 | [5 empty] | https://www.tengroup.com.au/attachments/Product/15845/TEN%20Group_Voltgard%20Protective%20Leather%20Gloves.pdf?ts=1585274013 | [10 empty] | ENRICHED | 46181537 Insulated gloves | GLOVES | ELECTRICAL | TYPE | INNER,HIGH VOLTAGE | SIZE DESIGNATION |  | DIELECTRIC STRENGTH |  | MATERIAL | 100 PCT COTTON | DESIGN | SEAMLESS KNIT CONSTRUCTION | CLASS |  | SIZE |  | CUFF TYPE | OVEREDGE SEWN | THICKNESS |  | COLOUR | NATURAL | HAZARD CLASS |  | CERTIFICATION/STANDARD |  | ADDITIONAL FEATURES | REVERSIBLE,FOR WORKES | [47 empty] | Production Completed
STP_009 - Lot4 | Data Enrichment | RYM | OK | 2023-07-21 | 2023-07-26 |  | 1229256 | 1229256 | PAA | GLOVES,GEN USE;RIGGERS,M,LG 250 MM,BEIG |  |  | GLOVES,GENERAL USE;TYPE:RIGGERS,SIZE:M,MATERIAL:COWHIDE PREMIUM QUALITY,OVERALL LENGTH:250 MM,CUFF TYPE:ELASTICIZED, WRIST LENGTH, LINER MATERIAL:UNLINED,COLOUR:BEIGE,ADDITIONAL FEATURES EN:WORK, LEATHER,MNFR:01)BUNZL,PTNO:01)FRRIGPREMBE000M | EN_01)RIGGERS,EN_01)M,EN_01)COWHIDE PREMIUM QUALITY,250 MM,ELASTICIZED, WRIST LENGTH,UNLINED,EN_01)BEIGE,01)WORK, LEATHER,01)BUNZL,01)FRRIGPREMBE000M |  |  | BUNZL | BUNZL | FRRIGPREMBE000M | [5 empty] | URL NOT FOUND | [10 empty] | CLEANSED | 46181504 Protective gloves | GLOVES | GENERAL USE | TYPE | RIGGERS | SIZE | M | MATERIAL | COWHIDE PREMIUM QUALITY LEATHER | OVERALL LENGTH | 250 MM | CUFF TYPE | ELASTICIZED,WRIST LENGTH | LINER MATERIAL | UNLINED | COLOUR | BEIGE | VOLTAGE RATING |  | HAZARD CLASS |  | CERTIFICATION/STANDARD |  | ADDITIONAL FEATURES | FOR WORK | [51 empty] | Production Completed
STP_009 - Lot4 | Data Enrichment | RYM | OK | 2023-07-21 | 2023-07-26 |  | 1232636 | 1232636 | EA | GLOVES,GEN USE;SANDBLASTING,15 |  |  | GLOVES,GENERAL USE;TYPE:SANDBLASTING,ADDITIONAL FEATURES EN:#15,MNFR:01)HAREFORB,PTNO:01)2SC0035 | EN_01)SANDBLASTING,01)#15,01)HAREFORB,01)2SC0035 |  |  | HAREFORB | HAREFORB | 2SC0035 | [5 empty] | https://www.machineryhouse.com.au/2sc0035 | [10 empty] | CLEANSED | 46181504 Protective gloves | GLOVES | GENERAL USE | TYPE | SANDBLASTING | SIZE |  | MATERIAL |  | OVERALL LENGTH |  | CUFF TYPE |  | LINER MATERIAL |  | COLOUR |  | VOLTAGE RATING |  | HAZARD CLASS |  | CERTIFICATION/STANDARD |  | ADDITIONAL FEATURES | #15 | [51 empty] | Production Completed
STP_009 - Lot4 | Data Enrichment | RYM | OK | 2023-07-21 | 2023-07-26 |  | 1280649 | 1280649 | EA | GLOVES,GEN USE;RIGGERS,A |  |  | GLOVES,GENERAL USE;TYPE:RIGGERS,ADDITIONAL FEATURES EN:A,MNFR:01)ATOM SUPPLY,PTNO:01)55040310 | EN_01)RIGGERS,01)A,01)ATOM SUPPLY,01)55040310 |  |  | ATOM SUPPLY | ATOM SUPPLY | 55040310 | [5 empty] | URL NOT FOUND | [10 empty] | CLEANSED | 46181504 Protective gloves | GLOVES | GENERAL USE | TYPE | RIGGERS | SIZE |  | MATERIAL |  | OVERALL LENGTH |  | CUFF TYPE |  | LINER MATERIAL |  | COLOUR |  | VOLTAGE RATING |  | HAZARD CLASS |  | CERTIFICATION/STANDARD |  | ADDITIONAL FEATURES | A | [51 empty] | Production Completed
STP_009 - Lot4 | Data Enrichment | RYM | OK | 2023-07-21 | 2023-07-26 |  | 1280945 | 1280945 | EA | GLOVES,GEN USE;RIGGERS,A |  |  | GLOVES,GENERAL USE;TYPE:RIGGERS,ADDITIONAL FEATURES EN:A,MNFR:01)ATOMSUP,PTNO:01)55040310 | EN_01)RIGGERS,01)A,01)ATOMSUP,01)55040310 |  |  | ATOM SUPPLY | ATOM SUPPLY | 55040310 | [5 empty] | URL NOT FOUND | [10 empty] | CLEANSED | 46181504 Protective gloves | GLOVES | GENERAL USE | TYPE | RIGGERS | SIZE |  | MATERIAL |  | OVERALL LENGTH |  | CUFF TYPE |  | LINER MATERIAL |  | COLOUR |  | VOLTAGE RATING |  | HAZARD CLASS |  | CERTIFICATION/STANDARD |  | ADDITIONAL FEATURES | A | [51 empty] | Production Completed
STP_009 - Lot4 | Data Enrichment | RYM | OK | 2023-07-21 | 2023-07-26 |  | 1294212 | 1294212 | EA | GLOVES,WLDG;10,LG 390 MM,LEATHER,BLACK |  |  | GLOVES,WELDING;SIZE:10,OVERALL LENGTH:390 MM,MATERIAL:LEATHER,CUFF TYPE:SPLIT LEATHER LINED IN CANVAS 200 MM,COLOUR:BLACK, CERTIFICATION/STANDARD:EN 388, 407, 420, 12477,MNFR:01)RS COMPONENTS PTY LTD,PTNO:01)104-1151 | 10,390 MM,LEATHER,SPLIT LEATHER LINED IN CANVAS,BLACK,EN_01)EN 388, 407, 420, 12477,01)RS COMPONENTS PTY LTD,01)104-1151 |  |  | RS COMPONENTS PTY LTD | RS COMPONENTS PTY LTD | 104-1151 | [5 empty] | https://uk.rs-online.com/web/p/work-gloves/1041151?redirect-relevancy-data=7365617263685F636173636164655F6F726465723D31267365617263685F696E746572666163655F6E616D653D4931384E525353746F636B4E756D626572267365617263685F6D617463685F6D6F64653D6D61746368616C6C267365617263685F7061747465726E5F6D6174636865643D5E2828282872737C5253295B205D3F293F285C647B337D5B5C2D5C735D3F5C647B332C347D5B705061415D3F29297C283235285C647B387D7C5C647B317D5C2D5C647B377D29292924267365617263685F747970653D52535F53544F434B5F4E554D424552267365617263685F77696C645F63617264696E675F6D6F64653D4E4F4E45267365617263685F6B6579776F72643D3130342D31313531267365617263685F6B6579776F72645F6170703D3130343131353126 | [10 empty] | ENRICHED | 46181540 Welder gloves | GLOVES | WELDING | TYPE | REUSABLE | SIZE | 10 | OVERALL LENGTH | 390 MM | MATERIAL | LEATHER | CUFF TYPE | 200 MM SPLIT LEATHER LINED IN CANVAS | LINER MATERIAL |  | COLOUR | BLACK | HAZARD CLASS |  | CERTIFICATION/STANDARD | EN 388,EN 407,EN 420,EN 12477 | ADDITIONAL FEATURES | [54 empty] | Production Completed
STP_009 - Lot4 | Data Enrichment | RYM | OK | 2023-07-21 | 2023-07-26 |  | 1215225 | 1215225 | PAA | GLOVES,WLDG;GAUNTLET,LTHR,BLU,40CM | GUANTES SOLDAR; | GANT SOUDURE; | GLOVES,WELDING;ADDITIONAL FEATURES EN:GAUNTLET,LEATHER,BLUE,40CM,MNFR:BOC LIMITED,PTNO:743380 | 01)GAUNTLET,LEATHER,BLUE,40CM,01)BOC LIMITED,01)743380 | 743380 | 1068135 | BOC LIMITED | BOC LIMITED | 743380 | [5 empty] | https://www.boc.com.au/shop/en/au/boc-blue-welding-glove | [10 empty] | CLEANSED | 46181540 Welder gloves | GLOVES | WELDING | TYPE | GAUNTLET | SIZE |  | OVERALL LENGTH | 40 CM | MATERIAL | LEATHER POLY COTTON | CUFF TYPE |  | LINER MATERIAL |  | COLOUR | BLUE | HAZARD CLASS |  | CERTIFICATION/STANDARD |  | ADDITIONAL FEATURES | [54 empty] | Production Completed
STP_009 - Lot4 | Data Enrichment | RYM | OK | 2023-07-21 | 2023-07-26 |  | 1215325 | 1215325 | PAA | GLOVES,WLDG;GAUNTLET,LTHR,RED,40CM | GUANTES SOLDAR; | GANT SOUDURE; | GLOVES,WELDING;ADDITIONAL FEATURES EN:GAUNTLET,LEATHER,RED,40CM,MNFR:BOC LIMITED,PTNO:W743395 | 01)GAUNTLET,LEATHER,RED,40CM,01)BOC LIMITED,01)W743395 | W743395 | 1068135 | BOC LIMITED | BOC LIMITED | W743395 | [5 empty] | https://www.boc.com.au/shop/en/au/weld-guard-red-leather-welding-gauntlet | [10 empty] | CLEANSED | 46181540 Welder gloves | GLOVES | WELDING | TYPE | GAUNTLET | SIZE |  | OVERALL LENGTH | 40 CM | MATERIAL | LEATHER | CUFF TYPE |  | LINER MATERIAL |  | COLOUR | RED | HAZARD CLASS |  | CERTIFICATION/STANDARD |  | ADDITIONAL FEATURES | [54 empty] | Production Completed
STP_009 - Lot4 | Data Enrichment | RYM | OK | 2023-07-21 | 2023-07-26 |  | 1285771 | 1285771 | EA | GLOVES,WLDG;SHOT BLAST |  |  | GLOVES,WELDING;TYPE:SHOT BLAST,ADDITIONAL FEATURES EN:PR, SUIT MODEL A FIORA BLASTER,MNFR:01)VENDOR LINK PTY LTD,PTNO:01)BLAST PT 40 | SHOT BLAST,01)PR, SUIT MODEL A FIORA BLAS,01)VENDOR LINK PTY LTD,01)BLAST PT 40 |  |  | VENDOR LINK PTY LTD | VENDOR LINK PTY LTD | PT40 | [5 empty] | URL NOT FOUND | [10 empty] | CLEANSED | 46181540 Welder gloves | GLOVES | WELDING | TYPE | SHOT BLAST | SIZE |  | OVERALL LENGTH |  | MATERIAL |  | CUFF TYPE |  | LINER MATERIAL |  | COLOUR |  | HAZARD CLASS |  | CERTIFICATION/STANDARD |  | ADDITIONAL FEATURES | PR,FOR MODEL A FIORA BLASTER | [53 empty] | Production Completed
STP_009 - Lot4 | Data Enrichment | RYM | OK | 2023-07-21 | 2023-07-26 |  | 1352672 | 1352672 | EA | GLOVES,WLDG;TIG,LG 30 CM,LEATHER |  |  | GLOVES,WELDING;TYPE:TIG,SIZE:LG 30 CM,MATERIAL:LEATHER,MNFR:01)GLOBAL WELDING SUPPLIES (MT ISA),PTNO:01)LINLA180 | TIG,LG 30 CM,LEATHER,01)GLOBAL WELDING SUPPLIES (MT,01)LINLA180 |  |  | GLOBAL WELDING SUPPLIES (MT ISA) | GLOBAL WELDING SUPPLIES (MT ISA) | LINLA180 | [5 empty] | URL NOT FOUND | [10 empty] | CLEANSED | 46181540 Welder gloves | GLOVES | WELDING | TYPE | TIG | SIZE |  | OVERALL LENGTH | 30 CM | MATERIAL | LEATHER | CUFF TYPE |  | LINER MATERIAL |  | COLOUR |  | HAZARD CLASS |  | CERTIFICATION/STANDARD |  | ADDITIONAL FEATURES | [54 empty] | Production Completed
STP_009 - Lot4 | Data Enrichment | RYM | OK | 2023-07-21 | 2023-07-26 |  | 1297212 | 1297212 | EA | HOUSING,BRGUNT;135 MM,CLOSED ONE, SHAFT |  |  | HOUSING,BEARING UNIT;BORE:135 MM,ADDITIONAL FEATURES EN:CLOSED ONE, SHAFT,MNFR:01)SKF,PTNO:01)FSNL530+TST530KIT/M.S+ASNH530 | 135 MM,01)CLOSED ONE, SHAFT,01)SKF,01)FSNL530+TST530KIT/M.S+ASNH5 |  |  | SKF | SKF | FSNL 530+TST530KIT/M.S+ASNH530 | [5 empty] | https://cdn.skfmediahub.skf.com/api/public/0901d196801106cc/pdf_preview_medium/0901d196801106cc_pdf_preview_medium.pdf | https://www.skf.com/au/products/mounted-bearings/bearing-housings/split-pillow-block-housings-snl-2-3-5-6-series/productid-FSNL%20530 | [9 empty] | ENRICHED | 31171519 Bearing blocks or housings | HOUSING | BEARING UNIT | TYPE | PLUMBER BLOCK | BORE | 135 MM | BLOCK SIZE | 530 LGX220 WDX323 HT MM | BOLT MOUNTINGS | 4 | BOLT DIAMETER | 24 MM | SHAPE |  | MATERIAL | GREY CAST IRON | MATERIAL SPECIFICATION |  | HAZARD CLASS |  | CERTIFICATION/STANDARD |  | ADDITIONAL FEATURES | C/W TST530KIT/M.S+ASNH530,CLOSED ONE,SHAFT | [51 empty] | Production Completed
STP_009 - Lot4 | Data Enrichment | RYM | OK | 2023-07-21 | 2023-07-26 |  | 1281668 | 1281668 | EA | HOUSING,BRGUNT;140 MM |  |  | HOUSING,BEARING UNIT;BORE:140 MM,ADDITIONAL FEATURES EN:REQUIRED FOR 5:2 TAIL DRUM SPARES,MNFR:01)APPLIED INDUSTRIAL TECHNOLOGIES, PTNO:01)FSNL532NM | 140 MM,01)REQUIRED FOR 5:2 TAIL DRUM,01)APPLIED INDUSTRIAL TECHNOLO,01)FSNL532NM |  |  | APPLIED INDUSTRIAL TECHNOLOGIES | APPLIED INDUSTRIAL TECHNOLOGIES | FSNL 532NM | SKF |  |  |  |  | https://cdn.skfmediahub.skf.com/api/public/0901d196801106cc/pdf_preview_medium/0901d196801106cc_pdf_preview_medium.pdf | https://www.skf.com/dk/productinfo/productid-FSNL%20532 | [9 empty] | ENRICHED | 31171519 Bearing blocks or housings | HOUSING | BEARING UNIT | TYPE | PLUMBER BLOCK | BORE | 140 MM | BLOCK SIZE | 550 LGX235 WDX344 MM | BOLT MOUNTINGS | 4 | BOLT DIAMETER | 24 MM | SHAPE |  | MATERIAL | GREY CAST IRON | MATERIAL SPECIFICATION |  | HAZARD CLASS |  | CERTIFICATION/STANDARD |  | ADDITIONAL FEATURES | REQUIRED FOR 5:2 TAIL DRUM SPARES | [51 empty] | Production Completed
STP_009 - Lot4 | Data Enrichment | RYM | OK | 2023-07-21 | 2023-07-26 |  | 1297404 | 1297404 | EA | HOUSING,BRGUNT;140 MM |  |  | HOUSING,BEARING UNIT;BORE:140 MM,ADDITIONAL FEATURES EN:REDUCED CLEARANCE, 80MM SHAFT, 254 FAN,MNFR:01)APPINDUS,PTNO:01)SNL518- 615K7 | 140 MM,01)REDUCED CLEARANCE, 80MM SHA,01)APPINDUS,01)SNL518-615K7 |  |  | APPLIED INDUSTRIAL TECHNOLOGIES | APPLIED INDUSTRIAL TECHNOLOGIES | SNL 518- 615K7 | SKF |  |  |  |  | https://cdn.skfmediahub.skf.com/api/public/0901d196801106cc/pdf_preview_medium/0901d196801106cc_pdf_preview_medium.pdf | https://www.skf.com/my/products/mounted-bearings/bearing-housings/split-pillow-block-housings-snl-2-3-5-6-series/productid-SNL%20518-615%20%2B%202218 | [9 empty] | ENRICHED | 31171519 Bearing blocks or housings | HOUSING | BEARING UNIT | TYPE | PLUMBER BLOCK | BORE | 140 MM | BLOCK SIZE | 345 LGX143 WDX192 HT MM | BOLT MOUNTINGS | 2 | BOLT DIAMETER | 20 MM | SHAPE |  | MATERIAL | GREY CAST IRON | MATERIAL SPECIFICATION |  | HAZARD CLASS |  | CERTIFICATION/STANDARD |  | ADDITIONAL FEATURES | REDUCED CLEARANCE,80MM SHAFT,254 FAN | [51 empty] | Production Completed
STP_009 - Lot4 | Data Enrichment | RYM | OK | 2023-07-21 | 2023-07-26 |  | 1297403 | 1297403 | EA | HOUSING,BRGUNT;170 MM,SHFT,APPINDUS |  |  | HOUSING,BEARING UNIT;BORE:170 MM,ADDITIONAL FEATURES EN:SHAFT,MNFR:01)APPINDUS,PTNO:01)SDD3138SMS.AU | 170 MM,01)SHAFT,01)APPINDUS,01)SDD3138SMS.AU |  |  | APPLIED INDUSTRIAL TECHNOLOGIES | APPLIED INDUSTRIAL TECHNOLOGIES | SD D 3138SMS.AU | [5 empty] | https://www.mastagroup.com/product/sd-series-plummer-blocks/ | https://www.mastagroup.com/mastapublications/sd.pdf | [9 empty] | ENRICHED | 31171519 Bearing blocks or housings | HOUSING | BEARING UNIT | TYPE | PLUMMER BLOCK | BORE | 170 MM | BLOCK SIZE | 560 LGX375 HTX260 DP MM | BOLT MOUNTINGS |  | BOLT DIAMETER | 24 MM | SHAPE |  | MATERIAL | SPHEROIDAL GRAPHITE IRON | MATERIAL SPECIFICATION |  | HAZARD CLASS |  | CERTIFICATION/STANDARD |  | ADDITIONAL FEATURES | SHAFT | [51 empty] | Production Completed
STP_009 - Lot4 | Data Enrichment | RYM | OK | 2023-07-21 | 2023-07-26 |  | 1365990 | 1365990 | EA | HOUSING,BRGUNT;200 MM,BLT DIA M24,SKF |  |  | HOUSING,BEARING UNIT;BORE:200 MM,BOLT DIAMETER:M24,ADDITIONAL FEATURES EN:220MM, SHAFT, SPLIT,MNFR:01)SKF,PTNO:01)SNL3144 | 200 MM,M24,01)220MM, SHAFT, SPLIT,01)SKF,01)SNL3144 |  |  | SKF | SKF | SNL 3144 | [5 empty] | https://cdn.skfmediahub.skf.com/api/public/0901d196801106cc/pdf_preview_medium/0901d196801106cc_pdf_preview_medium.pdf | https://www.skf.com/sg/productinfo/productid-SNL%203144 | [9 empty] | ENRICHED | 31171519 Bearing blocks or housings | HOUSING | BEARING UNIT | TYPE | SPLIT PLUMBER BLOCK | BORE | 200 MM | BLOCK SIZE |  | BOLT MOUNTINGS | 2 | BOLT DIAMETER | 24 MM | SHAPE |  | MATERIAL | GREY CAST IRON | MATERIAL SPECIFICATION |  | HAZARD CLASS |  | CERTIFICATION/STANDARD |  | ADDITIONAL FEATURES | SHAFT CENTER SIZE:220 MM | [51 empty] | Production Completed
STP_009 - Lot4 | Data Enrichment | RYM | OK | 2023-07-21 | 2023-07-26 |  | 1296768 | 1296768 | EA | HOUSING,BRGUNT;220 MM,4 |  |  | HOUSING,BEARING UNIT;BORE:220 MM,BOLT MOUNTINGS:4,ADDITIONAL FEATURES EN:HEAVY DUTY, 2 LABYRINTHS, O RING, OPEN ENDS, AS,MNFR:01) SKF,PTNO:01)SD3148TSMB | 220 MM,EN_01)4,01)HEAVY DUTY, 2 LABYRINTHS, O,01)SKF,01)SD3148TSMB |  |  | SKF | SKF | SD 3148TSMB | [5 empty] | https://www.mastagroup.com/product/sd-series-plummer-blocks/ | https://www.mastagroup.com/mastapublications/sd.pdf | [9 empty] | ENRICHED | 31171519 Bearing blocks or housings | HOUSING | BEARING UNIT | TYPE | PLUMMER BLOCK | BORE | 220 MM | BLOCK SIZE | 700 LGX475 HTX310 DP MM | BOLT MOUNTINGS | 4 | BOLT DIAMETER | 30 MM | SHAPE |  | MATERIAL | GREY CAST IRON | MATERIAL SPECIFICATION |  | HAZARD CLASS |  | CERTIFICATION/STANDARD |  | ADDITIONAL FEATURES | ASSEMBLY,OPEN ENDS,HEAVY DUTY,C/W (2 )LABYRINTHS,O RING | [51 empty] | Production Completed
STP_009 - Lot4 | Data Enrichment | RYM | OK | 2023-07-21 | 2023-07-26 |  | 1297751 | 1297751 | EA | HOUSING,BRGUNT;220 MM,HVY,SKF |  |  | HOUSING,BEARING UNIT;BORE:220 MM,ADDITIONAL FEATURES EN:HEAVY,MNFR:01)SKF,PTNO:01)SDD3148SMS.AU | 220 MM,01)HEAVY,01)SKF,01)SDD3148SMS.AU |  |  | SKF | SKF | SD D 3148SMS.AU | [5 empty] | https://www.mastagroup.com/product/sd-series-plummer-blocks/ | https://www.mastagroup.com/mastapublications/sd.pdf | [9 empty] | ENRICHED | 31171519 Bearing blocks or housings | HOUSING | BEARING UNIT | TYPE | PLUMMER BLOCK | BORE | 220 MM | BLOCK SIZE | 700 LGX475 HTX310 DP MM | BOLT MOUNTINGS |  | BOLT DIAMETER | 30 MM | SHAPE |  | MATERIAL | SPHEROIDAL GRAPHITE IRON | MATERIAL SPECIFICATION |  | HAZARD CLASS |  | CERTIFICATION/STANDARD |  | ADDITIONAL FEATURES | HEAVY | [51 empty] | Production Completed
STP_009 - Lot4 | Data Enrichment | RYM | OK | 2023-07-21 | 2023-07-26 |  | 1281658 | 1281658 | EA | HOUSING,BRGUNT;60 MM,240 MM,2,CAST IRON |  |  | HOUSING,BEARING UNIT;BORE:60 MM,BLOCK SIZE:240 MM,BOLT MOUNTINGS:2,BOLT DIAMETER:M16,MATERIAL:CAST IRON,MNFR:01)APPLIED,PTNO:01) SY512M | 60 MM,EN_01)240 MM,EN_01)2,M16,CAST IRON,01)APPLIED,01)SY512M |  |  | APPLIED | APPLIED INDUSTRIAL TECHNOLOGIES | SY 512M | SKF |  |  |  |  | https://www.skf.com/sg/products/mounted-bearings/ball-bearing-units/pillow-block-ball-bearing-units/productid-SY%20512%20M | [10 empty] | ENRICHED | 31171519 Bearing blocks or housings | HOUSING | BEARING UNIT | TYPE | PILLOW BLOCK | BORE | 60 MM | BLOCK SIZE | 240 LGX137.5 HT MM | BOLT MOUNTINGS | 2 | BOLT DIAMETER | M16 | SHAPE |  | MATERIAL | CAST IRON | MATERIAL SPECIFICATION |  | HAZARD CLASS |  | CERTIFICATION/STANDARD |  | ADDITIONAL FEATURES | [52 empty] | Production Completed
STP_009 - Lot4 | Data Enrichment | RYM | OK | 2023-07-21 | 2023-07-26 |  | 1296916 | 1296916 | EA | HOUSING,BRGUNT;ASSY |  |  | HOUSING,BEARING UNIT;TYPE:ASSEMBLY,MNFR:01)APPINDUS,PTNO:01)FSSND518TACMB.AU | EN_01)ASSEMBLY,01)APPINDUS,01)FSSND518TACMB.AU |  |  | APPLIED INDUSTRIAL TECHNOLOGIES | APPLIED INDUSTRIAL TECHNOLOGIES | FSSN D 518 TACMB.AU | [5 empty] | http://www.bearing.net.au/wp-content/uploads/2015/02/SN-SSN-Housings.pdf | [10 empty] | ENRICHED | 31171519 Bearing blocks or housings | HOUSING | BEARING UNIT | TYPE |  | BORE | 80 MM | BLOCK SIZE | 345 LGX195 HT MM | BOLT MOUNTINGS | 4 | BOLT DIAMETER | 16 MM | SHAPE |  | MATERIAL | SPHEROIDAL GRAPHITE IRON | MATERIAL SPECIFICATION |  | HAZARD CLASS |  | CERTIFICATION/STANDARD |  | ADDITIONAL FEATURES | ASSEMBLY | [51 empty] | Production Completed
STP_009 - Lot4 | Data Enrichment | RYM | OK | 2023-07-21 | 2023-07-26 |  | 1348797 | 1348797 | EA | HOUSING,BRGUNT;ASSY, ADAPTOR SLEEVE |  |  | HOUSING,BEARING UNIT;ADDITIONAL FEATURES EN:ASSY, ADAPTOR SLEEVE,MNFR:01)SKF,PTNO:01)SDD3136TACVB.AU | 01)ASSY, ADAPTOR SLEEVE,01)SKF,01)SDD3136TACVB.AU |  |  | SKF | SKF | SD D 3136TACVB.AU | [5 empty] | https://www.mastagroup.com/product/sd-series-plummer-blocks/ | https://www.mastagroup.com/mastapublications/sd.pdf | [9 empty] | ENRICHED | 31171519 Bearing blocks or housings | HOUSING | BEARING UNIT | TYPE | PLUMMER BLOCK | BORE | 160 MM | BLOCK SIZE | 530 LGX355 HTX240 DP MM | BOLT MOUNTINGS |  | BOLT DIAMETER | 24 MM | SHAPE |  | MATERIAL | SPHEROIDAL GRAPHITE IRON | MATERIAL SPECIFICATION |  | HAZARD CLASS |  | CERTIFICATION/STANDARD |  | ADDITIONAL FEATURES | ASSEMBLY,C/W ADAPTOR SLEEVE | [51 empty] | Production Completed
STP_009 - Lot4 | Data Enrichment | RYM | OK | 2023-07-21 | 2023-07-26 |  | 1348803 | 1348803 | EA | HOUSING,BRGUNT;ASSY, C/W BEARING SLEEVE, |  |  | HOUSING,BEARING UNIT;ADDITIONAL FEATURES EN:ASSY, C/W BEARING SLEEVE, FIXING RINGS,MNFR:01)APPINDUS,PTNO:01)THMD528ALST | 01)ASSY, C/W BEARING SLEEVE, F,01)APPINDUS,01)THMD528ALST |  |  | APPLIED INDUSTRIAL TECHNOLOGIES | APPLIED INDUSTRIAL TECHNOLOGIES | THMD 528ALST | [5 empty] | https://www.statewidebearings.com.au/wp-content/uploads/2018/05/THM500-Series-Housing-Drawings.pdf | [10 empty] | ENRICHED | 31171519 Bearing blocks or housings | HOUSING | BEARING UNIT | TYPE |  | BORE |  | BLOCK SIZE |  | BOLT MOUNTINGS |  | BOLT DIAMETER | 40 MM | SHAPE |  | MATERIAL |  | MATERIAL SPECIFICATION |  | HAZARD CLASS |  | CERTIFICATION/STANDARD |  | ADDITIONAL FEATURES | ASSEMBLY,C/W BEARING SLEEVE,FIXING RINGS | [51 empty] | Production Completed
STP_009 - Lot4 | Data Enrichment | RYM | OK | 2023-07-21 | 2023-07-26 |  | 1348804 | 1348804 | EA | HOUSING,BRGUNT;ASSY, C/W BEARING SLEEVE, |  |  | HOUSING,BEARING UNIT;ADDITIONAL FEATURES EN:ASSY, C/W BEARING SLEEVE, FIXING RINGS,MNFR:01)SKF,PTNO:01)SDD3136TACVA.AU | 01)ASSY, C/W BEARING SLEEVE, F,01)SKF,01)SDD3136TACVA.AU |  |  | SKF | SKF | SD D 3136TACVA.AU | [5 empty] | https://www.mastagroup.com/product/sd-series-plummer-blocks/ | https://www.mastagroup.com/mastapublications/sd.pdf | [9 empty] | ENRICHED | 31171519 Bearing blocks or housings | HOUSING | BEARING UNIT | TYPE | PLUMMER BLOCK | BORE | 160 MM | BLOCK SIZE | 530 LGX355 HTX240 DP MM | BOLT MOUNTINGS |  | BOLT DIAMETER | 24 MM | SHAPE |  | MATERIAL | SPHEROIDAL GRAPHITE IRON | MATERIAL SPECIFICATION |  | HAZARD CLASS |  | CERTIFICATION/STANDARD |  | ADDITIONAL FEATURES | ASSEMBLY,C/W BEARING SLEEVE,FIXING RINGS | [51 empty] | Production Completed
STP_009 - Lot4 | Data Enrichment | RYM | OK | 2023-07-21 | 2023-07-26 |  | 1348805 | 1348805 | EA | HOUSING,BRGUNT;ASSY, C/W BEARING SLEEVE, |  |  | HOUSING,BEARING UNIT;ADDITIONAL FEATURES EN:ASSY, C/W BEARING SLEEVE, FIXING RINGS,MNFR:01)SKF,PTNO:01)SDD3144TACMA/MB/ASSY | 01)ASSY, C/W BEARING SLEEVE, F,01)SKF,01)SDD3144TACMA/MB/ASSY |  |  | SKF | SKF | SD D 3144TACMA/MB/ASSY | [5 empty] | https://www.mastagroup.com/product/sd-series-plummer-blocks/ | https://www.mastagroup.com/mastapublications/sd.pdf | [9 empty] | ENRICHED | 31171519 Bearing blocks or housings | HOUSING | BEARING UNIT | TYPE | PLUMMER BLOCK | BORE | 200 MM | BLOCK SIZE | 640 LGX435 HTX290 DP MM | BOLT MOUNTINGS |  | BOLT DIAMETER | 30 MM | SHAPE |  | MATERIAL | SPHEROIDAL GRAPHITE IRON | MATERIAL SPECIFICATION |  | HAZARD CLASS |  | CERTIFICATION/STANDARD |  | ADDITIONAL FEATURES | ASSEMBLY,C/W BEARING SLEEVE,FIXING RINGS | [51 empty] | Production Completed
STP_009 - Lot4 | Data Enrichment | RYM | OK | 2023-07-21 | 2023-07-26 |  | 1348806 | 1348806 | EA | HOUSING,BRGUNT;ASSY, C/W BEARING SLEEVE, |  |  | HOUSING,BEARING UNIT;ADDITIONAL FEATURES EN:ASSY, C/W BEARING SLEEVE, FIXING RINGS,MNFR:01)SKF,PTNO:01)SDD3138TACVA.AU | 01)ASSY, C/W BEARING SLEEVE, F,01)SKF,01)SDD3138TACVA.AU |  |  | SKF | SKF | SD D 3138TACVA.AU | [5 empty] | https://www.mastagroup.com/product/sd-series-plummer-blocks/ | https://www.mastagroup.com/mastapublications/sd.pdf | [9 empty] | ENRICHED | 31171519 Bearing blocks or housings | HOUSING | BEARING UNIT | TYPE | PLUMMER BLOCK | BORE | 170 MM | BLOCK SIZE | 560 LGX375 HTX260 DP MM | BOLT MOUNTINGS |  | BOLT DIAMETER | 24 MM | SHAPE |  | MATERIAL | SPHEROIDAL GRAPHITE IRON | MATERIAL SPECIFICATION |  | HAZARD CLASS |  | CERTIFICATION/STANDARD |  | ADDITIONAL FEATURES | ASSEMBLY,C/W BEARING SLEEVE,FIXING RINGS | [51 empty] | Production Completed
STP_009 - Lot4 | Data Enrichment | RYM | OK | 2023-07-21 | 2023-07-26 |  | 1354403 | 1354403 | EA | HOUSING,BRGUNT;C/W 2 X KOBRA SEAL KITS |  |  | HOUSING,BEARING UNIT;ADDITIONAL FEATURES EN:C/W 2 X KOBRA SEAL KITS,MNFR:01)CBC,PTNO:01)SDD3164TASSMB | 01)C/W 2 X KOBRA SEAL KITS,01)CBC,01)SDD3164TASSMB |  |  | CBC | CBC | SD D 3164TASSMB | [5 empty] | https://www.mastagroup.com/product/sd-series-plummer-blocks/ | https://www.mastagroup.com/mastapublications/sd.pdf | [9 empty] | ENRICHED | 31171519 Bearing blocks or housings | HOUSING | BEARING UNIT | TYPE | PLUMMER BLOCK | BORE |  | BLOCK SIZE | 880 LGX630 HTX370 DP MM | BOLT MOUNTINGS |  | BOLT DIAMETER | 36 MM | SHAPE |  | MATERIAL | SPHEROIDAL GRAPHITE IRON | MATERIAL SPECIFICATION |  | HAZARD CLASS |  | CERTIFICATION/STANDARD |  | ADDITIONAL FEATURES | C/W (2) KOBRA SEAL KITS | [51 empty] | Production Completed
STP_009 - Lot4 | Data Enrichment | RYM | OK | 2023-07-21 | 2023-07-26 | CONFLICT BOLT MOUNTINGS IN INPUT AND WEBSOURCE,PROCESS BASED ON WEB SOURCE | 1364970 | 1364970 | EA | HOUSING,BRGUNT;CIRCULATING OIL, LUBRICAT |  |  | HOUSING,BEARING UNIT;TYPE:CIRCULATING OIL, LUBRICATED,BOLT MOUNTINGS:4,ADDITIONAL FEATURES EN:C/W 2 TURT SEALS, SUIT 150MM DIA SHAFT,MNFR:01)APPINDUS,PTNO:01)SNL3134TURT | EN_01)CIRCULATING OIL, LUBRICA,EN_01)4,01)C/W 2 TURT SEALS, SUIT 150M,01)APPINDUS,01)SNL3134TURT |  |  | APPLIED INDUSTRIAL TECHNOLOGIES | APPLIED INDUSTRIAL TECHNOLOGIES | SNL 3134TURT | SKF |  |  |  |  | https://cdn.skfmediahub.skf.com/api/public/0901d196801106cc/pdf_preview_medium/0901d196801106cc_pdf_preview_medium.pdf | https://www.skf.com/uk/products/mounted-bearings/bearing-housings/split-pillow-block-housings-snl-30-31-32-series/productid-SNL%203134%20TURT | [9 empty] | ENRICHED | 31171519 Bearing blocks or housings | HOUSING | BEARING UNIT | TYPE | CIRCULATING OIL,SPLIT PLUMBER BLOCK | BORE | 150 MM | BLOCK SIZE | 510 LGX226 WDX332 HT MM | BOLT MOUNTINGS | 2 | BOLT DIAMETER | 24 MM | SHAPE |  | MATERIAL | GREY CAST IRON | MATERIAL SPECIFICATION |  | HAZARD CLASS |  | CERTIFICATION/STANDARD |  | ADDITIONAL FEATURES | C/W 2 TURT SEALS,LUBRICATED | [51 empty] | Production Completed
STP_009 - Lot4 | Data Enrichment | RYM | OK | 2023-07-21 | 2023-07-26 |  | 1298316 | 1298316 | EA | HOUSING,BRGUNT;DRIVE SHAFT,SKF |  |  | HOUSING,BEARING UNIT;TYPE:DRIVE SHAFT,MNFR:01)SKF,PTNO:01)SNL522NM/ASNH522-619 | EN_01)DRIVE SHAFT,01)SKF,01)SNL522NM/ASNH522-619 |  |  | SKF | SKF | SNL 522NM |  | SKF | ASNH 522-619 |  |  | https://cdn.skfmediahub.skf.com/api/public/0901d196801106cc/pdf_preview_medium/0901d196801106cc_pdf_preview_medium.pdf | https://www.skf.com/in/products/mounted-bearings/bearing-housings/split-pillow-block-housings-snl-2-3-5-6-series/productid-SNL%20522-619 | [9 empty] | ENRICHED | 31171519 Bearing blocks or housings | HOUSING | BEARING UNIT | TYPE | DRIVE SHAFT,SPLIT PLUMMER BLOCK | BORE |  | BLOCK SIZE | 410 LGX175 WD MM | BOLT MOUNTINGS | 2 | BOLT DIAMETER | 24 MM | SHAPE |  | MATERIAL | GREY CAST IRON | MATERIAL SPECIFICATION |  | HAZARD CLASS |  | CERTIFICATION/STANDARD |  | ADDITIONAL FEATURES | [52 empty] | Production Completed
STP_009 - Lot4 | Data Enrichment | RYM | OK | 2023-07-21 | 2023-07-26 |  | 1321142 | 1321142 | EA | HOUSING,BRGUNT;PILLOW BLOCK SPLIT,2 |  |  | HOUSING,BEARING UNIT;TYPE:PILLOW BLOCK SPLIT,BOLT MOUNTINGS:2,BOLT DIAMETER:(2) 35-42 MM SLOTTED,MATERIAL:CAST IRON,ADDITIONAL FEATURES EN:125MM SHAFT, K7 FIT, SPECIAL HOUSING TOLERANCE, BEARING OUTER RING,MNFR:01)SKF,PTNO:01)SNL528K7 | EN_01)PILLOW BLOCK SPLIT,EN_01)2,(2) 35-42 MM SLOTTED,CAST IRON,01)125MM SHAFT, K7 FIT, SPECIA,02) BEARING OUTER RING,01)SKF,01)SNL528K7 |  |  | SKF | SKF | SNL 528K7 | [5 empty] | https://cdn.skfmediahub.skf.com/api/public/0901d196801106cc/pdf_preview_medium/0901d196801106cc_pdf_preview_medium.pdf | https://www.skf.com/in/productinfo/productid-SNL%20528%20K7 | [9 empty] | ENRICHED | 31171519 Bearing blocks or housings | HOUSING | BEARING UNIT | TYPE | SPLIT PLUMMER/PILLOW BLOCK | BORE | 125 MM | BLOCK SIZE |  | BOLT MOUNTINGS | 2 | BOLT DIAMETER | 30 MM SLOTTED | SHAPE |  | MATERIAL | GREY CAST IRON | MATERIAL SPECIFICATION |  | HAZARD CLASS |  | CERTIFICATION/STANDARD |  | ADDITIONAL FEATURES | C/W K7 FIT,SPECIAL HOUSING TOLERANCE,BEARING OUTER RING | [51 empty] | Production Completed
STP_009 - Lot4 | Data Enrichment | RYM | OK | 2023-07-21 | 2023-07-26 |  | 1348578 | 1348578 | EA | HOUSING,BRGUNT;PLMRBLK, CLOSED,TST |  |  | HOUSING,BEARING UNIT;TYPE:PLUMMER BLOCK, CLOSED,ADDITIONAL FEATURES EN:TST,MNFR:01)SKF,PTNO:01)SD3160TACMB | EN_01)PLUMMER BLOCK, CLOSED,01)TST,01)SKF,01)SD3160TACMB |  |  | SKF | SKF | SD 3160TACMB | [5 empty] | https://www.mastagroup.com/product/sd-series-plummer-blocks/ | https://www.mastagroup.com/mastapublications/sd.pdf | [9 empty] | ENRICHED | 31171519 Bearing blocks or housings | HOUSING | BEARING UNIT | TYPE | PLUMMER BLOCK,CLOSED | BORE | 280 MM | BLOCK SIZE | 830 LGX590 HTX350 DP MM | BOLT MOUNTINGS |  | BOLT DIAMETER | 36 MM | SHAPE |  | MATERIAL | GREY CAST IRON | MATERIAL SPECIFICATION |  | HAZARD CLASS |  | CERTIFICATION/STANDARD |  | ADDITIONAL FEATURES | C/W TST | [51 empty] | Production Completed
STP_009 - Lot4 | Data Enrichment | RYM | OK | 2023-07-21 | 2023-07-26 |  | 1345452 | 1345452 | EA | HOUSING,BRGUNT;PLMRBLK, DE,4 |  |  | HOUSING,BEARING UNIT;TYPE:PLUMMER BLOCK, DE,BOLT MOUNTINGS:4,ADDITIONAL FEATURES EN:135MM, 530MM, TASSMB, SCORPION,MNFR:01)CBC, PTNO:01)FSSND530TASSMB | EN_01)PLUMMER BLOCK, DE,EN_01)4,01)135MM, 530MM, TASSMB, SCORP,01)CBC,01)FSSND530TASSMB |  |  | CBC | CBC | FSSN D 530 TASSMB |  | SCORPION |  |  |  | http://www.bearing.net.au/wp-content/uploads/2015/02/SN-SSN-Housings.pdf | [10 empty] | ENRICHED | 31171519 Bearing blocks or housings | HOUSING | BEARING UNIT | TYPE | PLUMMER BLOCK | BORE | 135 MM | BLOCK SIZE | 530 LGX325 HT MM | BOLT MOUNTINGS | 4 | BOLT DIAMETER | 24 MM | SHAPE |  | MATERIAL | SPHEROIDAL GRAPHITE IRON | MATERIAL SPECIFICATION |  | HAZARD CLASS |  | CERTIFICATION/STANDARD |  | ADDITIONAL FEATURES | TASSMB,DE | [51 empty] | Production Completed
STP_009 - Lot4 | Data Enrichment | RYM | OK | 2023-07-21 | 2023-07-26 |  | 1345456 | 1345456 | EA | HOUSING,BRGUNT;PLMRBLK, OPEN DRIVE,2 |  |  | HOUSING,BEARING UNIT;TYPE:PLUMMER BLOCK, OPEN DRIVE,BOLT MOUNTINGS:2,ADDITIONAL FEATURES EN:200MM, 3144MM, TASVMB,MNFR:01)CBC, PTNO:01)SDD3144TASVMB | EN_01)PLUMMER BLOCK, OPEN DRIV,EN_01)2,01)200MM, 3144MM, TASVMB,01)CBC,01)SDD3144TASVMB |  |  | CBC | CBC | SD D 3144TASVMB | [5 empty] | https://www.mastagroup.com/product/sd-series-plummer-blocks/ | https://www.mastagroup.com/mastapublications/sd.pdf | [9 empty] | ENRICHED | 31171519 Bearing blocks or housings | HOUSING | BEARING UNIT | TYPE | PLUMMER BLOCK,OPEN DRIVE | BORE | 200 MM | BLOCK SIZE | 640 LGX435 HTX290 DP MM | BOLT MOUNTINGS | 2 | BOLT DIAMETER | 30 MM | SHAPE |  | MATERIAL | SPHEROIDAL GRAPHITE IRON | MATERIAL SPECIFICATION |  | HAZARD CLASS |  | CERTIFICATION/STANDARD |  | ADDITIONAL FEATURES | SIZE:3144 MM,TASVMB | [51 empty] | Production Completed
STP_009 - Lot4 | Data Enrichment | RYM | OK | 2023-07-21 | 2023-07-26 |  | 1348577 | 1348577 | EA | HOUSING,BRGUNT;PLMRBLK, OPEN,ATST |  |  | HOUSING,BEARING UNIT;TYPE:PLUMMER BLOCK, OPEN,ADDITIONAL FEATURES EN:ATST,MNFR:01)SKF,PTNO:01)SD3160TACMA | EN_01)PLUMMER BLOCK, OPEN,01)ATST,01)SKF,01)SD3160TACMA |  |  | SKF | SKF | SD 3160TACMA | [5 empty] | https://www.mastagroup.com/product/sd-series-plummer-blocks/ | https://www.mastagroup.com/mastapublications/sd.pdf | [9 empty] | ENRICHED | 31171519 Bearing blocks or housings | HOUSING | BEARING UNIT | TYPE | PLUMMER BLOCK,OPEN | BORE | 280 MM | BLOCK SIZE | 830 LGX590 HTX350 DP MM | BOLT MOUNTINGS |  | BOLT DIAMETER | 36 MM | SHAPE |  | MATERIAL | GREY CAST IRON | MATERIAL SPECIFICATION |  | HAZARD CLASS |  | CERTIFICATION/STANDARD |  | ADDITIONAL FEATURES | C/W ATST | [51 empty] | Production Completed
STP_009 - Lot4 | Data Enrichment | RYM | OK | 2023-07-21 | 2023-07-26 |  | 1297588 | 1297588 | EA | HOUSING,BRGUNT;PLMRBLK,100 MM,4,AS 1831 |  |  | HOUSING,BEARING UNIT;TYPE:PLUMMER BLOCK,BORE:100 MM,BOLT MOUNTINGS:4,MATERIAL:SPHEROIDAL GRAPHITE IRON,MATERIAL SPECIFICATION:AS 1831,ADDITIONAL FEATURES EN:TACONITE SEALS, OPEN,MNFR:01)SKF,PTNO:01)FSNT522-619TACB,MNFR:02)TIMKEN,PTNO:02)FSNL522- 619+2XTST522KIT/M.S | EN_01)PLUMMER BLOCK,100 MM,EN_01)4,SPHEROIDAL GRAPHITE IRON,AS 1831,01)TACONITE SEALS, OPEN,01)SKF,02)TIMKEN,01)FSNT522-619TACB,02)FSNL522-619+2XTST522KIT/M.S |  |  | TIMKEN | SKF | FSNL522- 619+2XTST522KIT/M.S |  | TIMKEN | FSNT 522-619 TACB |  |  | https://cdn.skfmediahub.skf.com/api/public/0901d196801106cc/pdf_preview_medium/0901d196801106cc_pdf_preview_medium.pdf | https://www.skf.com/ph/products/mounted-bearings/bearing-housings/split-pillow-block-housings-snl-2-3-5-6-series/productid-FSNL%20522-619 | [9 empty] | ENRICHED | 31171519 Bearing blocks or housings | HOUSING | BEARING UNIT | TYPE | PLUMMER BLOCK | BORE | 100 MM | BLOCK SIZE | 410 LGX175 WDX240 MM | BOLT MOUNTINGS | 4 | BOLT DIAMETER | 16 MM | SHAPE |  | MATERIAL | SPHEROIDAL GRAPHITE IRON | MATERIAL SPECIFICATION | AS 1831 | HAZARD CLASS |  | CERTIFICATION/STANDARD |  | ADDITIONAL FEATURES | C/W TACONITE SEALS,OPEN | [51 empty] | Production Completed
STP_009 - Lot4 | Data Enrichment | RYM | OK | 2023-07-21 | 2023-07-26 |  | 1297554 | 1297554 | EA | HOUSING,BRGUNT;PLMRBLK,115 MM,4 |  |  | HOUSING,BEARING UNIT;TYPE:PLUMMER BLOCK,BORE:115 MM,BOLT MOUNTINGS:4,MATERIAL:SPHEROIDAL GRAPHITE IRON,ADDITIONAL FEATURES EN: CLOSED, TACONITE SEALS, SOLID BASE,MNFR:01)APPINDUS,PTNO:01)FSSN526 ATST,MNFR:02)NSK,PTNO:02)FSNL526ATST | EN_01)PLUMMER BLOCK,115 MM,EN_01)4,SPHEROIDAL GRAPHITE IRON,01)CLOSED, TACONITE SEALS, SOL,01)APPINDUS,02)NSK,01)FSSN526 ATST,02)FSNL526ATST |  |  | NSK | APPLIED INDUSTRIAL TECHNOLOGIES | FSSN 526 ATST |  | NSK | FSNL526ATST |  |  | http://www.bearing.net.au/wp-content/uploads/2015/02/SN-SSN-Housings.pdf | [10 empty] | ENRICHED | 31171519 Bearing blocks or housings | HOUSING | BEARING UNIT | TYPE | PLUMMER BLOCK | BORE | 115 MM | BLOCK SIZE | 445 LGX290 HT MM | BOLT MOUNTINGS | 4 | BOLT DIAMETER | 20 MM | SHAPE |  | MATERIAL | SPHEROIDAL GRAPHITE IRON | MATERIAL SPECIFICATION |  | HAZARD CLASS |  | CERTIFICATION/STANDARD |  | ADDITIONAL FEATURES | C/W TACONITE SEALS,SOLID BASE,CLOSED | [51 empty] | Production Completed
STP_009 - Lot4 | Data Enrichment | RYM | OK | 2023-07-21 | 2023-07-26 |  | 1297587 | 1297587 | EA | HOUSING,BRGUNT;PLMRBLK,125 MM,4 |  |  | HOUSING,BEARING UNIT;TYPE:PLUMMER BLOCK,BORE:125 MM,BOLT MOUNTINGS:4,MATERIAL:SPHEROIDAL GRAPHITE IRON,ADDITIONAL FEATURES EN: ASG9, TACONITE SEALS, OPEN,MNFR:01)SKF,PTNO:01)FSSN528TACMB,MNFR:02)APPINDUS,PTNO:02)FSNL528BTST | EN_01)PLUMMER BLOCK,125 MM,EN_01)4,SPHEROIDAL GRAPHITE IRON,01)ASG9, TACONITE SEALS, OPEN,01)SKF,02)APPINDUS,01)FSSN528TACMB,02)FSNL528BTST |  |  | APPLIED INDUSTRIAL TECHNOLOGIES | SKF | FSSN 528 TACMB |  | APPLIED INDUSTRIAL TECHNOLOGIES | FSNL528BTST |  |  | http://www.bearing.net.au/wp-content/uploads/2015/02/SN-SSN-Housings.pdf | [10 empty] | ENRICHED | 31171519 Bearing blocks or housings | HOUSING | BEARING UNIT | TYPE | PLUMMER BLOCK | BORE | 125 MM | BLOCK SIZE | 500 LGX305 HT MM | BOLT MOUNTINGS | 4 | BOLT DIAMETER | 24 MM | SHAPE |  | MATERIAL | SPHEROIDAL GRAPHITE IRON | MATERIAL SPECIFICATION | AS G9 | HAZARD CLASS |  | CERTIFICATION/STANDARD |  | ADDITIONAL FEATURES | OPEN,C/W TACONITE SEALS | [51 empty] | Production Completed
STP_009 - Lot4 | Data Enrichment | RYM | OK | 2023-07-21 | 2023-07-26 |  | 1318642 | 1318642 | EA | HOUSING,BRGUNT;PLMRBLK,135 MM,450 MM,4 |  |  | HOUSING,BEARING UNIT;TYPE:PLUMMER BLOCK,BORE:135 MM,BLOCK SIZE:450 MM,BOLT MOUNTINGS:4,ADDITIONAL FEATURES EN:TACONITE SEALS, LABYRINTHS BOTH SIDES,MNFR:01)CBC,PTNO:01)FSSN530TACMB | EN_01)PLUMMER BLOCK,135 MM,EN_01)450 MM,EN_01)4,01)TACONITE SEALS, LABYRINTHS,01)CBC,01)FSSN530TACMB |  |  | CBC | CBC | FSSN 530 TACMB | [5 empty] | http://www.bearing.net.au/wp-content/uploads/2015/02/SN-SSN-Housings.pdf | [10 empty] | ENRICHED | 31171519 Bearing blocks or housings | HOUSING | BEARING UNIT | TYPE | PLUMMER BLOCK | BORE | 135 MM | BLOCK SIZE | 530 LGX325 HT MM | BOLT MOUNTINGS | 4 | BOLT DIAMETER | 24 MM | SHAPE |  | MATERIAL | SPHEROIDAL GRAPHITE IRON | MATERIAL SPECIFICATION |  | HAZARD CLASS |  | CERTIFICATION/STANDARD |  | ADDITIONAL FEATURES | DISTANCE BETWEEN BOLT HOLE SIZE:450 MM,C/W TACONITE SEALS,LABYRINTHS BOTH SIDES | [51 empty] | Production Completed
STP_009 - Lot4 | Data Enrichment | RYM | OK | 2023-07-21 | 2023-07-26 |  | 1297706 | 1297706 | EA | HOUSING,BRGUNT;PLMRBLK,2 |  |  | HOUSING,BEARING UNIT;TYPE:PLUMMER BLOCK,BOLT MOUNTINGS:2,BOLT DIAMETER:(2) 32-45 MM SLOTTED,ADDITIONAL FEATURES EN:SUIT 140MM SHAFT, NO SEALS OR END COVERS, SUIT,S OR END COVERS, 470MM C/L,MNFR:01)SKF,PTNO:01)SNL532NM | EN_01)PLUMMER BLOCK,EN_01)2,(2) 32-45 MM SLOTTED,01)SUIT 140MM SHAFT, NO SEALS,02)S OR END COVERS, 470MM C/L,01)SKF,01)SNL532NM |  |  | SKF | SKF | SNL 532NM | [5 empty] | https://cdn.skfmediahub.skf.com/api/public/0901d196801106cc/pdf_preview_medium/0901d196801106cc_pdf_preview_medium.pdf | https://www.skf.com/ph/products/mounted-bearings/bearing-housings/split-pillow-block-housings-snl-2-3-5-6-series/productid-SNL%20532 | [9 empty] | ENRICHED | 31171519 Bearing blocks or housings | HOUSING | BEARING UNIT | TYPE | PLUMMER BLOCK | BORE | 140 MM | BLOCK SIZE | 550 LGX235 WDX344 MM | BOLT MOUNTINGS | 2 | BOLT DIAMETER | 30 MM SLOTTED | SHAPE |  | MATERIAL | GREY CAST IRON | MATERIAL SPECIFICATION |  | HAZARD CLASS |  | CERTIFICATION/STANDARD |  | ADDITIONAL FEATURES | SIZE:470 MM C/L,NO SEALS OR END COVERS, FOR SEAL OR END COVERS | [51 empty] | Production Completed
STP_009 - Lot4 | Data Enrichment | RYM | OK | 2023-07-21 | 2023-07-26 |  | 1297210 | 1297210 | EA | HOUSING,BRGUNT;PLMRBLK,200 MM,SKF |  |  | HOUSING,BEARING UNIT;TYPE:PLUMMER BLOCK,BORE:200 MM,BLOCK SIZE:WD 140 X LG 540 MM,MNFR:01)SKF,PTNO:01)SD3144-TSMB | EN_01)PLUMMER BLOCK,200 MM,EN_01)WD 140 X LG 540 MM,01)SKF,01)SD3144-TSMB |  |  | SKF | SKF | SD 3144-TSMB | [5 empty] | https://www.mastagroup.com/product/sd-series-plummer-blocks/ | https://www.mastagroup.com/mastapublications/sd.pdf | [9 empty] | ENRICHED | 31171519 Bearing blocks or housings | HOUSING | BEARING UNIT | TYPE | PLUMMER BLOCK | BORE | 200 MM | BLOCK SIZE | 540 LGX140 WD MM | BOLT MOUNTINGS |  | BOLT DIAMETER | 30 MM | SHAPE |  | MATERIAL | GREY CAST IRON | MATERIAL SPECIFICATION |  | HAZARD CLASS |  | CERTIFICATION/STANDARD |  | ADDITIONAL FEATURES | [52 empty] | Production Completed
STP_009 - Lot4 | Data Enrichment | RYM | OK | 2023-07-21 | 2023-07-26 |  | 1365583 | 1365583 | EA | HOUSING,BRGUNT;PLMRBLK,260 MM,CBC,SD3156 |  |  | HOUSING,BEARING UNIT;TYPE:PLUMMER BLOCK,BORE:260 MM,BLOCK SIZE:WD 160 X LG 670 MM,MNFR:01)CBC,PTNO:01)SD3156 | EN_01)PLUMMER BLOCK,260 MM,EN_01)WD 160 X LG 670 MM,01)CBC,01)SD3156 |  |  | CBC | CBC | SD 3156 | [5 empty] | https://www.mastagroup.com/product/sd-series-plummer-blocks/ | https://www.mastagroup.com/mastapublications/sd.pdf | [9 empty] | ENRICHED | 31171519 Bearing blocks or housings | HOUSING | BEARING UNIT | TYPE | PLUMMER BLOCK | BORE | 260 MM | BLOCK SIZE | 670 LGX160 WD MM | BOLT MOUNTINGS |  | BOLT DIAMETER | 36 MM | SHAPE |  | MATERIAL | GREY CAST IRON | MATERIAL SPECIFICATION |  | HAZARD CLASS |  | CERTIFICATION/STANDARD |  | ADDITIONAL FEATURES | [52 empty] | Production Completed
STP_009 - Lot4 | Data Enrichment | RYM | OK | 2023-07-21 | 2023-07-26 |  | 1282096 | 1282096 | EA | HOUSING,BRGUNT;PLMRBLK,276 MM,2 |  |  | HOUSING,BEARING UNIT;TYPE:PLUMMER BLOCK,BLOCK SIZE:276 MM,BOLT MOUNTINGS:2,MATERIAL:CAST IRON,MNFR:01)APPINDUS,PTNO:01)SNL513- 611K7 | EN_01)PLUMMER BLOCK,EN_01)276 MM,EN_01)2,CAST IRON,01)APPINDUS,01)SNL513-611K7 |  |  | APPLIED INDUSTRIAL TECHNOLOGIES | APPLIED INDUSTRIAL TECHNOLOGIES | SNL 513- 611K7 | SKF |  |  |  |  | https://cdn.skfmediahub.skf.com/api/public/0901d196801106cc/pdf_preview_medium/0901d196801106cc_pdf_preview_medium.pdf | https://www.skf.com/sg/products/mounted-bearings/bearing-housings/split-pillow-block-housings-snl-2-3-5-6-series/productid-SNL%20513-611 | [9 empty] | ENRICHED | 31171519 Bearing blocks or housings | HOUSING | BEARING UNIT | TYPE | PLUMMER BLOCK | BORE |  | BLOCK SIZE | 275 LGX110 WDX149 HT MM | BOLT MOUNTINGS | 2 | BOLT DIAMETER | 16 MM | SHAPE |  | MATERIAL | GREY CAST IRON | MATERIAL SPECIFICATION |  | HAZARD CLASS |  | CERTIFICATION/STANDARD |  | ADDITIONAL FEATURES | [52 empty] | Production Completed
STP_009 - Lot4 | Data Enrichment | RYM | OK | 2023-07-21 | 2023-07-26 | CONFLICT BOLT MOUNTINGS IN INPUT AND WEBSOURCE,PROCESS BASED ON WEB SOURCE | 1320360 | 1320360 | EA | HOUSING,BRGUNT;PLMRBLK,4,CAST IRON GREY |  |  | HOUSING,BEARING UNIT;TYPE:PLUMMER BLOCK,BOLT MOUNTINGS:4,MATERIAL:CAST IRON GREY,MNFR:01)APPINDUS,PTNO:01)SNL3044 | EN_01)PLUMMER BLOCK,EN_01)4,CAST IRON GREY,01)APPINDUS,01)SNL3044 |  |  | APPLIED INDUSTRIAL TECHNOLOGIES | APPLIED INDUSTRIAL TECHNOLOGIES | SNL 3044 | SKF |  |  |  |  | https://cdn.skfmediahub.skf.com/api/public/0901d196801106cc/pdf_preview_medium/0901d196801106cc_pdf_preview_medium.pdf | https://www.skf.com/in/productinfo/productid-SNL%203044 | [9 empty] | ENRICHED | 31171519 Bearing blocks or housings | HOUSING | BEARING UNIT | TYPE | SPLIT PLUMBER BLOCK | BORE |  | BLOCK SIZE |  | BOLT MOUNTINGS | 2 | BOLT DIAMETER | 30 MM | SHAPE |  | MATERIAL | GREY CAST IRON | MATERIAL SPECIFICATION |  | HAZARD CLASS |  | CERTIFICATION/STANDARD |  | ADDITIONAL FEATURES | [52 empty] | Production Completed
STP_009 - Lot4 | Data Enrichment | RYM | OK | 2023-07-21 | 2023-07-26 |  | 1290492 | 1290492 | EA | HOUSING,BRGUNT;PLMRBLK,80 MM,SKF |  |  | HOUSING,BEARING UNIT;TYPE:PLUMMER BLOCK,BORE:80 MM,MNFR:01)SKF,PTNO:01)SNL518-615NM+TSNA518A | EN_01)PLUMMER BLOCK,80 MM,01)SKF,01)SNL518-615NM+TSNA518A |  |  | SKF | SKF | SNL 518-615NM+TSNA518A | [5 empty] | https://cdn.skfmediahub.skf.com/api/public/0901d196801106cc/pdf_preview_medium/0901d196801106cc_pdf_preview_medium.pdf | https://www.skf.com/my/products/mounted-bearings/bearing-housings/split-pillow-block-housings-snl-2-3-5-6-series/productid-SNL%20518-615%20%2B%202218 | [9 empty] | ENRICHED | 31171519 Bearing blocks or housings | HOUSING | BEARING UNIT | TYPE | PLUMMER BLOCK | BORE | 80 MM | BLOCK SIZE | 345 LGX143 WDX192 HT MM | BOLT MOUNTINGS | 2 | BOLT DIAMETER | 20 MM | SHAPE |  | MATERIAL | GREY CAST IRON | MATERIAL SPECIFICATION |  | HAZARD CLASS |  | CERTIFICATION/STANDARD |  | ADDITIONAL FEATURES | [52 empty] | Production Completed
STP_009 - Lot4 | Data Enrichment | RYM | OK | 2023-07-21 | 2023-07-26 |  | 1233763 | 1233763 | EA | HOUSING,BRGUNT;PLUMMER BLOCK NON SPLIT,2 |  |  | HOUSING,BEARING UNIT;TYPE:PLUMMER BLOCK NON SPLIT,BORE:110 MM,BOLT MOUNTINGS:2,MATERIAL:CAST IRON,MNFR:01)SKF,PTNO:01)SYJ512 | EN_01)PLUMMER BLOCK NON SPLIT,110 MM,EN_01)2,CAST IRON,01)SKF,01)SYJ512 |  |  | SKF | SKF | SYJ 512 | [5 empty] | https://www.skf.com/sg/products/mounted-bearings/ball-bearing-units/pillow-block-ball-bearing-units/productid-SY%20512%20M | [10 empty] | ENRICHED | 31171519 Bearing blocks or housings | HOUSING | BEARING UNIT | TYPE | PLUMMER BLOCK NON SPLIT | BORE | 110 MM | BLOCK SIZE | 240 LGX137.5 HT MM | BOLT MOUNTINGS | 2 | BOLT DIAMETER | M16 | SHAPE |  | MATERIAL | CAST IRON | MATERIAL SPECIFICATION |  | HAZARD CLASS |  | CERTIFICATION/STANDARD |  | ADDITIONAL FEATURES | [52 empty] | Production Completed
STP_009 - Lot4 | Data Enrichment | RYM | OK | 2023-07-21 | 2023-07-26 |  | 1364991 | 1364991 | EA | HOUSING,BRGUNT;PLUMMER BLOCK SPLIT |  |  | HOUSING,BEARING UNIT;TYPE:PLUMMER BLOCK SPLIT,ADDITIONAL FEATURES EN:6-1/2INCH SHAFT, C/W TWO LABYRINTHS, O RING, SU,E UNIT,MNFR: 01)APPINDUS,PTNO:01)SNL3136BTSE | EN_01)PLUMMER BLOCK SPLIT,01)6-1/2INCH SHAFT, C/W TWO LA,02)E UNIT,01)APPINDUS,01)SNL3136BTSE |  |  | APPLIED INDUSTRIAL TECHNOLOGIES | APPLIED INDUSTRIAL TECHNOLOGIES | SNL 3136BTSE | SKF |  |  |  |  | https://cdn.skfmediahub.skf.com/api/public/0901d196801106cc/pdf_preview_medium/0901d196801106cc_pdf_preview_medium.pdf | https://www.skf.com/us/productinfo/productid-SNL%203136 | [9 empty] | ENRICHED | 31171519 Bearing blocks or housings | HOUSING | BEARING UNIT | TYPE | SPLIT PLUMMER BLOCK | BORE | 6-1/2 IN | BLOCK SIZE |  | BOLT MOUNTINGS | 2 | BOLT DIAMETER | 24 MM | SHAPE |  | MATERIAL | GREY CAST IRON | MATERIAL SPECIFICATION |  | HAZARD CLASS |  | CERTIFICATION/STANDARD |  | ADDITIONAL FEATURES | C/W TWO LABYRINTHS,O RING,SU,E UNIT | [51 empty] | Production Completed
STP_009 - Lot4 | Data Enrichment | RYM | OK | 2023-07-21 | 2023-07-26 |  | 1237823 | 1237823 | EA | HOUSING,BRGUNT;PLUMMER BLOCK SPLIT,2 |  |  | HOUSING,BEARING UNIT;TYPE:PLUMMER BLOCK SPLIT,BOLT MOUNTINGS:2,BOLT DIAMETER:18 MM,MATERIAL:CAST IRON,ADDITIONAL FEATURES EN:50MM SHAFT, 70 X 255 X 127MM HSG, 70MM SHAFT CE,MNFR:01)APPINDUS,PTNO:01)SNL511-6090 | EN_01)PLUMMER BLOCK SPLIT,EN_01)2,18 MM,CAST IRON,01)50MM SHAFT, 70 X 255 X 127M,01)APPINDUS,01)SNL511-6090 |  |  | APPLIED INDUSTRIAL TECHNOLOGIES | APPLIED INDUSTRIAL TECHNOLOGIES | SNL 511-6090 | SKF |  |  |  |  | https://cdn.skfmediahub.skf.com/api/public/0901d196801106cc/pdf_preview_medium/0901d196801106cc_pdf_preview_medium.pdf | https://www.skf.com/id/products/mounted-bearings/bearing-housings/split-pillow-block-housings-snl-2-3-5-6-series/productid-SNL%20511-609 | [9 empty] | ENRICHED | 31171519 Bearing blocks or housings | HOUSING | BEARING UNIT | TYPE | SPLIT PLUMMER BLOCK | BORE | 50 MM | BLOCK SIZE | 255 LGX95 WDX127 HT MM | BOLT MOUNTINGS | 2 | BOLT DIAMETER | 18 MM | SHAPE |  | MATERIAL | GREY CAST IRON | MATERIAL SPECIFICATION |  | HAZARD CLASS |  | CERTIFICATION/STANDARD |  | ADDITIONAL FEATURES | SHAFT CENTER SIZE:70 MM | [51 empty] | Production Completed
STP_009 - Lot4 | Data Enrichment | RYM | OK | 2023-07-21 | 2023-07-26 | CONFLICT BOLT DIAMETER IN INPUT AND WEBSOURCE,PROCESS BASED ON WEB SOURCE | 1297551 | 1297551 | EA | HOUSING,BRGUNT;PLUMMER BLOCK SPLIT,2 |  |  | HOUSING,BEARING UNIT;TYPE:PLUMMER BLOCK SPLIT,BORE:100 MM,BOLT MOUNTINGS:2,BOLT DIAMETER:26 MM,MATERIAL:CAST IRON GREY,ADDITIONAL FEATURES EN:120 X 410 X 242MM HSG, 125MM SHAFT CENTRE, LESS,MNFR:01)SKF,PTNO:01)SNL522-619NM,MNFR:02)SKF,PTNO:02)SNH522-619 | EN_01)PLUMMER BLOCK SPLIT,100 MM,EN_01)2,26 MM,CAST IRON GREY,01)120 X 410 X 242MM HSG, 125M,01)SKF,02)SKF,01)SNL522-619NM,02)SNH522-619 |  |  | SKF | SKF | SNL 522-619NM |  | SKF | SNH522-619 |  |  | https://cdn.skfmediahub.skf.com/api/public/0901d196801106cc/pdf_preview_medium/0901d196801106cc_pdf_preview_medium.pdf | https://www.skf.com/in/products/mounted-bearings/bearing-housings/split-pillow-block-housings-snl-2-3-5-6-series/productid-SNL%20522-619 | [9 empty] | ENRICHED | 31171519 Bearing blocks or housings | HOUSING | BEARING UNIT | TYPE | SPLIT PLUMMER BLOCK | BORE | 100 MM | BLOCK SIZE | 410 LGX175 WD MM | BOLT MOUNTINGS | 2 | BOLT DIAMETER | 24 MM | SHAPE |  | MATERIAL | GREY CAST IRON | MATERIAL SPECIFICATION |  | HAZARD CLASS |  | CERTIFICATION/STANDARD |  | ADDITIONAL FEATURES | FOOT LENGTH:120 MM | [51 empty] | Production Completed
STP_009 - Lot4 | Data Enrichment | RYM | OK | 2023-07-21 | 2023-07-26 |  | 1297642 | 1297642 | EA | HOUSING,BRGUNT;PLUMMER BLOCK SPLIT,2 |  |  | HOUSING,BEARING UNIT;TYPE:PLUMMER BLOCK SPLIT,BORE:125 MM,BOLT MOUNTINGS:2,BOLT DIAMETER:35 MM,MATERIAL:CAST IRON GREY,ADDITIONAL FEATURES EN:150 X 500 X 302MM HSG, 150MM SHAFT CENTRE, LESS,MNFR:01)SKF,PTNO:01)SNL528NM | EN_01)PLUMMER BLOCK SPLIT,125 MM,EN_01)2,35 MM,CAST IRON GREY,01)150 X 500 X 302MM HSG, 150M,01)SKF,01)SNL528NM |  |  | SKF | SKF | SNL 528NM | [5 empty] | https://cdn.skfmediahub.skf.com/api/public/0901d196801106cc/pdf_preview_medium/0901d196801106cc_pdf_preview_medium.pdf | https://www.skf.com/my/products/mounted-bearings/bearing-housings/split-pillow-block-housings-snl-2-3-5-6-series/productid-SNL%20528 | [9 empty] | ENRICHED | 31171519 Bearing blocks or housings | HOUSING | BEARING UNIT | TYPE | SPLIT PLUMMER/PILLOW BLOCK | BORE | 125 MM | BLOCK SIZE | 500 LGX205 WDX302 HT MM | BOLT MOUNTINGS | 2 | BOLT DIAMETER | 30 MM | SHAPE |  | MATERIAL | GREY CAST IRON | MATERIAL SPECIFICATION |  | HAZARD CLASS |  | CERTIFICATION/STANDARD |  | ADDITIONAL FEATURES | BOLT HOLE DIAMETER:35 MM,FOOT WIDTH:150 MM, SHAFT CENTER SIZE:150 MM | [51 empty] | Production Completed
STP_009 - Lot4 | Data Enrichment | RYM | OK | 2023-07-21 | 2023-07-26 |  | 1354214 | 1354214 | EA | HOUSING,BRGUNT;PLUMMER BLOCK SPLIT,2 |  |  | HOUSING,BEARING UNIT;TYPE:PLUMMER BLOCK SPLIT,BOLT MOUNTINGS:2,MATERIAL:CAST IRON,MNFR:01)SKF,PTNO:01)SNL3138 | EN_01)PLUMMER BLOCK SPLIT,EN_01)2,CAST IRON,01)SKF,01)SNL3138 |  |  | SKF | SKF | SNL 3138 | [5 empty] | https://cdn.skfmediahub.skf.com/api/public/0901d196801106cc/pdf_preview_medium/0901d196801106cc_pdf_preview_medium.pdf | [10 empty] | ENRICHED | 31171519 Bearing blocks or housings | HOUSING | BEARING UNIT | TYPE | SPLIT PLUMMER BLOCK | BORE |  | BLOCK SIZE | 560 LGX260 WDX375 HT MM | BOLT MOUNTINGS | 2 | BOLT DIAMETER | 24 MM | SHAPE |  | MATERIAL | GREY CAST IRON | MATERIAL SPECIFICATION |  | HAZARD CLASS |  | CERTIFICATION/STANDARD |  | ADDITIONAL FEATURES | [52 empty] | Production Completed
STP_009 - Lot4 | Data Enrichment | RYM | OK | 2023-07-21 | 2023-07-26 |  | 1348206 | 1348206 | EA | HOUSING,BRGUNT;PLUMMER BLOCK SPLIT,2 |  |  | HOUSING,BEARING UNIT;TYPE:PLUMMER BLOCK SPLIT,BOLT MOUNTINGS:2,MATERIAL:CAST IRON,MNFR:01)SKF,PTNO:01)SNL3148 | EN_01)PLUMMER BLOCK SPLIT,EN_01)2,CAST IRON,01)SKF,01)SNL3148 |  |  | SKF | SKF | SNL 3148 | [5 empty] | https://cdn.skfmediahub.skf.com/api/public/0901d196801106cc/pdf_preview_medium/0901d196801106cc_pdf_preview_medium.pdf | [10 empty] | ENRICHED | 31171519 Bearing blocks or housings | HOUSING | BEARING UNIT | TYPE | SPLIT PLUMMER BLOCK | BORE |  | BLOCK SIZE | 700 LGX310 WDX474 HT MM | BOLT MOUNTINGS | 2 | BOLT DIAMETER | 30 MM | SHAPE |  | MATERIAL | GREY CAST IRON | MATERIAL SPECIFICATION |  | HAZARD CLASS |  | CERTIFICATION/STANDARD |  | ADDITIONAL FEATURES | [52 empty] | Production Completed
STP_009 - Lot4 | Data Enrichment | RYM | OK | 2023-07-21 | 2023-07-26 |  | 1317748 | 1317748 | EA | HOUSING,BRGUNT;PLUMMER BLOCK SPLIT,4 |  |  | HOUSING,BEARING UNIT;TYPE:PLUMMER BLOCK SPLIT,BORE:150 MM,BOLT MOUNTINGS:4,MATERIAL:SPHEROIDAL GRAPHITE IRON,ADDITIONAL FEATURES EN:HSG, CLOSED ONE SIDE, TACONITE SEAL WITH OIL SE,MNFR:01)APPINDUS,PTNO:01)SDD3134TACMA.AU | EN_01)PLUMMER BLOCK SPLIT,150 MM,EN_01)4,SPHEROIDAL GRAPHITE IRON,01)HSG, CLOSED ONE SIDE, TACON,01)APPINDUS,01)SDD3134TACMA.AU |  |  | APPLIED INDUSTRIAL TECHNOLOGIES | APPLIED INDUSTRIAL TECHNOLOGIES | SD D 3134TACMA.AU | [5 empty] | https://www.mastagroup.com/product/sd-series-plummer-blocks/ | https://www.mastagroup.com/mastapublications/sd.pdf | [9 empty] | ENRICHED | 31171519 Bearing blocks or housings | HOUSING | BEARING UNIT | TYPE | SPLIT PLUMMER BLOCK | BORE | 150 MM | BLOCK SIZE | 510 LGX335 HTX230 DP MM | BOLT MOUNTINGS | 4 | BOLT DIAMETER | 24 MM | SHAPE |  | MATERIAL | SPHEROIDAL GRAPHITE IRON | MATERIAL SPECIFICATION |  | HAZARD CLASS |  | CERTIFICATION/STANDARD |  | ADDITIONAL FEATURES | CLOSED ONE SIDE,C/W TACONITE SEAL,OIL SEAL | [51 empty] | Production Completed
STP_009 - Lot4 | Data Enrichment | RYM | OK | 2023-07-21 | 2023-07-26 |  | 1345263 | 1345263 | EA | HOUSING,BRGUNT;PLUMMER BLOCK SPLIT,4 |  |  | HOUSING,BEARING UNIT;TYPE:PLUMMER BLOCK SPLIT,BORE:150 MM,BOLT MOUNTINGS:4,MATERIAL:SPHEROIDAL GRAPHITE IRON,ADDITIONAL FEATURES EN:HSG, OPEN BOTH SIDES, C/WQTY 2 V RING TACONITE,MNFR:01)APPINDUS,PTNO:01)SDD3134TACVB.AU | EN_01)PLUMMER BLOCK SPLIT,150 MM,EN_01)4,SPHEROIDAL GRAPHITE IRON,01)HSG, OPEN BOTH SIDES, C/WQT,01)APPINDUS,01)SDD3134TACVB.AU |  |  | APPLIED INDUSTRIAL TECHNOLOGIES | APPLIED INDUSTRIAL TECHNOLOGIES | SD D 3134TACVB.AU | [5 empty] | https://www.mastagroup.com/product/sd-series-plummer-blocks/ | https://www.mastagroup.com/mastapublications/sd.pdf | [9 empty] | ENRICHED | 31171519 Bearing blocks or housings | HOUSING | BEARING UNIT | TYPE | SPLIT PLUMMER BLOCK | BORE | 150 MM | BLOCK SIZE | 510 LGX335 HTX230 DP MM | BOLT MOUNTINGS | 4 | BOLT DIAMETER | 24 MM | SHAPE |  | MATERIAL | SPHEROIDAL GRAPHITE IRON | MATERIAL SPECIFICATION |  | HAZARD CLASS |  | CERTIFICATION/STANDARD |  | ADDITIONAL FEATURES | OPEN BOTH SIDES,C/W(2) TACONITE V RING | [51 empty] | Production Completed
STP_009 - Lot4 | Data Enrichment | RYM | OK | 2023-07-21 | 2023-07-26 |  | 1347564 | 1347564 | EA | HOUSING,BRGUNT;PLUMMER BLOCK SPLIT,4 |  |  | HOUSING,BEARING UNIT;TYPE:PLUMMER BLOCK SPLIT,BORE:110 MM,BOLT MOUNTINGS:4,MATERIAL:CAST IRON,ADDITIONAL FEATURES EN:SOLID BASE, TACONITE SEAL WITH OIL SEAL, CLOSED,MNFR:01)APPINDUS,PTNO:01)FSNL524ATST | EN_01)PLUMMER BLOCK SPLIT,110 MM,EN_01)4,CAST IRON,01)SOLID BASE, TACONITE SEAL W,01)APPINDUS,01)FSNL524ATST |  |  | APPLIED INDUSTRIAL TECHNOLOGIES | APPLIED INDUSTRIAL TECHNOLOGIES | FSNL 524ATST | SKF |  |  |  |  | https://cdn.skfmediahub.skf.com/api/public/0901d196801106cc/pdf_preview_medium/0901d196801106cc_pdf_preview_medium.pdf | https://www.skf.com/id/products/mounted-bearings/bearing-housings/split-pillow-block-housings-snl-2-3-5-6-series/productid-FSNL%20524-620 | [9 empty] | ENRICHED | 31171519 Bearing blocks or housings | HOUSING | BEARING UNIT | TYPE | SPLIT PLUMMER BLOCK | BORE | 110 MM | BLOCK SIZE | 410 LGX185 WDX271 HT MM | BOLT MOUNTINGS | 4 | BOLT DIAMETER | 16 MM | SHAPE |  | MATERIAL | GREY CAST IRON | MATERIAL SPECIFICATION |  | HAZARD CLASS |  | CERTIFICATION/STANDARD |  | ADDITIONAL FEATURES | C/W SOLID BASE,TACONITE SEAL,OIL SEAL,CLOSED | [51 empty] | Production Completed
STP_009 - Lot4 | Data Enrichment | RYM | OK | 2023-07-21 | 2023-07-26 |  | 1365453 | 1365453 | EA | HOUSING,BRGUNT;PLUMMER BLOCK SPLIT,4 |  |  | HOUSING,BEARING UNIT;TYPE:PLUMMER BLOCK SPLIT,BORE:160 MM,BOLT MOUNTINGS:4,MATERIAL:CAST IRON,ADDITIONAL FEATURES EN:SOLIDBASE, LABYRINTH SEAL, OPEN BOTH SIDES,MNFR:01)APPINDUS,PTNO:01)SD3136TSMB | EN_01)PLUMMER BLOCK SPLIT,160 MM,EN_01)4,CAST IRON,01)SOLIDBASE, LABYRINTH SEAL,01)APPINDUS,01)SD3136TSMB |  |  | APPLIED INDUSTRIAL TECHNOLOGIES | APPLIED INDUSTRIAL TECHNOLOGIES | SD 3136TSMB | [5 empty] | https://www.mastagroup.com/product/sd-series-plummer-blocks/ | https://www.mastagroup.com/mastapublications/sd.pdf | [9 empty] | ENRICHED | 31171519 Bearing blocks or housings | HOUSING | BEARING UNIT | TYPE | SPLIT PLUMMER BLOCK | BORE | 160 MM | BLOCK SIZE | 530 LGX355 HTX240 DP MM | BOLT MOUNTINGS | 4 | BOLT DIAMETER | 24 MM | SHAPE |  | MATERIAL | GREY CAST IRON | MATERIAL SPECIFICATION |  | HAZARD CLASS |  | CERTIFICATION/STANDARD |  | ADDITIONAL FEATURES | OPEN BOTH SIDES,SOLIDBASE,C/W LABYRINTH SEAL, | [51 empty] | Production Completed
STP_009 - Lot4 | Data Enrichment | RYM | OK | 2023-07-21 | 2023-07-26 |  | 1296769 | 1296769 | EA | HOUSING,BRGUNT;PLUMMER BLOCK SPLIT,4 |  |  | HOUSING,BEARING UNIT;TYPE:PLUMMER BLOCK SPLIT,BORE:180 MM,BOLT MOUNTINGS:4,MATERIAL:CAST IRON,ADDITIONAL FEATURES EN:C/W TWO LABYRINTHS, O RING,MNFR:01)SKF,PTNO:01)SD3140TSMB | EN_01)PLUMMER BLOCK SPLIT,180 MM,EN_01)4,CAST IRON,01)C/W TWO LABYRINTHS, O RING,01)SKF,01)SD3140TSMB |  |  | SKF | SKF | SD 3140TSMB | [5 empty] | https://www.mastagroup.com/product/sd-series-plummer-blocks/ | https://www.mastagroup.com/mastapublications/sd.pdf | [9 empty] | ENRICHED | 31171519 Bearing blocks or housings | HOUSING | BEARING UNIT | TYPE | SPLIT PLUMMER BLOCK | BORE | 180 MM | BLOCK SIZE | 610 LGX410 HTX280 DP MM | BOLT MOUNTINGS | 4 | BOLT DIAMETER | 30 MM | SHAPE |  | MATERIAL | GREY CAST IRON | MATERIAL SPECIFICATION |  | HAZARD CLASS |  | CERTIFICATION/STANDARD |  | ADDITIONAL FEATURES | C/W TWO LABYRINTHS,O RING | [51 empty] | Production Completed
STP_009 - Lot4 | Data Enrichment | RYM | OK | 2023-07-21 | 2023-07-26 | CONFLICT MATERIAL IN INPUT AND WEBSOURCE,PROCESS BASED ON WEB SOURCE | 1297209 | 1297209 | EA | HOUSING,BRGUNT;PLUMMER BLOCK SPLIT,4 |  |  | HOUSING,BEARING UNIT;TYPE:PLUMMER BLOCK SPLIT,BORE:150 MM,BOLT MOUNTINGS:4,MATERIAL:SPHEROIDAL GRAPHITE IRON,ADDITIONAL FEATURES EN:HEAVY DUTY, OPEN ENDS, WITH TWO LABYRINTHS, O R,MNFR:01)SKF,PTNO:01)SD3134TSMB | EN_01)PLUMMER BLOCK SPLIT,150 MM,EN_01)4,SPHEROIDAL GRAPHITE IRON,01)HEAVY DUTY, OPEN ENDS, WITH,01)SKF,01)SD3134TSMB |  |  | SKF | SKF | SD 3134TSMB | [5 empty] | https://www.mastagroup.com/product/sd-series-plummer-blocks/ | https://www.mastagroup.com/mastapublications/sd.pdf | [9 empty] | ENRICHED | 31171519 Bearing blocks or housings | HOUSING | BEARING UNIT | TYPE | SPLIT PLUMMER BLOCK | BORE | 150 MM | BLOCK SIZE | 510 LGX335 HTX230 DP MM | BOLT MOUNTINGS | 4 | BOLT DIAMETER | 24 MM | SHAPE |  | MATERIAL | GREY CAST IRON | MATERIAL SPECIFICATION |  | HAZARD CLASS |  | CERTIFICATION/STANDARD |  | ADDITIONAL FEATURES | HEAVY DUTY,OPEN ENDS,C/W (2) LABYRINTHS,O RING | [51 empty] | Production Completed
STP_009 - Lot4 | Data Enrichment | RYM | OK | 2023-07-21 | 2023-07-26 |  | 1297360 | 1297360 | EA | HOUSING,BRGUNT;PLUMMER BLOCK SPLIT,4 |  |  | HOUSING,BEARING UNIT;TYPE:PLUMMER BLOCK SPLIT,BORE:200 MM,BOLT MOUNTINGS:4,MATERIAL:SPHEROIDAL GRAPHITE IRON,ADDITIONAL FEATURES EN:HEAVY DUTY, CLOSED ONE SIDE, WITH TACONITE SEAL,THER,MNFR:01)SKF,PTNO:01)SDD3144TACMA | EN_01)PLUMMER BLOCK SPLIT,200 MM,EN_01)4,SPHEROIDAL GRAPHITE IRON,01)HEAVY DUTY, CLOSED ONE SIDE,02)THER,01)SKF,01)SDD3144TACMA |  |  | SKF | SKF | SD D 3144TACMA | [5 empty] | https://www.mastagroup.com/product/sd-series-plummer-blocks/ | https://www.mastagroup.com/mastapublications/sd.pdf | [9 empty] | ENRICHED | 31171519 Bearing blocks or housings | HOUSING | BEARING UNIT | TYPE | SPLIT PLUMMER BLOCK | BORE | 200 MM | BLOCK SIZE | 640 LGX435 HTX290 DP MM | BOLT MOUNTINGS | 4 | BOLT DIAMETER | 30 MM | SHAPE |  | MATERIAL | SPHEROIDAL GRAPHITE IRON | MATERIAL SPECIFICATION |  | HAZARD CLASS |  | CERTIFICATION/STANDARD |  | ADDITIONAL FEATURES | HEAVY DUTY,CLOSED ONE SIDE,C/W TACONITE SEAL,THER | [51 empty] | Production Completed
STP_009 - Lot4 | Data Enrichment | RYM | OK | 2023-07-21 | 2023-07-26 |  | 1291227 | 1291227 | EA | HOUSING,BRGUNT;PLUMMER BLOCK SPLIT,4 |  |  | HOUSING,BEARING UNIT;TYPE:PLUMMER BLOCK SPLIT,BORE:170 MM,BOLT MOUNTINGS:4,MATERIAL:CAST IRON,ADDITIONAL FEATURES EN:260 X 560MM HSG, 190MMSHAFT CENTRE, CLOSED COVE,NITE SEALS,MNFR:01)SKF,PTNO:01)SD3138TSMA | EN_01)PLUMMER BLOCK SPLIT,170 MM,EN_01)4,CAST IRON,01)260 X 560MM HSG, 190MMSHAFT,02)NITE SEALS,01)SKF,01)SD3138TSMA |  |  | SKF | SKF | SD 3138TSMA | [5 empty] | https://www.mastagroup.com/product/sd-series-plummer-blocks/ | https://www.mastagroup.com/mastapublications/sd.pdf | [9 empty] | ENRICHED | 31171519 Bearing blocks or housings | HOUSING | BEARING UNIT | TYPE | SPLIT PLUMMER BLOCK | BORE | 170 MM | BLOCK SIZE | 560 LGX375 HTX260 DP MM | BOLT MOUNTINGS | 4 | BOLT DIAMETER | 24 MM | SHAPE |  | MATERIAL | GREY CAST IRON | MATERIAL SPECIFICATION |  | HAZARD CLASS |  | CERTIFICATION/STANDARD |  | ADDITIONAL FEATURES | SHAFT CENTRE SIZE:190 MM,C/W CLOSED COVER,NITE SEALS | [51 empty] | Production Completed
STP_009 - Lot4 | Data Enrichment | RYM | OK | 2023-07-21 | 2023-07-26 |  | 1291228 | 1291228 | EA | HOUSING,BRGUNT;PLUMMER BLOCK SPLIT,4 |  |  | HOUSING,BEARING UNIT;TYPE:PLUMMER BLOCK SPLIT,BORE:170 MM,BOLT MOUNTINGS:4,MATERIAL:CAST IRON,ADDITIONAL FEATURES EN:260 X 560MM HSG, 190MMSHAFT CENTRE, OPEN COVERS,ONITE SEALS,MNFR:01)SKF,PTNO:01)SD3138TSMB | EN_01)PLUMMER BLOCK SPLIT,170 MM,EN_01)4,CAST IRON,01)260 X 560MM HSG, 190MMSHAFT,02)ONITE SEALS,01)SKF,01)SD3138TSMB |  |  | SKF | SKF | SD 3138TSMB | [5 empty] | https://www.mastagroup.com/product/sd-series-plummer-blocks/ | https://www.mastagroup.com/mastapublications/sd.pdf | [9 empty] | ENRICHED | 31171519 Bearing blocks or housings | HOUSING | BEARING UNIT | TYPE | SPLIT PLUMMER BLOCK | BORE | 170 MM | BLOCK SIZE | 560 LGX375 HTX260 DP MM | BOLT MOUNTINGS | 4 | BOLT DIAMETER | 24 MM | SHAPE |  | MATERIAL | GREY CAST IRON | MATERIAL SPECIFICATION |  | HAZARD CLASS |  | CERTIFICATION/STANDARD |  | ADDITIONAL FEATURES | SHAFT CENTRE SIZE:190 MM,C/W OPEN COVERS, ONITE SEALS | [51 empty] | Production Completed
STP_009 - Lot4 | Data Enrichment | RYM | OK | 2023-07-21 | 2023-07-26 |  | 1297548 | 1297548 | EA | HOUSING,BRGUNT;PLUMMER BLOCK SPLIT,4 |  |  | HOUSING,BEARING UNIT;TYPE:PLUMMER BLOCK SPLIT,BOLT MOUNTINGS:4,ADDITIONAL FEATURES EN:445MM LG, 190MM W, 290MM H, 115MM DIA SHAFT, MNFR:01)SKF,PTNO:01)FSNL526NM | EN_01)PLUMMER BLOCK SPLIT,EN_01)4,01)445MM LG, 190MM W, 290MM H,01)SKF,01)FSNL526NM |  |  | SKF | SKF | FSNL 526NM | [5 empty] | https://cdn.skfmediahub.skf.com/api/public/0901d196801106cc/pdf_preview_medium/0901d196801106cc_pdf_preview_medium.pdf | https://www.skf.com/ph/products/mounted-bearings/bearing-housings/split-pillow-block-housings-snl-2-3-5-6-series/productid-FSNL%20526 | [9 empty] | ENRICHED | 31171519 Bearing blocks or housings | HOUSING | BEARING UNIT | TYPE | SPLIT PLUMMER BLOCK | BORE | 115 MM | BLOCK SIZE | 445 LGX190 WDX290 HT MM | BOLT MOUNTINGS | 4 | BOLT DIAMETER | 24 MM | SHAPE |  | MATERIAL | GREY CAST IRON | MATERIAL SPECIFICATION |  | HAZARD CLASS |  | CERTIFICATION/STANDARD |  | ADDITIONAL FEATURES | [52 empty] | Production Completed
STP_009 - Lot4 | Data Enrichment | RYM | OK | 2023-07-21 | 2023-07-26 |  | 1298311 | 1298311 | EA | HOUSING,BRGUNT;PLUMMER BLOCK SPLIT,4 |  |  | HOUSING,BEARING UNIT;TYPE:PLUMMER BLOCK SPLIT,BORE:240 MM,BOLT MOUNTINGS:4,MATERIAL:CAST IRON,ADDITIONAL FEATURES EN:320 X 770MM HSG, 260MM SHAFT CENTRE, CLOSED COV,ING TYPE TACONITE SEALS,MNFR:01)SKF,PTNO:01)SD3152TSMA | EN_01)PLUMMER BLOCK SPLIT,240 MM,EN_01)4,CAST IRON,01)320 X 770MM HSG, 260MM SHAF,02)ING TYPE TACONITE SEALS,01)SKF,01)SD3152TSMA |  |  | SKF | SKF | SD 3152TSMA | [5 empty] | https://www.mastagroup.com/product/sd-series-plummer-blocks/ | https://www.mastagroup.com/mastapublications/sd.pdf | [9 empty] | ENRICHED | 31171519 Bearing blocks or housings | HOUSING | BEARING UNIT | TYPE | SPLIT PLUMMER BLOCK | BORE | 240 MM | BLOCK SIZE | 770 LGX515 HTX320 DP MM | BOLT MOUNTINGS | 4 | BOLT DIAMETER | 36 MM | SHAPE |  | MATERIAL | GREY CAST IRON | MATERIAL SPECIFICATION |  | HAZARD CLASS |  | CERTIFICATION/STANDARD |  | ADDITIONAL FEATURES | SHAFT CENTRE SIZE:260 MM,C/W CLOSED COVER RING TYPE TACONITE SEALS | [51 empty] | Production Completed
STP_009 - Lot4 | Data Enrichment | RYM | OK | 2023-07-21 | 2023-07-26 |  | 1298312 | 1298312 | EA | HOUSING,BRGUNT;PLUMMER BLOCK SPLIT,4 |  |  | HOUSING,BEARING UNIT;TYPE:PLUMMER BLOCK SPLIT,BORE:240 MM,BOLT MOUNTINGS:4,MATERIAL:CAST IRON,ADDITIONAL FEATURES EN:320 X 770MM HSG, 260MM SHAFT CENTRE, OPEN COVER,RING TYPE TACONITE SEALS,MNFR:01)SKF,PTNO:01)SD3152TSMB | EN_01)PLUMMER BLOCK SPLIT,240 MM,EN_01)4,CAST IRON,01)320 X 770MM HSG, 260MM SHAF,02)RING TYPE TACONITE SEALS,01)SKF,01)SD3152TSMB |  |  | SKF | SKF | SD 3152TSMB | [5 empty] | https://www.mastagroup.com/product/sd-series-plummer-blocks/ | https://www.mastagroup.com/mastapublications/sd.pdf | [9 empty] | ENRICHED | 31171519 Bearing blocks or housings | HOUSING | BEARING UNIT | TYPE | SPLIT PLUMMER BLOCK | BORE | 240 MM | BLOCK SIZE | 770 LGX515 HTX320 DP MM | BOLT MOUNTINGS | 4 | BOLT DIAMETER | 36 MM | SHAPE |  | MATERIAL | GREY CAST IRON | MATERIAL SPECIFICATION |  | HAZARD CLASS |  | CERTIFICATION/STANDARD |  | ADDITIONAL FEATURES | SHAFT CENTRE SIZE:260 MM,C/W OPEN COVER RING TYPE TACONITE SEALS | [51 empty] | Production Completed
STP_009 - Lot4 | Data Enrichment | RYM | OK | 2023-07-21 | 2023-07-26 | CONFLICT MATERIAL IN INPUT AND WEBSOURCE,PROCESS BASED ON WEB SOURCE | 1320393 | 1320393 | EA | HOUSING,BRGUNT;PLUMMER BLOCK SPLIT,4 |  |  | HOUSING,BEARING UNIT;TYPE:PLUMMER BLOCK SPLIT,BORE:150 MM,BOLT MOUNTINGS:4,MATERIAL:SPHEROIDAL GRAPHITE IRON,ADDITIONAL FEATURES EN:HEAVY DUTY, ONE END CLOSED, WITH LABYRINTH, O R,MNFR:01)SKF,PTNO:01)SD3134TSMA | EN_01)PLUMMER BLOCK SPLIT,150 MM,EN_01)4,SPHEROIDAL GRAPHITE IRON,01)HEAVY DUTY, ONE END CLOSED,01)SKF,01)SD3134TSMA |  |  | SKF | SKF | SD 3134TSMA | [5 empty] | https://www.mastagroup.com/product/sd-series-plummer-blocks/ | https://www.mastagroup.com/mastapublications/sd.pdf | [9 empty] | ENRICHED | 31171519 Bearing blocks or housings | HOUSING | BEARING UNIT | TYPE | SPLIT PLUMMER BLOCK | BORE | 150 MM | BLOCK SIZE | 510 LGX335 HTX230 DP MM | BOLT MOUNTINGS | 4 | BOLT DIAMETER | 24 MM | SHAPE |  | MATERIAL | GREY CAST IRON | MATERIAL SPECIFICATION |  | HAZARD CLASS |  | CERTIFICATION/STANDARD |  | ADDITIONAL FEATURES | HEAVY DUTY,ONE END CLOSED,C/W LABYRINTH,O RING | [51 empty] | Production Completed
STP_009 - Lot4 | Data Enrichment | RYM | OK | 2023-07-21 | 2023-07-26 |  | 1345344 | 1345344 | EA | HOUSING,BRGUNT;PLUMMER BLOCK SPLIT,4 |  |  | HOUSING,BEARING UNIT;TYPE:PLUMMER BLOCK SPLIT,BORE:160 MM,BOLT MOUNTINGS:4,MATERIAL:SPHEROIDAL GRAPHITE IRON, CERTIFICATION/STANDARD:AS 1831,ADDITIONAL FEATURES EN:TACONITE SEALS, OPENTYPE,MNFR:01)SKF,PTNO:01)SDD3136TACMA.AU,MNFR:02) APPINDUS,PTNO:02)SDD3136TACMA.AU,MNFR:03)SKF,PTNO:03)SD3136TACMA | EN_01)PLUMMER BLOCK SPLIT,160 MM,EN_01)4,SPHEROIDAL GRAPHITE IRON,EN_01)AS 1831,01)TACONITE SEALS, OPENTYPE,01)SKF,02)APPINDUS,03)SKF,01)SDD3136TACMA.AU,02)SDD3136TACMA.AU,03)SD3136TACMA |  |  | SKF | SKF | SD D 3136TACMA.AU |  | APPLIED INDUSTRIAL TECHNOLOGIES | SDD3136TACMA.AU | SKF | SD3136TACMA | https://www.mastagroup.com/product/sd-series-plummer-blocks/ | https://www.mastagroup.com/mastapublications/sd.pdf | [9 empty] | ENRICHED | 31171519 Bearing blocks or housings | HOUSING | BEARING UNIT | TYPE | SPLIT PLUMMER BLOCK,OPEN | BORE | 160 MM | BLOCK SIZE | 530 LGX355 HTX240 DP MM | BOLT MOUNTINGS | 4 | BOLT DIAMETER | 24 MM | SHAPE |  | MATERIAL | SPHEROIDAL GRAPHITE IRON | MATERIAL SPECIFICATION |  | HAZARD CLASS |  | CERTIFICATION/STANDARD | AS 1831 | ADDITIONAL FEATURES | C/W TACONITE SEALS | [51 empty] | Production Completed
STP_009 - Lot4 | Data Enrichment | RYM | OK | 2023-07-21 | 2023-07-26 |  | 1347563 | 1347563 | EA | HOUSING,BRGUNT;PLUMMER BLOCK SPLIT,4,SKF |  |  | HOUSING,BEARING UNIT;TYPE:PLUMMER BLOCK SPLIT,BORE:110 MM,BOLT MOUNTINGS:4,MATERIAL:CAST IRON,ADDITIONAL FEATURES EN:SOLID BASE, TACONITE SEAL C/W OIL SEAL, OPEN BOTH SIDES, FSNL524-62,0NM + 2 OFF TST524KIT/M.S,MNFR:01)SKF,PTNO:01)FSSN524TACMB | EN_01)PLUMMER BLOCK SPLIT,110 MM,EN_01)4,CAST IRON,01)SOLID BASE, TACONITE SEAL C,02)0NM + 2 OFF TST524KIT/M.S,01)SKF,01)FSSN524TACMB |  |  | SKF | SKF | FSSN 524 TACMB |  |  | FSNL524-62 |  |  | http://www.bearing.net.au/wp-content/uploads/2015/02/SN-SSN-Housings.pdf | [10 empty] | ENRICHED | 31171519 Bearing blocks or housings | HOUSING | BEARING UNIT | TYPE | PLUMMER BLOCK SPLIT | BORE | 110 MM | BLOCK SIZE | 410 LGX270 HT MM | BOLT MOUNTINGS | 4 | BOLT DIAMETER | 16 MM | SHAPE |  | MATERIAL | SPHEROIDAL GRAPHITE IRON | MATERIAL SPECIFICATION |  | HAZARD CLASS |  | CERTIFICATION/STANDARD |  | ADDITIONAL FEATURES | SOLID BASE,C/W TACONITE SEAL,OIL SEAL,OPEN BOTH SIDES,0NM + 2 OFF TST524KIT/M.S | [51 empty] | Production Completed
STP_009 - Lot4 | Data Enrichment | RYM | OK | 2023-07-21 | 2023-07-26 |  | 1234631 | 1234631 | EA | HOUSING,BRGUNT;PLUMMER BLOCK Y,CAST IRON |  |  | HOUSING,BEARING UNIT;TYPE:PLUMMER BLOCK Y,MATERIAL:CAST IRON,ADDITIONAL FEATURES EN:50MM SHAFT, HSG, 203MM X 114MM H,51.6MM W C/W G,S,MNFR:01)SKF,PTNO:01)SYJ510/YAR210-2F | EN_01)PLUMMER BLOCK Y,CAST IRON,01)50MM SHAFT, HSG, 203MM X 11,02)S,01)SKF,01)SYJ510/YAR210-2F |  |  | SKF | SKF | SYJ 510 | [5 empty] | https://www.skf.com/id/products/mounted-bearings/ball-bearing-units/pillow-block-ball-bearing-units/productid-SYJ%20510 | [10 empty] | ENRICHED | 31171519 Bearing blocks or housings | HOUSING | BEARING UNIT | TYPE | PLUMMER BLOCK Y | BORE |  | BLOCK SIZE | 206 LGX51.6 WDX114 HT MM | BOLT MOUNTINGS |  | BOLT DIAMETER | 16 MM | SHAPE |  | MATERIAL | CAST IRON | MATERIAL SPECIFICATION |  | HAZARD CLASS |  | CERTIFICATION/STANDARD |  | ADDITIONAL FEATURES | SHAFT SIZE:50 MM, C/W G,S,FOR BEARING YAR210-2F | [51 empty] | Production Completed
STP_009 - Lot4 | Data Enrichment | RYM | OK | 2023-07-21 | 2023-07-26 |  | 1282024 | 1282024 | EA | HOUSING,BRGUNT;PLWBLK,100 MM,2,CAST IRON |  |  | HOUSING,BEARING UNIT;TYPE:PILLOW BLOCK,BORE:100 MM,BLOCK SIZE:WD 60 X LG 219 X HT 126 MM,BOLT MOUNTINGS:2,MATERIAL:CAST IRON,MNFR: 01)APPLIED INDUSTRIAL TECHNOLOGIES,PTNO:01)SYJ511 | EN_01)PILLOW BLOCK,100 MM,EN_01)WD 60 X LG 219 X HT 126,EN_01)2,CAST IRON,01)APPLIED INDUSTRIAL TECHNOLO,01)SYJ511 |  |  | APPLIED INDUSTRIAL TECHNOLOGIES | APPLIED INDUSTRIAL TECHNOLOGIES | SYJ 511 | SKF |  |  |  |  | https://www.skf.com/id/products/mounted-bearings/ball-bearing-units/pillow-block-ball-bearing-units/productid-SYJ%20511 | [10 empty] | ENRICHED | 31171519 Bearing blocks or housings | HOUSING | BEARING UNIT | TYPE | PILLOW BLOCK | BORE | 100 MM | BLOCK SIZE | 219 LGX60 WDX126 HT MM | BOLT MOUNTINGS | 2 | BOLT DIAMETER | 16 MM | SHAPE |  | MATERIAL | CAST IRON | MATERIAL SPECIFICATION |  | HAZARD CLASS |  | CERTIFICATION/STANDARD |  | ADDITIONAL FEATURES | [52 empty] | Production Completed
STP_009 - Lot4 | Data Enrichment | RYM | OK | 2023-07-21 | 2023-07-26 |  | 1349010 | 1349010 | EA | HOUSING,BRGUNT;PLWBLK,125 MM,210 MM,F |  |  | HOUSING,BEARING UNIT;TYPE:PILLOW BLOCK,BORE:125 MM,BLOCK SIZE:210 MM,BOLT MOUNTINGS:(2) WD 25 X LG 30 MM,BOLT DIAMETER:20 MM, ADDITIONAL FEATURES EN:F,MNFR:01)SKF,PTNO:01)SYJ514 | EN_01)PILLOW BLOCK,125 MM,EN_01)210 MM,EN_01)(2) WD 25 X LG 30 MM,20 MM,01)F,01)SKF,01)SYJ514 |  |  | SKF | SKF | SYJ 514 | [5 empty] | https://www.skf.com/id/products/mounted-bearings/ball-bearing-units/pillow-block-ball-bearing-units/productid-SYJ%20514 | [10 empty] | ENRICHED | 31171519 Bearing blocks or housings | HOUSING | BEARING UNIT | TYPE | PILLOW BLOCK | BORE | 125 MM | BLOCK SIZE | 266 LGX155.5 HT MM | BOLT MOUNTINGS | 2 | BOLT DIAMETER | 20 MM | SHAPE |  | MATERIAL | CAST IRON | MATERIAL SPECIFICATION |  | HAZARD CLASS |  | CERTIFICATION/STANDARD |  | ADDITIONAL FEATURES | BOLT MOUNTINGS:30 LGX25 WD MM,DISTANCE BETWEEN ATTACHED BOLT:210 MM,F | [51 empty] | Production Completed
STP_009 - Lot4 | Data Enrichment | RYM | OK | 2023-07-21 | 2023-07-26 |  | 1319578 | 1319578 | EA | HOUSING,BRGUNT;PLWBLK,25 MM,2,CAST IRON |  |  | HOUSING,BEARING UNIT;TYPE:PILLOW BLOCK,BORE:25 MM,BOLT MOUNTINGS:2,MATERIAL:CAST IRON,ADDITIONAL FEATURES EN:SETSCREW LOCKING TYPE, FOR 52MM OD BEARING,MNFR:01)FAFNIR,PTNO:01)SYJ505,MNFR:02)SKF,PTNO:02)RAS-52 | EN_01)PILLOW BLOCK,25 MM,EN_01)2,CAST IRON,01)SETSCREW LOCKING TYPE, FOR,01)FAFNIR,02)SKF,01)SYJ505,02)RAS-52 |  |  | SKF | SKF | SYJ 505 |  | FAFNIR | RAS-52 |  |  | https://www.skf.com/uk/products/mounted-bearings/ball-bearing-units/pillow-block-ball-bearing-units/productid-SYJ%20505 | [10 empty] | ENRICHED | 31171519 Bearing blocks or housings | HOUSING | BEARING UNIT | TYPE | PILLOW BLOCK | BORE | 25 MM | BLOCK SIZE | 140 LGX70 HT MM | BOLT MOUNTINGS | 2 | BOLT DIAMETER | 10 MM | SHAPE |  | MATERIAL | CAST IRON | MATERIAL SPECIFICATION |  | HAZARD CLASS |  | CERTIFICATION/STANDARD |  | ADDITIONAL FEATURES | C/W SETSCREW LOCKING TYPE,FOR 52 MM OD BEARING | [51 empty] | Production Completed
STP_009 - Lot4 | Data Enrichment | RYM | OK | 2023-07-21 | 2023-07-26 |  | 1363799 | 1363799 | EA | HOUSING,BRGUNT;PLWBLK,30 MM,IND-CODE |  |  | HOUSING,BEARING UNIT;TYPE:PILLOW BLOCK,BORE:30 MM,MNFR:01)IND-CODE,PTNO:01)SY-506 | EN_01)PILLOW BLOCK,30 MM,01)IND-CODE,01)SY-506 |  |  | IND-CODE | IND-CODE | SY 506 | SKF |  |  |  |  | https://www.skf.com/ph/products/mounted-bearings/ball-bearing-units/pillow-block-ball-bearing-units/productid-SY%20506%20M | [10 empty] | ENRICHED | 31171519 Bearing blocks or housings | HOUSING | BEARING UNIT | TYPE | PILLOW BLOCK | BORE | 30 MM | BLOCK SIZE | 152 LGX82 HT MM | BOLT MOUNTINGS |  | BOLT DIAMETER | 12 MM | SHAPE |  | MATERIAL | CAST IRON | MATERIAL SPECIFICATION |  | HAZARD CLASS |  | CERTIFICATION/STANDARD |  | ADDITIONAL FEATURES | [52 empty] | Production Completed
STP_009 - Lot4 | Data Enrichment | RYM | OK | 2023-07-21 | 2023-07-26 |  | 1365494 | 1365494 | EA | HOUSING,BRGUNT;PLWBLK,90 MM,2,CAST IRON |  |  | HOUSING,BEARING UNIT;TYPE:PILLOW BLOCK,BORE:90 MM,BOLT MOUNTINGS:2,MATERIAL:CAST IRON,ADDITIONAL FEATURES EN:50MM SHAFT, SETSCREW LOCKING TYPE, FOR 90MM OD,MNFR:01)SKF,PTNO:01)SYJ510 | EN_01)PILLOW BLOCK,90 MM,EN_01)2,CAST IRON,01)50MM SHAFT, SETSCREW LOCKIN,01)SKF,01)SYJ510 |  |  | SKF | SKF | SYJ 510 | [5 empty] | https://www.skf.com/id/products/mounted-bearings/ball-bearing-units/pillow-block-ball-bearing-units/productid-SYJ%20510 | [10 empty] | ENRICHED | 31171519 Bearing blocks or housings | HOUSING | BEARING UNIT | TYPE | PILLOW BLOCK | BORE | 90 MM | BLOCK SIZE | 206 LGX114 HT MM | BOLT MOUNTINGS | 2 | BOLT DIAMETER | 16 MM | SHAPE |  | MATERIAL | CAST IRON | MATERIAL SPECIFICATION |  | HAZARD CLASS |  | CERTIFICATION/STANDARD |  | ADDITIONAL FEATURES | SHAFT SIZE:50 MM,C/W SETSCREW LOCKING TYPE,FOR 90 MM OD | [51 empty] | Production Completed
STP_009 - Lot4 | Data Enrichment | RYM | OK | 2023-07-21 | 2023-07-26 |  | 1281976 | 1281976 | EA | HOUSING,BRGUNT;REQUIRED SPARES IN 20L ST |  |  | HOUSING,BEARING UNIT;ADDITIONAL FEATURES EN:REQUIRED SPARES IN 20L STORE,MNFR:01)SKF,PTNO:01)FSNL528NM,MNFR:02)APPLIED INDUSTRIAL TECHNOLOGIES,PTNO:02)FSNL 528 | 01)REQUIRED SPARES IN 20L STOR,01)SKF,02)APPLIED INDUSTRIAL TECHNOLO,01)FSNL528NM,02)FSNL 528 |  |  | APPLIED INDUSTRIAL TECHNOLOGIES | SKF | FSNL 528NM |  | APPLIED INDUSTRIAL TECHNOLOGIES |  |  |  | https://cdn.skfmediahub.skf.com/api/public/0901d196801106cc/pdf_preview_medium/0901d196801106cc_pdf_preview_medium.pdf | https://www.skf.com/in/products/mounted-bearings/bearing-housings/split-pillow-block-housings-snl-2-3-5-6-series/productid-FSNL%20528 | [9 empty] | ENRICHED | 31171519 Bearing blocks or housings | HOUSING | BEARING UNIT | TYPE | SPLIT PLUMMER/PILLOW BLOCK | BORE |  | BLOCK SIZE | 500 LGX205 WDX302 HT MM | BOLT MOUNTINGS | 4 | BOLT DIAMETER | 24 MM | SHAPE |  | MATERIAL | GREY CAST IRON | MATERIAL SPECIFICATION |  | HAZARD CLASS |  | CERTIFICATION/STANDARD |  | ADDITIONAL FEATURES | REQUIRED SPARES IN 20L STORE | [51 empty] | Production Completed
STP_009 - Lot4 | Data Enrichment | RYM | OK | 2023-07-21 | 2023-07-26 |  | 1297374 | 1297374 | EA | HOUSING,BRGUNT;SPLIT PLUMMER,135 MM,SKF |  |  | HOUSING,BEARING UNIT;TYPE:SPLIT PLUMMER,BORE:135 MM,MNFR:01)SKF,PTNO:01)SNL530NM+TSN530A | EN_01)SPLIT PLUMMER,135 MM,01)SKF,01)SNL530NM+TSN530A |  |  | SKF | SKF | SNL 530 NM+TSN530A | [5 empty] | https://cdn.skfmediahub.skf.com/api/public/0901d196801106cc/pdf_preview_medium/0901d196801106cc_pdf_preview_medium.pdf | https://www.skf.com/us/products/mounted-bearings/bearing-housings/split-pillow-block-housings-snl-2-3-5-6-series/productid-SNL%20530 | [9 empty] | ENRICHED | 31171519 Bearing blocks or housings | HOUSING | BEARING UNIT | TYPE | SPLIT PLUMMER BLOCK | BORE | 135 MM | BLOCK SIZE | 530 LGX220 WDX323 HT MM | BOLT MOUNTINGS | 2 | BOLT DIAMETER | 30 MM | SHAPE |  | MATERIAL | GREY CAST IRON | MATERIAL SPECIFICATION |  | HAZARD CLASS |  | CERTIFICATION/STANDARD |  | ADDITIONAL FEATURES | [52 empty] | Production Completed
STP_009 - Lot4 | Data Enrichment | RYM | OK | 2023-07-21 | 2023-07-26 |  | 1297084 | 1297084 | EA | HOUSING,BRGUNT;SPLIT PLUMMER,60 MM,SKF |  |  | HOUSING,BEARING UNIT;TYPE:SPLIT PLUMMER,BORE:60 MM,MNFR:01)SKF,PTNO:01)SNL513-611NM+2XTSN513S | EN_01)SPLIT PLUMMER,60 MM,01)SKF,01)SNL513-611NM+2XTSN513S |  |  | SKF | SKF | SNL 513-611NM+2XTSN513S | [5 empty] | https://cdn.skfmediahub.skf.com/api/public/0901d196801106cc/pdf_preview_medium/0901d196801106cc_pdf_preview_medium.pdf | https://www.skf.com/sg/products/mounted-bearings/bearing-housings/split-pillow-block-housings-snl-2-3-5-6-series/productid-SNL%20513-611 | [9 empty] | ENRICHED | 31171519 Bearing blocks or housings | HOUSING | BEARING UNIT | TYPE | SPLIT PLUMMER BLOCK | BORE | 60 MM | BLOCK SIZE | 275 LGX110 WDX149 HT MM | BOLT MOUNTINGS | 2 | BOLT DIAMETER | 16 MM | SHAPE |  | MATERIAL | GREY CAST IRON | MATERIAL SPECIFICATION |  | HAZARD CLASS |  | CERTIFICATION/STANDARD |  | ADDITIONAL FEATURES | [52 empty] | Production Completed
STP_009 - Lot4 | Data Enrichment | RYM | OK | 2023-07-21 | 2023-07-26 |  | 1237941 | 1237941 | EA | HOUSING,BRGUNT;TAKE-UP |  |  | HOUSING,BEARING UNIT;TYPE:TAKE-UP,ADDITIONAL FEATURES EN:CLOSED UNIT, TH, THM, TACV,MNFR:01)APPINDUS,PTNO:01)THMD511ALST | EN_01)TAKE-UP,01)CLOSED UNIT, TH, THM, TACV,01)APPINDUS,01)THMD511ALST |  |  | APPLIED INDUSTRIAL TECHNOLOGIES | APPLIED INDUSTRIAL TECHNOLOGIES | THMD 511ALST | [5 empty] | http://www.bearing.net.au/wp-content/uploads/2015/02/TH-THM-TU-Housings.pdf | [10 empty] | ENRICHED | 31171519 Bearing blocks or housings | HOUSING | BEARING UNIT | TYPE | TAKE-UP | BORE |  | BLOCK SIZE | 180 LGX66 WDX140 HT MM | BOLT MOUNTINGS |  | BOLT DIAMETER | 20 MM | SHAPE |  | MATERIAL |  | MATERIAL SPECIFICATION |  | HAZARD CLASS |  | CERTIFICATION/STANDARD |  | ADDITIONAL FEATURES | CLOSED UNIT,TH,THM,TACV | [51 empty] | Production Completed
STP_009 - Lot4 | Data Enrichment | RYM | OK | 2023-07-21 | 2023-07-26 |  | 1318952 | 1318952 | EA | HOUSING,BRGUNT;TAKE-UP |  |  | HOUSING,BEARING UNIT;TYPE:TAKE-UP,ADDITIONAL FEATURES EN:90MM SHAFT, C/W QTY 1 TACONITE SEAL, QTY 1 CLOS,MNFR:01)APPINDUS,PTNO:01) TH520LSTVMA | EN_01)TAKE-UP,01)90MM SHAFT, C/W QTY 1 TACON,01)APPINDUS,01)TH520LSTVMA |  |  | APPLIED INDUSTRIAL TECHNOLOGIES | APPLIED INDUSTRIAL TECHNOLOGIES | TH 520LSTVMA | [5 empty] | http://www.bearing.net.au/wp-content/uploads/2015/02/TH-THM-TU-Housings.pdf | [10 empty] | ENRICHED | 31171519 Bearing blocks or housings | HOUSING | BEARING UNIT | TYPE | TAKE-UP | BORE | 90 MM | BLOCK SIZE | 11-15/16 LGX2-1/4 WDX9-1/2 HT IN | BOLT MOUNTINGS |  | BOLT DIAMETER | 1-3/8 IN | SHAPE |  | MATERIAL |  | MATERIAL SPECIFICATION |  | HAZARD CLASS |  | CERTIFICATION/STANDARD |  | ADDITIONAL FEATURES | C/W (1) TACONITE SEAL,(1) CLOS | [51 empty] | Production Completed
STP_009 - Lot4 | Data Enrichment | RYM | OK | 2023-07-21 | 2023-07-26 |  | 1345399 | 1345399 | EA | HOUSING,BRGUNT;TAKE-UP |  |  | HOUSING,BEARING UNIT;TYPE:TAKE-UP,ADDITIONAL FEATURES EN:SHAFT: 90MM, OPEN, C/W QTY 2LST TACONITE SEALS,MNFR:01)CBC,PTNO:01) THM520TACMBEBH | EN_01)TAKE-UP,01)SHAFT: 90MM, OPEN, C/W QTY,01)CBC,01)THM520TACMBEBH |  |  | CBC | CBC | THM 520TACMBEBH | [5 empty] | http://www.bearing.net.au/wp-content/uploads/2015/02/TH-THM-TU-Housings.pdf | [10 empty] | ENRICHED | 31171519 Bearing blocks or housings | HOUSING | BEARING UNIT | TYPE | TAKE-UP | BORE | 90 MM | BLOCK SIZE | 320 LGX89 WDX260 HT MM | BOLT MOUNTINGS |  | BOLT DIAMETER | 35 MM | SHAPE |  | MATERIAL |  | MATERIAL SPECIFICATION |  | HAZARD CLASS |  | CERTIFICATION/STANDARD |  | ADDITIONAL FEATURES | OPEN,C/W (2)LST TACONITE SEALS | [51 empty] | Production Completed
STP_009 - Lot4 | Data Enrichment | RYM | OK | 2023-07-21 | 2023-07-26 |  | 1297860 | 1297860 | EA | HOUSING,BRGUNT;TAKE-UP BLOCK |  |  | HOUSING,BEARING UNIT;TYPE:TAKE-UP BLOCK,ADDITIONAL FEATURES EN:80MM SHAFT, CLOSED ONE END, HORIZONTAL TACONITE,MNFR:01)APPINDUS, PTNO:01)THM518ALST | EN_01)TAKE-UP BLOCK,01)80MM SHAFT, CLOSED ONE END,01)APPINDUS,01)THM518ALST |  |  | APPLIED INDUSTRIAL TECHNOLOGIES | APPLIED INDUSTRIAL TECHNOLOGIES | THM 518 ALST | [5 empty] | http://www.bearing.net.au/wp-content/uploads/2015/02/TH-THM-TU-Housings.pdf | [10 empty] | ENRICHED | 31171519 Bearing blocks or housings | HOUSING | BEARING UNIT | TYPE | TAKE-UP BLOCK | BORE | 80 MM | BLOCK SIZE | 273 LGX89 WDX260 HT MM | BOLT MOUNTINGS |  | BOLT DIAMETER | 20 MM | SHAPE |  | MATERIAL |  | MATERIAL SPECIFICATION |  | HAZARD CLASS |  | CERTIFICATION/STANDARD |  | ADDITIONAL FEATURES | CLOSED ONE END,C/W HORIZONTAL TACONITE | [51 empty] | Production Completed
STP_009 - Lot4 | Data Enrichment | RYM | OK | 2023-07-21 | 2023-07-26 |  | 1297523 | 1297523 | EA | HOUSING,BRGUNT;TAKE-UP BLOCK |  |  | HOUSING,BEARING UNIT;TYPE:TAKE-UP BLOCK,ADDITIONAL FEATURES EN:70MM SHAFT, CLOSED ONE END, HORIZONTAL TACONITE,EARING NOT INCLUDED,MNFR:01)SKF,PTNO:01)THM516ALST/DWG | EN_01)TAKE-UP BLOCK,01)70MM SHAFT, CLOSED ONE END,02)EARING NOT INCLUDED,01)SKF,01)THM516ALST/DWG |  |  | SKF | SKF | THM 516ALST/DWG | [5 empty] | http://www.bearing.net.au/wp-content/uploads/2015/02/TH-THM-TU-Housings.pdf | [10 empty] | ENRICHED | 31171519 Bearing blocks or housings | HOUSING | BEARING UNIT | TYPE | TAKE-UP BLOCK | BORE | 70 MM | BLOCK SIZE | 265 LGX70 WDX220 HT MM | BOLT MOUNTINGS |  | BOLT DIAMETER | 20 MM | SHAPE |  | MATERIAL |  | MATERIAL SPECIFICATION |  | HAZARD CLASS |  | CERTIFICATION/STANDARD |  | ADDITIONAL FEATURES | C/W CLOSED ONE END,HORIZONTAL TACONITE,BEARING NOT INCLUDED | [51 empty] | Production Completed
STP_009 - Lot4 | Data Enrichment | RYM | OK | 2023-07-21 | 2023-07-26 |  | 1297522 | 1297522 | EA | HOUSING,BRGUNT;TAKE-UP BLOCK,4 |  |  | HOUSING,BEARING UNIT;TYPE:TAKE-UP BLOCK,BOLT MOUNTINGS:4,ADDITIONAL FEATURES EN:70MM SHAFT, OPEN BOTH ENDS, HORIZONTAL TACONITE, MNFR:01)SKF,PTNO:01)THM516BLST/DWG | EN_01)TAKE-UP BLOCK,EN_01)4,01)70MM SHAFT, OPEN BOTH ENDS,01)SKF,01)THM516BLST/DWG |  |  | SKF | SKF | THM 516BLST/DWG | [5 empty] | http://www.bearing.net.au/wp-content/uploads/2015/02/TH-THM-TU-Housings.pdf | [10 empty] | ENRICHED | 31171519 Bearing blocks or housings | HOUSING | BEARING UNIT | TYPE | TAKE-UP BLOCK | BORE | 70 MM | BLOCK SIZE | 265 LGX70 WDX220 HT MM | BOLT MOUNTINGS | 4 | BOLT DIAMETER | 20 MM | SHAPE |  | MATERIAL |  | MATERIAL SPECIFICATION |  | HAZARD CLASS |  | CERTIFICATION/STANDARD |  | ADDITIONAL FEATURES | C/W OPEN BOTH ENDS,HORIZONTAL TACONITE | [51 empty] | Production Completed
STP_009 - Lot4 | Data Enrichment | RYM | OK | 2023-07-21 | 2023-07-26 |  | 1318940 | 1318940 | EA | HOUSING,BRGUNT;TAKE-UP HANGER,115 MM,1 |  |  | HOUSING,BEARING UNIT;TYPE:TAKE-UP HANGER,BORE:115 MM,BOLT MOUNTINGS:1,ADDITIONAL FEATURES EN:CLOSED, TACONITE SEALS, HEAVY DUTY, MNFR:01)NSK,PTNO:01)THM526 ALST,MNFR:02)APPINDUS,PTNO:02)THM526ALST | EN_01)TAKE-UP HANGER,115 MM,EN_01)1,01)CLOSED, TACONITE SEALS, HEA,01)NSK,02)APPINDUS,01)THM526 ALST,02)THM526ALST |  |  | APPLIED INDUSTRIAL TECHNOLOGIES | NSK | THM 526 ALST |  | APPLIED INDUSTRIAL TECHNOLOGIES | THM 526ALST |  |  | http://www.bearing.net.au/wp-content/uploads/2015/02/TH-THM-TU-Housings.pdf | [10 empty] | ENRICHED | 31171519 Bearing blocks or housings | HOUSING | BEARING UNIT | TYPE | TAKE-UP HANGER | BORE | 115 MM | BLOCK SIZE | 421 LGX107 WDX310 HT MM | BOLT MOUNTINGS | 1 | BOLT DIAMETER | 30 MM | SHAPE |  | MATERIAL |  | MATERIAL SPECIFICATION |  | HAZARD CLASS |  | CERTIFICATION/STANDARD |  | ADDITIONAL FEATURES | CLOSED,C/W TACONITE SEALS,HEAVY DUTY | [51 empty] | Production Completed
STP_009 - Lot4 | Data Enrichment | RYM | OK | 2023-07-21 | 2023-07-26 |  | 1290464 | 1290464 | EA | HOUSING,BRGUNT;TAKE-UP, ADAPTOR SLEEVE |  |  | HOUSING,BEARING UNIT;TYPE:TAKE-UP,ADDITIONAL FEATURES EN:60MM SHAFT, MEDIUM DUTY, CLOSED ONE SIDE, C/W 2, ADAPTOR SLEEVE,MNFR:01) CBC,PTNO:01)TH513MA+22213KC3+H313 | EN_01)TAKE-UP,01)60MM SHAFT, MEDIUM DUTY, CL,02) ADAPTOR SLEEVE,01)CBC,01)TH513MA+22213KC3+H313 |  |  | CBC | CBC | TH 513MA+22213KC3+H313 | [5 empty] | http://www.bearing.net.au/wp-content/uploads/2015/02/TH-THM-TU-Housings.pdf | [10 empty] | ENRICHED | 31171519 Bearing blocks or housings | HOUSING | BEARING UNIT | TYPE | TAKE-UP | BORE | 60 MM | BLOCK SIZE | 8-9/16 LGX2 WDX6-3/4 HT MM | BOLT MOUNTINGS |  | BOLT DIAMETER | 1 IN | SHAPE |  | MATERIAL |  | MATERIAL SPECIFICATION |  | HAZARD CLASS |  | CERTIFICATION/STANDARD |  | ADDITIONAL FEATURES | MEDIUM DUTY,CLOSED ONE SIDE,C/W (2) ADAPTOR SLEEVE | [51 empty] | Production Completed
STP_009 - Lot4 | Data Enrichment | RYM | OK | 2023-07-21 | 2023-07-26 |  | 1297566 | 1297566 | EA | HOUSING,BRGUNT;TAKE-UP,100 MM |  |  | HOUSING,BEARING UNIT;TYPE:TAKE-UP,BORE:100 MM,ADDITIONAL FEATURES EN:CLOSED END, LABYRINTH SEAL,MNFR:01)SKF,PTNO:01)THM522ALST | EN_01)TAKE-UP,100 MM,01)CLOSED END, LABYRINTH SEAL,01)SKF,01)THM522ALST |  |  | SKF | SKF | THM 522ALST | [5 empty] | http://www.bearing.net.au/wp-content/uploads/2015/02/TH-THM-TU-Housings.pdf | [10 empty] | ENRICHED | 31171519 Bearing blocks or housings | HOUSING | BEARING UNIT | TYPE | TAKE-UP | BORE | 100 MM | BLOCK SIZE | 350 LGX97 WDX280 HT MM | BOLT MOUNTINGS |  | BOLT DIAMETER | 24 MM | SHAPE |  | MATERIAL |  | MATERIAL SPECIFICATION |  | HAZARD CLASS |  | CERTIFICATION/STANDARD |  | ADDITIONAL FEATURES | CLOSED END,C/W LABYRINTH SEAL | [51 empty] | Production Completed