## Sheet1
Project | Activities | Production User | Production Comments | Start Date | End Date | Remarks | Griha ID | MATNR | MEINS | MAKTX_EN | MAKTX_ES | MAKTX_FR | TEXT_EN | Class_Char_Catted | MFRPN | MFRNR | MFRNR DES | MNFR | PTNO | Verified MNFR from web | MNFR 1 | PTNO 1 | MNFR 2 | PTNO 2 | Reference URL | Reference URL1 | Item Number | Equipment Type | Equipment Manufacturer | Equipment Model | Equipment Serial | DWG | DRAWING VERSION | POS/TAG | Unused Text | Enriched/Cleansed | UNSPSC Ver.23.07 | Noun | Modifier | Attribute Name 1 | Attribute Value 1 | Attribute Name 2 | Attribute Value 2 | Attribute Name 3 | Attribute Value 3 | Attribute Name 4 | Attribute Value 4 | Attribute Name 5 | Attribute Value 5 | Attribute Name 6 | Attribute Value 6 | Attribute Name 7 | Attribute Value 7 | Attribute Name 8 | Attribute Value 8 | Attribute Name 9 | Attribute Value 9 | Attribute Name 10 | Attribute Value 10 | Attribute Name 11 | Attribute Value 11 | Attribute Name 12 | Attribute Value 12 | Attribute Name 13 | Attribute Value 13 | Attribute Name 14 | Attribute Value 14 | Attribute Name 15 | Attribute Value 15 | Attribute Name 16 | Attribute Value 16 | Attribute Name 17 | Attribute Value 17 | Attribute Name 18 | Attribute Value 18 | Attribute Name 19 | Attribute Value 19 | Attribute Name 20 | Attribute Value 20 | Attribute Name 21 | Attribute Value 21 | Attribute Name 22 | Attribute Value 22 | Attribute Name 23 | Attribute Value 23 | Attribute Name 24 | Attribute Value 24 | Attribute Name 25 | Attribute Value 25 | Attribute Name 26 | Attribute Value 26 | Attribute Name 27 | Attribute Value 27 | Attribute Name 28 | Attribute Value 28 | Attribute Name 29 | Attribute Value 29 | Attribute Name 30 | Attribute Value 30 | Attribute Name 31 | Attribute Value 31 | Attribute Name 32 | Attribute Value 32 | Attribute Name 33 | Attribute Value 33 | Attribute Name 34 | Attribute Value 34 | Attribute Name 35 | Attribute Value 35 | Attribute Name 36 | Attribute Value 36 | Remaining_Information | Status
STP_009 - Lot4 | Data Enrichment | SOZ | OK | 2023-07-21 | 2023-07-26 |  | 1383612 | 1383612 | EA | CABLE,ASSY;2 PIN CONNECTOR |  |  | CABLE,ASSEMBLY;ADDITIONAL FEATURES EN:2 PIN CONNECTOR,MNFR:01)GVSRELIA,PTNO:01)HS-AC022-30 | 01)2 PIN CONNECTOR,01)GVSRELIA,01)HS-AC022-30 |  |  | GVSRELIA | GVSRELIA | HS-AC022-30 | GVSENSORS |  |  |  |  | https://gvsensors.com.au/wp-content/uploads/2020/11/HS-AC022.pdf | [10 empty] | E | 26121600 Electrical cable and accessories | CABLE | ASSEMBLY | TYPE | 2 PIN CONNECTOR | VOLTAGE RATING | 600 VAC | CURRENT RATING |  | CONDUCTOR SIZE | 20 AWG | NUMBER OF CONDUCTORS |  | CORE STRANDS |  | CONDUCTOR MATERIAL | COPPER | JACKET MATERIAL |  | INSULATION MATERIAL | ETFE | TEMPERATURE RATING | -65 TO 150 DEG C | LENGTH |  | JACKET COLOUR | BLACK | HAZARD CLASS |  | CERTIFICATION/STANDARD |  | ADDITIONAL FEATURES | [44 empty] | Production completed
STP_009 - Lot4 | Data Enrichment | SOZ | OK_PARTNO UPDATED | 2023-07-21 | 2023-07-26 |  | 1384084 | 1384084 | EA | CABLE,ASSY;2 PIN CONNECTOR |  |  | CABLE,ASSEMBLY;ADDITIONAL FEATURES EN:2 PIN CONNECTOR,MNFR:01)GVSRELIA,PTNO:01)HS-ACO22-30 | 01)2 PIN CONNECTOR,01)GVSRELIA,01)HS-ACO22-30 |  |  | GVSRELIA | GVSRELIA | HS-AC022-30 | GVSENSORS |  |  |  |  | https://gvsensors.com.au/wp-content/uploads/2020/11/HS-AC022.pdf | [10 empty] | E | 26121600 Electrical cable and accessories | CABLE | ASSEMBLY | TYPE | 2 PIN CONNECTOR | VOLTAGE RATING | 600 VAC | CURRENT RATING |  | CONDUCTOR SIZE | 20 AWG | NUMBER OF CONDUCTORS |  | CORE STRANDS |  | CONDUCTOR MATERIAL | COPPER | JACKET MATERIAL |  | INSULATION MATERIAL | ETFE | TEMPERATURE RATING | -65 TO 150 DEG C | LENGTH |  | JACKET COLOUR | BLACK | HAZARD CLASS |  | CERTIFICATION/STANDARD |  | ADDITIONAL FEATURES | [44 empty] | Production completed
STP_009 - Lot4 | Data Enrichment | SOZ | OK | 2023-07-21 | 2023-07-26 |  | 1350817 | 1350817 | EA | CABLE,ASSY;250/300 VAC/DC,LG 2 M,IFM |  |  | CABLE,ASSEMBLY;VOLTAGE RATING:250/300 VAC/DC,TEMPERATURE RATING:-25 TO 90 DEG C,LENGTH:2 M,JACKET COLOUR:BLACK/ORANGE, CERTIFICATION/STANDARD:DIN 60721-3-1,ADDITIONAL FEATURES EN:SPECIAL PURPOSE, M12, 4 POSITION, ANGLED FEMALE SOCKET CONNECTOR,MNFR: 01)IFM,PTNO:01)EVC004 | 250/300 VAC/DC,-25 TO 90 DEG C,2 M,BLACK/ORANGE,EN_01)DIN 60721-3-1,01)SPECIAL PURPOSE, M12, 4 POS,01)IFM,01)EVC004 |  |  | IFM | IFM | EVC004 | IFM |  |  |  |  | https://www.ifm.com/in/en/product/EVC004 | https://us.rs-online.com/product/ifm-efector/evc004/70746219/ | [9 empty] | E | 26121600 Electrical cable and accessories | CABLE | ASSEMBLY | TYPE | SINGLE ENDED,SPECIAL PURPOSE,4 POSITION | VOLTAGE RATING | 250/300 VAC/DC | CURRENT RATING |  | CONDUCTOR SIZE |  | NUMBER OF CONDUCTORS |  | CORE STRANDS |  | CONDUCTOR MATERIAL |  | JACKET MATERIAL | PUR | INSULATION MATERIAL |  | TEMPERATURE RATING | -25 TO 90 DEG C | LENGTH | 2 M | JACKET COLOUR | BLACK/ORANGE | HAZARD CLASS |  | CERTIFICATION/STANDARD | DIN 60721-3-1 | ADDITIONAL FEATURES | Connector Type:M12,C/W ANGLED FEMALE SOCKET CONNECTOR | [43 empty] | Production completed
STP_009 - Lot4 | Data Enrichment | SOZ | OK | 2023-07-21 | 2023-07-26 |  | 1384028 | 1384028 | EA | CABLE,ASSY;3,LG 20 M,D TO CASE |  |  | CABLE,ASSEMBLY;CORE STRANDS:3,LENGTH:20 M,ADDITIONAL FEATURES EN:3 PIN MS SOCKET CONNECTORFLY END, OVERBRAIDED E,D TO CASE,MNFR: 01)GVS RELIABILITY PRODUCTS PTY LTD,PTNO:01)HS-AC080-20 | 3,20 M,01)3 PIN MS SOCKET CONNECTORFL,02)D TO CASE,01)GVS RELIABILITY PRODUCTS PT,01)HS-AC080-20 |  |  | GVS RELIABILITY PRODUCTS PTY LTD | GVS RELIABILITY PRODUCTS PTY LTD | HS-AC080-20 | [6 empty] | https://www.hansfordsensors.com/wp-content/uploads/datasheets/HS-AC080.pdf | [10 empty] | 26121600 Electrical cable and accessories | CABLE | ASSEMBLY | TYPE | OVERBRAIDED | VOLTAGE RATING | 600 VAC | CURRENT RATING |  | CONDUCTOR SIZE | 24 TO 22 AWG | NUMBER OF CONDUCTORS |  | CORE STRANDS | 3 | CONDUCTOR MATERIAL | COPPER | JACKET MATERIAL |  | INSULATION MATERIAL | ETFE | TEMPERATURE RATING | -65 TO 18S0 DEG C | LENGTH | 20 M | JACKET COLOUR |  | HAZARD CLASS |  | CERTIFICATION/STANDARD |  | ADDITIONAL FEATURES | C/W 3 PIN MS SOCKET CONNECTOR - FLY END,ED TO CASE | [43 empty] | Production completed
STP_009 - Lot4 | Data Enrichment | SOZ | OK | 2023-07-21 | 2023-07-26 |  | 1235372 | 1235372 | EA | CABLE,ASSY;ARMOURED,LG 43 M,MAINTECH |  |  | CABLE,ASSEMBLY;TYPE:ARMOURED,LENGTH:43 M,MNFR:01)MAINTECH,PTNO:01)MT9106142664 | ARMOURED,43 M,01)MAINTECH,01)MT9106142664 |  |  | MAINTECH | MAINTECH | MT9106142664 | [5 empty] | URL NOT FOUND | [11 empty] | 26121600 Electrical cable and accessories | CABLE | ASSEMBLY | TYPE | ARMOURED | VOLTAGE RATING |  | CURRENT RATING |  | CONDUCTOR SIZE |  | NUMBER OF CONDUCTORS |  | CORE STRANDS |  | CONDUCTOR MATERIAL |  | JACKET MATERIAL |  | INSULATION MATERIAL |  | TEMPERATURE RATING |  | LENGTH | 43 M | JACKET COLOUR |  | HAZARD CLASS |  | CERTIFICATION/STANDARD |  | ADDITIONAL FEATURES | [44 empty] | Production completed
STP_009 - Lot4 | Data Enrichment | SOZ | OK | 2023-07-21 | 2023-07-26 |  | 1383670 | 1383670 | EA | CABLE,ASSY;DUAL OUTPUT,LG 1 M |  |  | CABLE,ASSEMBLY;TYPE:DUAL OUTPUT,LENGTH:1 M,MNFR:01)MAINTENANCE TECHNIQUE PTY LTD,PTNO:01)MT3176001031 | DUAL OUTPUT,1 M,01)MAINTENANCE TECHNIQUE PTY L,01)MT3176001031 |  |  | MAINTENANCE TECHNIQUE PTY LTD | MAINTENANCE TECHNIQUE PTY LTD | MT3176001031 | [5 empty] | URL NOT FOUND | [11 empty] | 26121600 Electrical cable and accessories | CABLE | ASSEMBLY | TYPE | DUAL OUTPUT | VOLTAGE RATING |  | CURRENT RATING |  | CONDUCTOR SIZE |  | NUMBER OF CONDUCTORS |  | CORE STRANDS |  | CONDUCTOR MATERIAL |  | JACKET MATERIAL |  | INSULATION MATERIAL |  | TEMPERATURE RATING |  | LENGTH | 1 M | JACKET COLOUR |  | HAZARD CLASS |  | CERTIFICATION/STANDARD |  | ADDITIONAL FEATURES | [44 empty] | Production completed
STP_009 - Lot4 | Data Enrichment | SOZ | OK | 2023-07-21 | 2023-07-26 |  | 1290197 | 1290197 | EA | CABLE,ASSY;FEED/ROTATION,LG 950 MM |  |  | CABLE,ASSEMBLY;TYPE:FEED/ROTATION,LENGTH:950 MM,ADDITIONAL FEATURES EN:M12 TO DOUBLE TIMER JUNIOR,MNFR:01)MAINTECH,PTNO:01) MT3176001140 | FEED/ROTATION,950 MM,01)M12 TO DOUBLE TIMER JUNIOR,01)MAINTECH,01)MT3176001140 |  |  | MAINTECH | MAINTECH | MT3176001140 | [5 empty] | URL NOT FOUND | [11 empty] | 26121600 Electrical cable and accessories | CABLE | ASSEMBLY | TYPE | FEED/ROTATION | VOLTAGE RATING |  | CURRENT RATING |  | CONDUCTOR SIZE |  | NUMBER OF CONDUCTORS |  | CORE STRANDS |  | CONDUCTOR MATERIAL |  | JACKET MATERIAL |  | INSULATION MATERIAL |  | TEMPERATURE RATING |  | LENGTH | 950 MM | JACKET COLOUR |  | HAZARD CLASS |  | CERTIFICATION/STANDARD |  | ADDITIONAL FEATURES | M12 TO DOUBLE TIMER JUNIOR | [43 empty] | Production completed
STP_009 - Lot4 | Data Enrichment | SOZ | OK | 2023-07-21 | 2023-07-26 |  | 1381815 | 1381815 | EA | CABLE,ASSY;FLUSHING CABINET,MAINTECH |  |  | CABLE,ASSEMBLY;TYPE:FLUSHING CABINET,ADDITIONAL FEATURES EN:5 PIN, M12 MOULDED M/F,MNFR:01)MAINTECH,PTNO:01)MT3176001085 | FLUSHING CABINET,01)5 PIN, M12 MOULDED M/F,01)MAINTECH,01)MT3176001085 |  |  | MAINTECH | MAINTECH | MT3176001085 | [5 empty] | URL NOT FOUND | [11 empty] | 26121600 Electrical cable and accessories | CABLE | ASSEMBLY | TYPE | FLUSHING CABINET | VOLTAGE RATING |  | CURRENT RATING |  | CONDUCTOR SIZE |  | NUMBER OF CONDUCTORS |  | CORE STRANDS |  | CONDUCTOR MATERIAL |  | JACKET MATERIAL |  | INSULATION MATERIAL |  | TEMPERATURE RATING |  | LENGTH |  | JACKET COLOUR |  | HAZARD CLASS |  | CERTIFICATION/STANDARD |  | ADDITIONAL FEATURES | 5 PIN,M12 MOULDED M/F | [43 empty] | Production completed
STP_009 - Lot4 | Data Enrichment | SOZ | OK | 2023-07-21 | 2023-07-26 |  | 1235373 | 1235373 | EA | CABLE,ASSY;INCLINOMETER,LG 1.3 M |  |  | CABLE,ASSEMBLY;TYPE:INCLINOMETER,LENGTH:1.3 M,ADDITIONAL FEATURES EN:ASSEMBLY, ARI ROTATION, ARMOURED,MNFR:01)MAINTECH,PTNO:01) MT9106172569 | INCLINOMETER,1.3 M,01)ASSEMBLY, ARI ROTATION, ARM,01)MAINTECH,01)MT9106172569 |  |  | MAINTECH | MAINTECH | MT9106172569 | [5 empty] | URL NOT FOUND | [11 empty] | 26121600 Electrical cable and accessories | CABLE | ASSEMBLY | TYPE | INCLINOMETER,ARMOURED | VOLTAGE RATING |  | CURRENT RATING |  | CONDUCTOR SIZE |  | NUMBER OF CONDUCTORS |  | CORE STRANDS |  | CONDUCTOR MATERIAL |  | JACKET MATERIAL |  | INSULATION MATERIAL |  | TEMPERATURE RATING |  | LENGTH | 1.3 M | JACKET COLOUR |  | HAZARD CLASS |  | CERTIFICATION/STANDARD |  | ADDITIONAL FEATURES | ARI ROTATION | [43 empty] | Production completed
STP_009 - Lot4 | Data Enrichment | SOZ | OK | 2023-07-21 | 2023-07-26 |  | 1235374 | 1235374 | EA | CABLE,ASSY;LG 1 M,MAINTECH,MT3176002099 |  |  | CABLE,ASSEMBLY;LENGTH:1 M,ADDITIONAL FEATURES EN:PLU STYLE, 90 DEG, EG, 7/8 IN PLUG,MNFR:01)MAINTECH,PTNO:01)MT3176002099 | 1 M,01)PLU STYLE, 90 DEG, EG, 7/8,01)MAINTECH,01)MT3176002099 |  |  | MAINTECH | MAINTECH | MT3176002099 | [5 empty] | URL NOT FOUND | [11 empty] | 26121600 Electrical cable and accessories | CABLE | ASSEMBLY | TYPE |  | VOLTAGE RATING |  | CURRENT RATING |  | CONDUCTOR SIZE |  | NUMBER OF CONDUCTORS |  | CORE STRANDS |  | CONDUCTOR MATERIAL |  | JACKET MATERIAL |  | INSULATION MATERIAL |  | TEMPERATURE RATING |  | LENGTH | 1 M | JACKET COLOUR |  | HAZARD CLASS |  | CERTIFICATION/STANDARD |  | ADDITIONAL FEATURES | PLU STYLE,90 DEG,EG,7/8 IN PLUG | [43 empty] | Production completed
STP_009 - Lot4 | Data Enrichment | SOZ | OK | 2023-07-21 | 2023-07-26 |  | 1235378 | 1235378 | EA | CABLE,ASSY;LINEAR SENSOR,LG 2.5 M |  |  | CABLE,ASSEMBLY;TYPE:LINEAR SENSOR,LENGTH:2.5 M,ADDITIONAL FEATURES EN:ASSEMBLY, MOULDED, CONNECTION TYPE: (5) PIN M12 SOCKET,MNFR: 01)MAINTECH,PTNO:01)MT12171221025 | LINEAR SENSOR,2.5 M,01)ASSEMBLY, MOULDED, CONNECTI,01)MAINTECH,01)MT12171221025 |  |  | MAINTECH | MAINTECH | MT12171221025 | [5 empty] | URL NOT FOUND | [11 empty] | 26121600 Electrical cable and accessories | CABLE | ASSEMBLY | TYPE | LINEAR SENSOR,MOULDED | VOLTAGE RATING |  | CURRENT RATING |  | CONDUCTOR SIZE |  | NUMBER OF CONDUCTORS |  | CORE STRANDS |  | CONDUCTOR MATERIAL |  | JACKET MATERIAL |  | INSULATION MATERIAL |  | TEMPERATURE RATING |  | LENGTH | 2.5 M | JACKET COLOUR |  | HAZARD CLASS |  | CERTIFICATION/STANDARD |  | ADDITIONAL FEATURES | [43 empty] | CONNECTION TYPE: (5) PIN M12 SOCKET | Production completed
STP_009 - Lot4 | Data Enrichment | SOZ | OK | 2023-07-21 | 2023-07-26 |  | 1381814 | 1381814 | EA | CABLE,ASSY;MAIN POWER,TO RHS BOX |  |  | CABLE,ASSEMBLY;TYPE:MAIN POWER,ADDITIONAL FEATURES EN:TO RHS BOX,MNFR:01)MAINTECH,PTNO:01)MT9106221937 | MAIN POWER,01)TO RHS BOX,01)MAINTECH,01)MT9106221937 |  |  | MAINTECH | MAINTECH | MT9106221937 | [5 empty] | URL NOT FOUND | [11 empty] | 26121600 Electrical cable and accessories | CABLE | ASSEMBLY | TYPE | MAIN POWER | VOLTAGE RATING |  | CURRENT RATING |  | CONDUCTOR SIZE |  | NUMBER OF CONDUCTORS |  | CORE STRANDS |  | CONDUCTOR MATERIAL |  | JACKET MATERIAL |  | INSULATION MATERIAL |  | TEMPERATURE RATING |  | LENGTH |  | JACKET COLOUR |  | HAZARD CLASS |  | CERTIFICATION/STANDARD |  | ADDITIONAL FEATURES | TO RHS BOX | [43 empty] | Production completed
STP_009 - Lot4 | Data Enrichment | SOZ | OK | 2023-07-21 | 2023-07-26 |  | 1235377 | 1235377 | EA | CABLE,ASSY;MOULDED OUTPUT,LG 8 M |  |  | CABLE,ASSEMBLY;TYPE:MOULDED OUTPUT,LENGTH:8 M,ADDITIONAL FEATURES EN:5 PIN, M12, M/F TILT/DUMP/ROT DVC,MNFR:01)MAINTECH,PTNO:01) MT3176001054 | MOULDED OUTPUT,8 M,01)5 PIN, M12, M/F TILT/DUMP/R,01)MAINTECH,01)MT3176001054 |  |  | MAINTECH | MAINTECH | MT3176001054 | [5 empty] | URL NOT FOUND | [11 empty] | 26121600 Electrical cable and accessories | CABLE | ASSEMBLY | TYPE | MOULDED OUTPUT | VOLTAGE RATING |  | CURRENT RATING |  | CONDUCTOR SIZE |  | NUMBER OF CONDUCTORS |  | CORE STRANDS |  | CONDUCTOR MATERIAL |  | JACKET MATERIAL |  | INSULATION MATERIAL |  | TEMPERATURE RATING |  | LENGTH | 8 M | JACKET COLOUR |  | HAZARD CLASS |  | CERTIFICATION/STANDARD |  | ADDITIONAL FEATURES | 5 PIN,M12,M/F TILT/DUMP/ROT DVC | [43 empty] | Production completed
STP_009 - Lot4 | Data Enrichment | SOZ | OK | 2023-07-21 | 2023-07-26 |  | 1364616 | 1364616 | EA | CABLE,ASSY;SENSOR,LG 1.5 M,E,MAINTECH |  |  | CABLE,ASSEMBLY;TYPE:SENSOR,LENGTH:1.5 M,ADDITIONAL FEATURES EN:ASSEMBLY, MOULDED, CONNECTION TYPE: (5) PIN M12 SOCKET MALE X FEMAL,E,MNFR:01)MAINTECH,PTNO:01)MT3176000995 | SENSOR,1.5 M,01)ASSEMBLY, MOULDED, CONNECTI,02)E,01)MAINTECH,01)MT3176000995 |  |  | MAINTECH | MAINTECH | MT3176000995 | [5 empty] | URL NOT FOUND | [11 empty] | 26121600 Electrical cable and accessories | CABLE | ASSEMBLY | TYPE | SENSOR,MOULDED | VOLTAGE RATING |  | CURRENT RATING |  | CONDUCTOR SIZE |  | NUMBER OF CONDUCTORS |  | CORE STRANDS |  | CONDUCTOR MATERIAL |  | JACKET MATERIAL |  | INSULATION MATERIAL |  | TEMPERATURE RATING |  | LENGTH | 1.5 M | JACKET COLOUR |  | HAZARD CLASS |  | CERTIFICATION/STANDARD |  | ADDITIONAL FEATURES | [43 empty] | CONNECTION TYPE: (5) PIN M12 SOCKET MALE X FEMAL,E | Production completed
STP_009 - Lot4 | Data Enrichment | SOZ | OK | 2023-07-21 | 2023-07-26 |  | 1359748 | 1359748 | EA | CABLE,ASSY;SENSOR,LG 5 M,E,MAINTECH |  |  | CABLE,ASSEMBLY;TYPE:SENSOR,LENGTH:5 M,ADDITIONAL FEATURES EN:ASSEMBLY, MOULDED, CONNECTION TYPE: (5) PIN M12 SOCKET MALE X FEMAL, E,MNFR:01)MAINTECH,PTNO:01)MT3176001143 | SENSOR,5 M,01)ASSEMBLY, MOULDED, CONNECTI,02)E,01)MAINTECH,01)MT3176001143 |  |  | MAINTECH | MAINTECH | MT3176001143 | [5 empty] | URL NOT FOUND | [11 empty] | 26121600 Electrical cable and accessories | CABLE | ASSEMBLY | TYPE | SENSOR,MOULDED | VOLTAGE RATING |  | CURRENT RATING |  | CONDUCTOR SIZE |  | NUMBER OF CONDUCTORS |  | CORE STRANDS |  | CONDUCTOR MATERIAL |  | JACKET MATERIAL |  | INSULATION MATERIAL |  | TEMPERATURE RATING |  | LENGTH | 5 M | JACKET COLOUR |  | HAZARD CLASS |  | CERTIFICATION/STANDARD |  | ADDITIONAL FEATURES | [43 empty] | CONNECTION TYPE: (5) PIN M12 SOCKET MALE X FEMAL,E | Production completed
STP_009 - Lot4 | Data Enrichment | SOZ | OK | 2023-07-21 | 2023-07-26 |  | 1235375 | 1235375 | EA | CABLE,ASSY;SHIELDED,LG 1 M,MAINTECH |  |  | CABLE,ASSEMBLY;TYPE:SHIELDED,LENGTH:1 M,ADDITIONAL FEATURES EN:5 PIN, M/F CAN,MNFR:01)MAINTECH,PTNO:01)MT3176001935 | SHIELDED,1 M,01)5 PIN, M/F CAN,01)MAINTECH,01)MT3176001935 |  |  | MAINTECH | MAINTECH | MT3176001935 | [5 empty] | URL NOT FOUND | [11 empty] | 26121600 Electrical cable and accessories | CABLE | ASSEMBLY | TYPE | SHIELDED | VOLTAGE RATING |  | CURRENT RATING |  | CONDUCTOR SIZE |  | NUMBER OF CONDUCTORS |  | CORE STRANDS |  | CONDUCTOR MATERIAL |  | JACKET MATERIAL |  | INSULATION MATERIAL |  | TEMPERATURE RATING |  | LENGTH | 1 M | JACKET COLOUR |  | HAZARD CLASS |  | CERTIFICATION/STANDARD |  | ADDITIONAL FEATURES | 5 PIN,M/F CAN | [43 empty] | Production completed
STP_009 - Lot4 | Data Enrichment | SOZ | OK | 2023-07-21 | 2023-07-26 |  | 1353669 | 1353669 | EA | CABLE,ASSY;SHIELDED,LG 1.5 M,5 PIN, M/F |  |  | CABLE,ASSEMBLY;TYPE:SHIELDED,LENGTH:1.5 M,ADDITIONAL FEATURES EN:5 PIN, M/F,MNFR:01)MAINTECH,PTNO:01)MT3176001735,MNFR:02) MAINTECH,PTNO:02)MT9106193403 | SHIELDED,1.5 M,01)5 PIN, M/F,01)MAINTECH,02)MAINTECH,01)MT3176001735,02)MT9106193403 |  |  | MAINTECH | MAINTECH | MT3176001735 |  | MAINTECH | MT9106193403 |  |  | URL NOT FOUND | [11 empty] | 26121600 Electrical cable and accessories | CABLE | ASSEMBLY | TYPE | SHIELDED | VOLTAGE RATING |  | CURRENT RATING |  | CONDUCTOR SIZE |  | NUMBER OF CONDUCTORS |  | CORE STRANDS |  | CONDUCTOR MATERIAL |  | JACKET MATERIAL |  | INSULATION MATERIAL |  | TEMPERATURE RATING |  | LENGTH | 1.5 M | JACKET COLOUR |  | HAZARD CLASS |  | CERTIFICATION/STANDARD |  | ADDITIONAL FEATURES | 5 PIN,M/F | [43 empty] | Production completed
STP_009 - Lot4 | Data Enrichment | SOZ | OK | 2023-07-21 | 2023-07-26 |  | 1235376 | 1235376 | EA | CABLE,ASSY;SHIELDED,LG 600 MM,5 PIN, M/F |  |  | CABLE,ASSEMBLY;TYPE:SHIELDED,LENGTH:600 MM,ADDITIONAL FEATURES EN:5 PIN, M/F,MNFR:01)MAINTECH,PTNO:01)MT3176001734 | SHIELDED,600 MM,01)5 PIN, M/F,01)MAINTECH,01)MT3176001734 |  |  | MAINTECH | MAINTECH | MT3176001734 | [5 empty] | URL NOT FOUND | [11 empty] | 26121600 Electrical cable and accessories | CABLE | ASSEMBLY | TYPE | SHIELDED | VOLTAGE RATING |  | CURRENT RATING |  | CONDUCTOR SIZE |  | NUMBER OF CONDUCTORS |  | CORE STRANDS |  | CONDUCTOR MATERIAL |  | JACKET MATERIAL |  | INSULATION MATERIAL |  | TEMPERATURE RATING |  | LENGTH | 600 MM | JACKET COLOUR |  | HAZARD CLASS |  | CERTIFICATION/STANDARD |  | ADDITIONAL FEATURES | 5 PIN,M/F | [43 empty] | Production completed
STP_009 - Lot4 | Data Enrichment | SOZ | OK | 2023-07-21 | 2023-07-26 |  | 1383788 | 1383788 | EA | CABLE,ASSY;SNG OUTPUT,LG 1 M |  |  | CABLE,ASSEMBLY;TYPE:SNG OUTPUT,LENGTH:1 M,MNFR:01)MAINTENANCE TECHNIQUE PTY LTD,PTNO:01)MT3176000994 | SNG OUTPUT,1 M,01)MAINTENANCE TECHNIQUE PTY L,01)MT3176000994 |  |  | MAINTENANCE TECHNIQUE PTY LTD | MAINTENANCE TECHNIQUE PTY LTD | MT3176000994 | [5 empty] | URL NOT FOUND | [11 empty] | 26121600 Electrical cable and accessories | CABLE | ASSEMBLY | TYPE | SNG OUTPUT | VOLTAGE RATING |  | CURRENT RATING |  | CONDUCTOR SIZE |  | NUMBER OF CONDUCTORS |  | CORE STRANDS |  | CONDUCTOR MATERIAL |  | JACKET MATERIAL |  | INSULATION MATERIAL |  | TEMPERATURE RATING |  | LENGTH | 1 M | JACKET COLOUR |  | HAZARD CLASS |  | CERTIFICATION/STANDARD |  | ADDITIONAL FEATURES | [44 empty] | Production completed
STP_009 - Lot4 | Data Enrichment | SOZ | OK | 2023-07-21 | 2023-07-26 |  | 1383840 | 1383840 | EA | CABLE,ELEC;BATRY,LG 100 M,BLACK/RED |  |  | CABLE,ELECTRICAL;TYPE:BATTERY,LENGTH:100 M,JACKET COLOUR:BLACK/RED,ADDITIONAL FEATURES EN:6 BANDS TWIN 70-92160,MNFR:01)ASHDOWN INGR | 01)ASHDOWN INGRAM,01)ACX0928/100,EN_01)BATTERY,100 M,BLACK/RED,01)6 B&S TWIN 70-92160 |  |  | ASHDOWN INGR | [7 empty] | URL NOT FOUND | [11 empty] | 26121600 Electrical cable and accessories | CABLE | ELECTRICAL | TYPE | BATTERY | VOLTAGE RATING |  | CURRENT RATING |  | CONDUCTOR SIZE |  | NUMBER OF CONDUCTORS |  | CORE STRANDS |  | CONDUCTOR MATERIAL |  | JACKET MATERIAL |  | INSULATION MATERIAL |  | FILLER MATERIAL |  | ARMOR TYPE |  | TEMPERATURE RATING |  | LENGTH | 100 M | JACKET COLOUR | BLACK/RED | HAZARD CLASS |  | CERTIFICATION/STANDARD |  | ADDITIONAL FEATURES | 6 BANDS TWIN 70-92160 | [39 empty] | Production completed
STP_009 - Lot4 | Data Enrichment | SOZ | OK | 2023-07-21 | 2023-07-26 |  | 1253309 | 1253309 | EA | CABLE,ELEC;CONDCT CU,PLP,D-C70 | CABLE ELEC; | CBLE ELECT; | CABLE,ELECTRICAL;CONDUCTOR MATERIAL:COPPER,ADDITIONAL FEATURES EN:PLP,D-C70,EARTH BOND & CON PT,3MTR,70MM2 | 01)PREFORMED LINE PRODUCTS,01)D-C70,01)PREFORMED LINE PRODUCTS,01)D-C70,EN_01)COPPER,01)PLP,D-C70,02)EARTH BOND & CON PT,3MTR,70 | D-C70 | 1068388 | PREFORMED LINE PRODUCTS (AUST) | [7 empty] | URL NOT FOUND | [11 empty] | 26121600 Electrical cable and accessories | CABLE | ELECTRICAL | TYPE |  | VOLTAGE RATING |  | CURRENT RATING |  | CONDUCTOR SIZE |  | NUMBER OF CONDUCTORS |  | CORE STRANDS |  | CONDUCTOR MATERIAL | COPPER | JACKET MATERIAL |  | INSULATION MATERIAL |  | FILLER MATERIAL |  | ARMOR TYPE |  | TEMPERATURE RATING |  | LENGTH |  | JACKET COLOUR |  | HAZARD CLASS |  | CERTIFICATION/STANDARD |  | ADDITIONAL FEATURES | PLP,D-C70,EARTH BOND & CON PT,3MTR,70MM2 | [39 empty] | Production completed
STP_009 - Lot4 | Data Enrichment | SOZ | OK | 2023-07-21 | 2023-07-26 |  | 1285789 | 1285789 | EA | CABLE,EXTSN;RETRACTABLE REEL,LG 25 M |  |  | CABLE,EXTENSION;TYPE:RETRACTABLE REEL,LENGTH:25 M,VOLTAGE RATING:240 V,CERTIFICATION/STANDARD:AS/NZS 3000-2017,MNFR:01)J. BLACKWOOD | RETRACTABLE REEL,25 M,240 V,EN_01)AS/NZS 3000-2017,01)J.BLACKWOOD & SON LIMITED,01)03608904 |  |  | J. BLACKWOOD | [7 empty] | URL NOT FOUND | [11 empty] | 26121600 Electrical cable and accessories | CABLE | EXTENSION | TYPE | RETRACTABLE REEL | CONDUCTOR SIZE |  | NUMBER OF CONDUCTORS |  | LENGTH | 25 M | CONDUCTOR MATERIAL |  | CORE STRANDS |  | VOLTAGE RATING | 240 V | DIAMETER |  | INSULATION MATERIAL |  | JACKET MATERIAL |  | END CONNECTION |  | TEMPERATURE RATING |  | HAZARD CLASS |  | CERTIFICATION/STANDARD | AS/NZS 3000-2017 | ADDITIONAL FEATURES | [44 empty] | Production completed
STP_009 - Lot4 | Data Enrichment | SOZ | OK | 2023-07-21 | 2023-07-26 |  | 1361728 | 1361728 | EA | CABLE;MINING,TRAILING,PN:CBM63CTYPE241.1 | CABLE; | CABLE; | CABLE;TYPE:MINING,TRAILING,ADDITIONAL FEATURES EN:PN:CBM63CTYPE241.1,6SQMM,3CORE,1.1KV,100M/ROL,MNFR:NEW MACEY | EN_01)MINING,TRAILING,01)PN:CBM63CTYPE241.1,02)6SQMM,3CORE,1.1KV,100M/ROL,03)MNFR:NEW MACEY,01)CNW (MOUNT ISA) ELECT WHO,01)CBM63CTYPE241.1 |  |  | NEW MACEY | [7 empty] | URL NOT FOUND | [11 empty] | 26121600 Electrical cable and accessories | CABLE | No Modifier | TYPE | MINING,TRAILING | NUMBER OF CONDUCTORS |  | CONDUCTOR SIZE |  | VOLTAGE RATING |  | CURRENT RATING |  | CONDUCTOR MATERIAL |  | JACKET MATERIAL |  | INSULATION MATERIAL |  | TEMPERATURE RATING |  | LENGTH |  | HAZARD CLASS |  | CERTIFICATION/STANDARD |  | ADDITIONAL FEATURES | PN:CBM63CTYPE241.1,6SQMM,3CORE,1.1KV,100M/ROL | [47 empty] | Production completed
STP_009 - Lot4 | Data Enrichment | SOZ | OK | 2023-07-21 | 2023-07-26 |  | 1364227 | 1364227 | EA | CABLE;QCK CONCT,LG 30 M,MFR:ACCUTRON,PRO | CABLE;LG 30 M | CABLE;LG 30 M | CABLE;TYPE:QUICK CONNECT,LENGTH:30 M,ADDITIONAL FEATURES EN:MFR:ACCUTRON,PRO | EN_01)QUICK CONNECT,30 M,01)MFR:ACCUTRON,PRO,01)HAYMANS ELECTRICAL,01)ACC-PRO-CAB-30M |  |  | ACCUTRON | [7 empty] | URL NOT FOUND | [11 empty] | 26121600 Electrical cable and accessories | CABLE | No Modifier | TYPE | QUICK CONNECT | NUMBER OF CONDUCTORS |  | CONDUCTOR SIZE |  | VOLTAGE RATING |  | CURRENT RATING |  | CONDUCTOR MATERIAL |  | JACKET MATERIAL |  | INSULATION MATERIAL |  | TEMPERATURE RATING |  | LENGTH | 30 M | HAZARD CLASS |  | CERTIFICATION/STANDARD |  | ADDITIONAL FEATURES | MFR:ACCUTRON,PRO | [47 empty] | Production completed
STP_009 - Lot4 | Data Enrichment | SOZ | PARTIAL MATCH | 2023-07-21 | 2023-07-26 |  | 1290133 | 1290133 | EA | BREAKER,CIRCT;2-2.5 KA,65 KA,P 3P,CT |  |  | BREAKER,CIRCUIT;CURRENT RATING:2-2.5 KA,INTERRUPT RATING:65 KA,NUMBER OF POLES:3P,ADDITIONAL FEATURES EN:CT,MNFR:01)TERASAKI,PTNO: 01)AT25+LSIG | 2-2.5 KA,EN_01)65 KA,01)CT,01)TERASAKI,01)AT25+LSIG |  |  | TERASAKI | TERASAKI | AT25+LSIG | [6 empty] | https://aeliyamarine.net/2021/07/30/terasaki-at25-3-pole-air-circuit-breaker-2273a/ | [9 empty] | E | 39121615 Air circuit breakers | CIRCUIT BREAKER | AIR | TYPE |  | CURRENT RATING | 2 TO 2.5 KA | VOLTAGE RATING | 660 VAC | FREQUENCY RATING | 50/60 HZ | NUMBER OF POLES | 3P | INTERRUPT RATING | 65 KA | TRIP COIL VOLTAGE RATING |  | CLOSING COIL VOLTAGE RATING |  | SPRING CHARGING TYPE |  | SPRING CHARGING VOLTAGE |  | NUMBER OF AUX SWITCH |  | IMPULSE WITHSTAND VOLTAGE |  | OPERATING CYCLES |  | MOUNTING TYPE |  | TERMINAL TYPE |  | SIZE |  | TEMPERATURE RATING |  | CERTIFICATION/STANDARD |  | ADDITIONAL FEATURES | CT | [35 empty] | Production completed
STP_009 - Lot4 | Data Enrichment | SOZ | OK | 2023-07-21 | 2023-07-26 |  | 1298985 | 1298985 | EA | BREAKER,CIRCT;3.2 KA,415 VAC,P 3P,85 |  |  | BREAKER,CIRCUIT;CURRENT RATING:3.2 KA,VOLTAGE RATING:415 VAC,NUMBER OF POLES:3P,ADDITIONAL FEATURES EN:85,MNFR:01)TERASAKI,PTNO: 01)AT32-AOR-1BL-AS | 3.2 KA,415 VAC,01)85,01)TERASAKI,01)AT32-AOR-1BL-AS |  |  | TERASAKI | TERASAKI | AT32/AOR-1BL-AS | [5 empty] | https://www.terasaki.co.jp/english/business/discontinued/discontinued_other.html | https://www.cfweletrica.com.br/public/imgs/up/terasaki_cap_3_curvaseacessorios.pdf | [9 empty] | E | 39121615 Air circuit breakers | CIRCUIT BREAKER | AIR | TYPE |  | CURRENT RATING | 3.2 KA | VOLTAGE RATING | 415 VAC | FREQUENCY RATING |  | NUMBER OF POLES | 3P | INTERRUPT RATING |  | TRIP COIL VOLTAGE RATING |  | CLOSING COIL VOLTAGE RATING |  | SPRING CHARGING TYPE |  | SPRING CHARGING VOLTAGE |  | NUMBER OF AUX SWITCH |  | IMPULSE WITHSTAND VOLTAGE |  | OPERATING CYCLES |  | MOUNTING TYPE |  | TERMINAL TYPE |  | SIZE |  | TEMPERATURE RATING |  | CERTIFICATION/STANDARD |  | ADDITIONAL FEATURES | 85 | [35 empty] | Production completed
STP_009 - Lot4 | Data Enrichment | SOZ | OK | 2023-07-21 | 2023-07-26 |  | 1381393 | 1381393 | EA | BREAKER,CIRCT;ADJ,400 A,415 VAC,P 3P |  |  | BREAKER,CIRCUIT;TYPE:ADJUSTABLE,CURRENT RATING:400 A,VOLTAGE RATING:415 VAC,NUMBER OF POLES:3P,TRIP SETTING:400 A,MNFR:01) TERASAKI,PTNO:01)XS 400NE 400 3 | EN_01)ADJUSTABLE,400 A,415 VAC,EN_01)400 A,01)TERASAKI,01)XS 400NE 400 3 |  |  | TERASAKI | TERASAKI | XS400NE/4003 | [5 empty] | https://www.cfweletrica.com.br/public/imgs/up/terasaki_tembreaki20ej.pdf | https://www.datasheets.com/en/part-details/xs400ne-terasaki-electric-17610063#datasheet | [9 empty] | C | 39121601 Circuit breakers | CIRCUIT BREAKER | No Modifier | TYPE | ADJUSTABLE | CURRENT RATING | 400 A | VOLTAGE RATING | 415 VAC | FRAME RATING |  | INTERRUPT RATING |  | NUMBER OF POLES | 3P | OVERALL SIZE |  | TRIP SETTING | 400 A | TERMINAL TYPE |  | MOUNTING TYPE |  | CERTIFICATION/STANDARD |  | ADDITIONAL FEATURES | [50 empty] | Production completed
STP_009 - Lot4 | Data Enrichment | SOZ | OK | 2023-07-21 | 2023-07-26 |  | 1290134 | 1290134 | EA | BREAKER,CIRCT;AIR,320-1250 A,65 KA,P 3P |  |  | BREAKER,CIRCUIT;TYPE:AIR,CURRENT RATING:320-1250 A,INTERRUPT RATING:65 KA,NUMBER OF POLES:3P,ADDITIONAL FEATURES EN:CT,MNFR:01) TERASAKI,PTNO:01)AT12+LSIG | EN_01)AIR,320-1250 A,EN_01)65 KA,01)CT,01)TERASAKI,01)AT12+LSIG |  |  | TERASAKI | TERASAKI | AT12+LSIG | [5 empty] | https://www.terasaki.co.jp/english/business/discontinued/discontinued_other.html | https://www.indiamart.com/proddetail/terasaki-tempower-at12-acb-1250amp-22199547355.html | [9 empty] | E | 39121615 Air circuit breakers | CIRCUIT BREAKER | AIR | TYPE |  | CURRENT RATING | 320 TO 1250 A | VOLTAGE RATING |  | FREQUENCY RATING |  | NUMBER OF POLES | 3P | INTERRUPT RATING | 65 KA | TRIP COIL VOLTAGE RATING |  | CLOSING COIL VOLTAGE RATING |  | SPRING CHARGING TYPE |  | SPRING CHARGING VOLTAGE |  | NUMBER OF AUX SWITCH |  | IMPULSE WITHSTAND VOLTAGE |  | OPERATING CYCLES |  | MOUNTING TYPE |  | TERMINAL TYPE |  | SIZE |  | TEMPERATURE RATING |  | CERTIFICATION/STANDARD |  | ADDITIONAL FEATURES | CT | [35 empty] | Production completed
STP_009 - Lot4 | Data Enrichment | SOZ | OK | 2023-07-21 | 2023-07-26 |  | 1298989 | 1298989 | EA | BREAKER,CIRCT;DRAW OUT,1.6 KA,P 3P |  |  | BREAKER,CIRCUIT;TYPE:DRAW OUT,CURRENT RATING:1.6 KA,NUMBER OF POLES:3P,MNFR:01)TERASAKI,PTNO:01)AT16/AOR-1BL-AS | EN_01)DRAW OUT,1.6 KA,01)TERASAKI,01)AT16/AOR-1BL-AS |  |  | TERASAKI | TERASAKI | AT16/AOR-1BL-AS | [5 empty] | https://www.terasaki.co.jp/english/business/discontinued/discontinued_other.html | https://www.indiamart.com/proddetail/terasaki-air-circuit-breaker-at16-2849487389991.html | [9 empty] | E | 39121615 Air circuit breakers | CIRCUIT BREAKER | AIR | TYPE | DRAW OUT | CURRENT RATING | 1.6 KA | VOLTAGE RATING | 690 VAC | FREQUENCY RATING |  | NUMBER OF POLES | 3P | INTERRUPT RATING | 50 KA | TRIP COIL VOLTAGE RATING |  | CLOSING COIL VOLTAGE RATING |  | SPRING CHARGING TYPE |  | SPRING CHARGING VOLTAGE |  | NUMBER OF AUX SWITCH |  | IMPULSE WITHSTAND VOLTAGE |  | OPERATING CYCLES |  | MOUNTING TYPE |  | TERMINAL TYPE |  | SIZE |  | TEMPERATURE RATING |  | CERTIFICATION/STANDARD |  | ADDITIONAL FEATURES | [36 empty] | Production completed
STP_009 - Lot4 | Data Enrichment | SOZ | OK | 2023-07-21 | 2023-07-26 |  | 1297785 | 1297785 | EA | BREAKER,CIRCT;MAIN ISOLATOR MC,DIN-T |  |  | BREAKER,CIRCUIT;TYPE:MAIN ISOLATOR MC,MOUNTING TYPE:DIN-T,MNFR:01)TERASAKI,PTNO:01)DTMS801V | EN_01)MAIN ISOLATOR MC,DIN-T,01)TERASAKI,01)DTMS801V |  |  | TERASAKI | TERASAKI | DTMS801V | [5 empty] | URL NOT FOUND | [10 empty] | C | 39121601 Circuit breakers | CIRCUIT BREAKER | No Modifier | TYPE | MAIN ISOLATOR MC | CURRENT RATING |  | VOLTAGE RATING |  | FRAME RATING |  | INTERRUPT RATING |  | NUMBER OF POLES |  | OVERALL SIZE |  | TRIP SETTING |  | TERMINAL TYPE |  | MOUNTING TYPE | DIN-T | CERTIFICATION/STANDARD |  | ADDITIONAL FEATURES | [50 empty] | Production completed
STP_009 - Lot4 | Data Enrichment | SOZ | OK | 2023-07-21 | 2023-07-26 |  | 1298762 | 1298762 | EA | BREAKER,CIRCT;MAIN ISOLATOR MC,DIN-T |  |  | BREAKER,CIRCUIT;TYPE:MAIN ISOLATOR MC,MOUNTING TYPE:DIN-T,MNFR:01)TERASAKI,PTNO:01)DTMS631 | EN_01)MAIN ISOLATOR MC,DIN-T,01)TERASAKI,01)DTMS631 |  |  | TERASAKI | TERASAKI | DTMS631 | [5 empty] | URL NOT FOUND | [10 empty] | C | 39121601 Circuit breakers | CIRCUIT BREAKER | No Modifier | TYPE | MAIN ISOLATOR MC | CURRENT RATING |  | VOLTAGE RATING |  | FRAME RATING |  | INTERRUPT RATING |  | NUMBER OF POLES |  | OVERALL SIZE |  | TRIP SETTING |  | TERMINAL TYPE |  | MOUNTING TYPE | DIN-T | CERTIFICATION/STANDARD |  | ADDITIONAL FEATURES | [50 empty] | Production completed
STP_009 - Lot4 | Data Enrichment | SOZ | OK | 2023-07-21 | 2023-07-26 |  | 1298999 | 1298999 | EA | BREAKER,CIRCT;MINTR,10 A,10 KA,P 3P |  |  | BREAKER,CIRCUIT;TYPE:MINIATURE,CURRENT RATING:10 A,INTERRUPT RATING:10 KA,NUMBER OF POLES:3P,MNFR:01)TERASAKI,PTNO:01)DINT10310C | EN_01)MINIATURE,10 A,EN_01)10 KA,01)TERASAKI,01)DINT10310C |  |  | TERASAKI | TERASAKI | DIN-T10310C | [5 empty] | https://media.mmem.com.au/Datasheets/Terasaki/Terasaki_DinT10_Ccurve.pdf | [10 empty] | E | 39121603 Miniature circuit breakers | CIRCUIT BREAKER | MINIATURE | TYPE |  | CURRENT RATING | 10 A | VOLTAGE RATING | 240 TO 415 VAC | NUMBER OF POLES | 3P | INTERRUPT RATING | 10 KA | FREQUENCY RATING | 50/60 HZ | TRIP CLASS |  | TRIP SETTING |  | MOUNTING TYPE | DIN RAIL | TERMINAL TYPE |  | SIZE |  | CERTIFICATION/STANDARD | AS/NZS 4898 | ADDITIONAL FEATURES | [48 empty] | Production completed
STP_009 - Lot4 | Data Enrichment | SOZ | OK | 2023-07-21 | 2023-07-26 |  | 1365017 | 1365017 | EA | BREAKER,CIRCT;MINTR,16 A,6 KA,P 2P,D |  |  | BREAKER,CIRCUIT;TYPE:MINIATURE,CURRENT RATING:16 A,INTERRUPT RATING:6 KA,NUMBER OF POLES:2P,ADDITIONAL FEATURES EN:D,MNFR:01) TERASAKI,PTNO:01)DIN-T6216C | EN_01)MINIATURE,16 A,EN_01)6 KA,01)D,01)TERASAKI,01)DIN-T6216C |  |  | TERASAKI | TERASAKI | DIN-T6216C | [5 empty] | https://media.mmem.com.au/Datasheets/Terasaki/Terasaki_DinT6_Ccurve.pdf | [10 empty] | E | 39121603 Miniature circuit breakers | CIRCUIT BREAKER | MINIATURE | TYPE |  | CURRENT RATING | 16 A | VOLTAGE RATING | 240 TO 415 VAC | NUMBER OF POLES | 2P | INTERRUPT RATING | 6 KA | FREQUENCY RATING | 50/60 HZ | TRIP CLASS |  | TRIP SETTING |  | MOUNTING TYPE | DIN RAIL | TERMINAL TYPE |  | SIZE |  | CERTIFICATION/STANDARD | EN 60898,DIN EN 50022,EN 50022,future EN 60715,IEC 60715 | ADDITIONAL FEATURES | [48 empty] | Production completed
STP_009 - Lot4 | Data Enrichment | SOZ | OK | 2023-07-21 | 2023-07-26 |  | 1298434 | 1298434 | EA | BREAKER,CIRCT;MINTR,2 A,10 KA,P 1P,D |  |  | BREAKER,CIRCUIT;TYPE:MINIATURE,CURRENT RATING:2 A,INTERRUPT RATING:10 KA,NUMBER OF POLES:1P,ADDITIONAL FEATURES EN:D,MNFR:01) TERASAKI,PTNO:01)DIN-T10102C | EN_01)MINIATURE,2 A,EN_01)10 KA,01)D,01)TERASAKI,01)DIN-T10102C |  |  | TERASAKI | TERASAKI | DIN-T10102C | [5 empty] | https://media.mmem.com.au/Datasheets/Terasaki/Terasaki_DinT10_Ccurve.pdf | [10 empty] | E | 39121603 Miniature circuit breakers | CIRCUIT BREAKER | MINIATURE | TYPE |  | CURRENT RATING | 2 A | VOLTAGE RATING | 240 VAC | NUMBER OF POLES | 1P | INTERRUPT RATING | 10 KA | FREQUENCY RATING | 50/60 HZ | TRIP CLASS |  | TRIP SETTING |  | MOUNTING TYPE | DIN RAIL | TERMINAL TYPE |  | SIZE |  | CERTIFICATION/STANDARD | AS/NZS 4898 | ADDITIONAL FEATURES | [48 empty] | Production completed
STP_009 - Lot4 | Data Enrichment | SOZ | OK | 2023-07-21 | 2023-07-26 |  | 1298984 | 1298984 | EA | BREAKER,CIRCT;MINTR,2 A,10 KA,P 3P,D |  |  | BREAKER,CIRCUIT;TYPE:MINIATURE,CURRENT RATING:2 A,INTERRUPT RATING:10 KA,NUMBER OF POLES:3P,ADDITIONAL FEATURES EN:D,MNFR:01) TERASAKI,PTNO:01)DINT10302C | EN_01)MINIATURE,2 A,EN_01)10 KA,01)D,01)TERASAKI,01)DINT10302C |  |  | TERASAKI | TERASAKI | DIN-T10302C | [5 empty] | https://media.mmem.com.au/Datasheets/Terasaki/Terasaki_DinT10_Ccurve.pdf | [10 empty] | E | 39121603 Miniature circuit breakers | CIRCUIT BREAKER | MINIATURE | TYPE |  | CURRENT RATING | 2 A | VOLTAGE RATING | 240 TO 415 VAC | NUMBER OF POLES | 3P | INTERRUPT RATING | 10 KA | FREQUENCY RATING | 50/60 HZ | TRIP CLASS |  | TRIP SETTING |  | MOUNTING TYPE | DIN RAIL | TERMINAL TYPE |  | SIZE |  | CERTIFICATION/STANDARD | AS/NZS 4898 | ADDITIONAL FEATURES | [48 empty] | Production completed
STP_009 - Lot4 | Data Enrichment | SOZ | OK | 2023-07-21 | 2023-07-26 |  | 1298996 | 1298996 | EA | BREAKER,CIRCT;MINTR,4 A,10 KA,P 3P,D |  |  | BREAKER,CIRCUIT;TYPE:MINIATURE,CURRENT RATING:4 A,INTERRUPT RATING:10 KA,NUMBER OF POLES:3P,ADDITIONAL FEATURES EN:D,MNFR:01) TERASAKI,PTNO:01)DIN-T10304C | EN_01)MINIATURE,4 A,EN_01)10 KA,01)D,01)TERASAKI,01)DIN-T10304C |  |  | TERASAKI | TERASAKI | DIN-T10304C | [5 empty] | https://media.mmem.com.au/Datasheets/Terasaki/Terasaki_DinT10_Ccurve.pdf | [10 empty] | E | 39121603 Miniature circuit breakers | CIRCUIT BREAKER | MINIATURE | TYPE |  | CURRENT RATING | 4 A | VOLTAGE RATING | 240 TO 415 VAC | NUMBER OF POLES | 3P | INTERRUPT RATING | 10 KA | FREQUENCY RATING | 50/60 HZ | TRIP CLASS |  | TRIP SETTING |  | MOUNTING TYPE | DIN RAIL | TERMINAL TYPE |  | SIZE |  | CERTIFICATION/STANDARD | AS/NZS 4898 | ADDITIONAL FEATURES | [48 empty] | Production completed
STP_009 - Lot4 | Data Enrichment | SOZ | OK | 2023-07-21 | 2023-07-26 |  | 1365018 | 1365018 | EA | BREAKER,CIRCT;MINTR,63 A,6 KA,P 1P,D |  |  | BREAKER,CIRCUIT;TYPE:MINIATURE,CURRENT RATING:63 A,INTERRUPT RATING:6 KA,NUMBER OF POLES:1P,ADDITIONAL FEATURES EN:D,MNFR:01) TERASAKI,PTNO:01)DINT-T6163C | EN_01)MINIATURE,63 A,EN_01)6 KA,01)D,01)TERASAKI,01)DINT-T6163C |  |  | TERASAKI | TERASAKI | DINT-T6163C | [5 empty] | https://media.mmem.com.au/Datasheets/Terasaki/Terasaki_DinT6_Ccurve.pdf | [10 empty] | E | 39121603 Miniature circuit breakers | CIRCUIT BREAKER | MINIATURE | TYPE |  | CURRENT RATING | 63 A | VOLTAGE RATING | 240 VAC | NUMBER OF POLES | 1P | INTERRUPT RATING | 6 KA | FREQUENCY RATING | 50/60 HZ | TRIP CLASS |  | TRIP SETTING |  | MOUNTING TYPE | DIN RAIL | TERMINAL TYPE |  | SIZE |  | CERTIFICATION/STANDARD | EN 60898,DIN EN 50022,EN 50022,future EN 60715,IEC 60715 | ADDITIONAL FEATURES | [48 empty] | Production completed
STP_009 - Lot4 | Data Enrichment | SOZ | OK | 2023-07-21 | 2023-07-26 |  | 1289996 | 1289996 | EA | BREAKER,CIRCT;MOLDED CASE, ADJUSTABLE |  |  | BREAKER,CIRCUIT;MOLDED CASE, ADJUSTABLE,CURRENT RATING:50 A,VOLTAGE RATING:415 VAC,INTERRUPT RATING:50 KA,NUMBER OF POLES:3P, OVERALL SIZE:WD 90 X HT 155 X DP 68 MM,TRIP SETTING:125 A AT 50 DEG C,MOUNTING TYPE:FRONT,MNFR:01)TERASAKI,PTNO:01)XH125NJ503 | EN_01)MOLDED CASE, ADJUSTABLE,50 A,415 VAC,EN_01)50 KA,EN_01)WD 90 X HT 155 X DP 68 M,EN_01)125 A AT 50 DEG C,FRONT,01)TERASAKI,01)XH125NJ503 |  |  | TERASAKI | TERASAKI | XH125NJ/503 | [5 empty] | https://www.cfweletrica.com.br/public/imgs/up/terasaki_tembreaki20ej.pdf | https://www.kempstoncontrols.co.uk/204124511/Terasaki/sku/864777 | [9 empty] | C | 39121616 Molded case circuit breakers | CIRCUIT BREAKER | MOLDED CASE | TYPE | ADJUSTABLE | CURRENT RATING | 50 A | VOLTAGE RATING | 415 VAC | NUMBER OF POLES | 3P | INTERRUPT RATING | 50 KA | FRAME TYPE |  | CONTACT RATING |  | FREQUENCY RATING |  | TRIP CLASS |  | TRIP SETTING | 125 A AT 50 DEG C | MOUNTING TYPE | FRONT | TERMINAL TYPE |  | SIZE | WD 90 X HT 155 X DP 68 MM | CERTIFICATION/STANDARD |  | ADDITIONAL FEATURES | [44 empty] | Production completed
STP_009 - Lot4 | Data Enrichment | SOZ | OK | 2023-07-21 | 2023-07-26 |  | 1297777 | 1297777 | EA | BREAKER,CIRCT;MOLDED CASE, ADJUSTABLE |  |  | BREAKER,CIRCUIT;MOLDED CASE, ADJUSTABLE,CURRENT RATING:400 A,VOLTAGE RATING:415 VAC,INTERRUPT RATING:35 KA,NUMBER OF POLES:3P, TRIP SETTING:400 A,MNFR:01)TERASAKI,PTNO:01)XS 400CJ 400 3 | EN_01)MOLDED CASE, ADJUSTABLE,400 A,415 VAC,EN_01)35 KA,EN_01)400 A,01)TERASAKI,01)XS 400CJ 400 3 |  |  | TERASAKI | TERASAKI | XS400CJ/4003 | [5 empty] | https://www.cfweletrica.com.br/public/imgs/up/terasaki_tembreaki20ej.pdf | [10 empty] | C | 39121616 Molded case circuit breakers | CIRCUIT BREAKER | MOLDED CASE | TYPE | ADJUSTABLE | CURRENT RATING | 400 A | VOLTAGE RATING | 415 VAC | NUMBER OF POLES | 3P | INTERRUPT RATING | 35 KA | FRAME TYPE |  | CONTACT RATING |  | FREQUENCY RATING |  | TRIP CLASS |  | TRIP SETTING | 400 A | MOUNTING TYPE |  | TERMINAL TYPE |  | SIZE |  | CERTIFICATION/STANDARD |  | ADDITIONAL FEATURES | [44 empty] | Production completed
STP_009 - Lot4 | Data Enrichment | SOZ | OK | 2023-07-21 | 2023-07-26 |  | 1381388 | 1381388 | EA | BREAKER,CIRCT;MOLDED CASE, ADJUSTABLE |  |  | BREAKER,CIRCUIT;MOLDED CASE, ADJUSTABLE,CURRENT RATING:20 A,VOLTAGE RATING:415 VAC,INTERRUPT RATING:50 KA,NUMBER OF POLES:3P, OVERALL SIZE:WD 90 X HT 155 X DP 68 MM,TRIP SETTING:125 A AT 50 DEG C,MOUNTING TYPE:FRONT,MNFR:01)TERASAKI,PTNO:01)XH 125NJ 20 3 | EN_01)MOLDED CASE, ADJUSTABLE,20 A,415 VAC,EN_01)50 KA,EN_01)WD 90 X HT 155 X DP 68 M,EN_01)125 A AT 50 DEG C,FRONT,01)TERASAKI,01)XH 125NJ 20 3 |  |  | TERASAKI | TERASAKI | XH125NJ/203 | [5 empty] | https://www.cfweletrica.com.br/public/imgs/up/terasaki_tembreaki20ej.pdf | https://www.kempstoncontrols.co.uk/204124511/Terasaki/sku/864777 | [9 empty] | C | 39121616 Molded case circuit breakers | CIRCUIT BREAKER | MOLDED CASE | TYPE | ADJUSTABLE | CURRENT RATING | 20 A | VOLTAGE RATING | 415 VAC | NUMBER OF POLES | 3P | INTERRUPT RATING | 50 KA | FRAME TYPE |  | CONTACT RATING |  | FREQUENCY RATING |  | TRIP CLASS |  | TRIP SETTING | 125 A AT 50 DEG C | MOUNTING TYPE | FRONT | TERMINAL TYPE |  | SIZE | WD 90 X HT 155 X DP 68 MM | CERTIFICATION/STANDARD |  | ADDITIONAL FEATURES | [44 empty] | Production completed
STP_009 - Lot4 | Data Enrichment | SOZ | OK | 2023-07-21 | 2023-07-26 |  | 1298749 | 1298749 | EA | BREAKER,CIRCT;MOULDED CASE,125 A,415 VAC |  |  | BREAKER,CIRCUIT;TYPE:MOULDED CASE,CURRENT RATING:125 A,VOLTAGE RATING:415 VAC,INTERRUPT RATING:30 KA,NUMBER OF POLES:3P,TRIP SETTING:125 A,MNFR:01)TERASAKI,PTNO:01)XS125NJ/1253 | EN_01)MOULDED CASE,125 A,415 VAC,EN_01)30 KA,EN_01)125 A,01)TERASAKI,01)XS125NJ/1253 |  |  | TERASAKI | TERASAKI | XS125NJ/1253 | [5 empty] | https://www.cfweletrica.com.br/public/imgs/up/terasaki_tembreaki20ej.pdf | https://www.kempstoncontrols.co.uk/XS125NJ/Terasaki/sku/1830117 | [9 empty] | C | 39121616 Molded case circuit breakers | CIRCUIT BREAKER | MOLDED CASE | TYPE |  | CURRENT RATING | 125 A | VOLTAGE RATING | 415 VAC | NUMBER OF POLES | 3P | INTERRUPT RATING | 30 KA | FRAME TYPE |  | CONTACT RATING |  | FREQUENCY RATING |  | TRIP CLASS |  | TRIP SETTING | 125 A | MOUNTING TYPE |  | TERMINAL TYPE |  | SIZE |  | CERTIFICATION/STANDARD |  | ADDITIONAL FEATURES | [44 empty] | Production completed
STP_009 - Lot4 | Data Enrichment | SOZ | OK | 2023-07-21 | 2023-07-26 |  | 1349187 | 1349187 | EA | BREAKER,CIRCT;MOULDED CASE,125 A,440 VAC |  |  | BREAKER,CIRCUIT;TYPE:MOULDED CASE,CURRENT RATING:125 A,VOLTAGE RATING:440 VAC,INTERRUPT RATING:22 KA,NUMBER OF POLES:3P,MNFR:01) TERASAKI,PTNO:01)TO.100BA/125/3 | EN_01)MOULDED CASE,125 A,440 VAC,EN_01)22 KA,01)TERASAKI,01)TO.100BA/125/3 |  |  | TERASAKI | TERASAKI | TO.100BA/125/3 | [6 empty] | https://www.radwell.co.uk/Buy/TERASAKI%20ELECTRIC/TERASAKI%20ELECTRIC/T0-100BA-40A/?redirect=true | [9 empty] | C | 39121616 Molded case circuit breakers | CIRCUIT BREAKER | MOLDED CASE | TYPE |  | CURRENT RATING | 125 A | VOLTAGE RATING | 440 VAC | NUMBER OF POLES | 3P | INTERRUPT RATING | 22 KA | FRAME TYPE |  | CONTACT RATING |  | FREQUENCY RATING |  | TRIP CLASS |  | TRIP SETTING |  | MOUNTING TYPE |  | TERMINAL TYPE |  | SIZE |  | CERTIFICATION/STANDARD | [46 empty] | Production completed
STP_009 - Lot4 | Data Enrichment | SOZ | OK | 2023-07-21 | 2023-07-26 |  | 1298778 | 1298778 | EA | BREAKER,CIRCT;MOULDED CASE,160 A,415 VAC |  |  | BREAKER,CIRCUIT;TYPE:MOULDED CASE,CURRENT RATING:160 A,VOLTAGE RATING:415 VAC,INTERRUPT RATING:36 KA,NUMBER OF POLES:3P,OVERALL SIZE:WD 105 X HT 165 X DP 68 MM,TRIP SETTING:250 A AT 50 DEG C,MOUNTING TYPE:FRONT,ADDITIONAL FEATURES EN:5,MNFR:01)TERASAKI,PTNO: 01)XH250NJ/160 3 | EN_01)MOULDED CASE,160 A,415 VAC,EN_01)36 KA,EN_01)WD 105 X HT 165 X DP 68,EN_01)250 A AT 50 DEG C,FRONT,01)5,01)TERASAKI,01)XH250NJ/160 3 |  |  | TERASAKI | TERASAKI | XH250NJ/1603 | [5 empty] | https://www.cfweletrica.com.br/public/imgs/up/terasaki_tembreaki20ej.pdf | https://www.radwell.co.uk/Buy/TERASAKI/TERASAKI/XH250NJ/?redirect=true | [9 empty] | C | 39121616 Molded case circuit breakers | CIRCUIT BREAKER | MOLDED CASE | TYPE |  | CURRENT RATING | 160 A | VOLTAGE RATING | 415 VAC | NUMBER OF POLES | 3P | INTERRUPT RATING | 36 KA | FRAME TYPE |  | CONTACT RATING |  | FREQUENCY RATING |  | TRIP CLASS |  | TRIP SETTING | 250 A AT 50 DEG C | MOUNTING TYPE | FRONT | TERMINAL TYPE |  | SIZE | WD 105 X HT 165 X DP 68 MM | CERTIFICATION/STANDARD |  | 5 | [44 empty] | Production completed
STP_009 - Lot4 | Data Enrichment | SOZ | OK | 2023-07-21 | 2023-07-26 |  | 1291975 | 1291975 | EA | BREAKER,CIRCT;MOULDED CASE,250 A,415 VAC |  |  | BREAKER,CIRCUIT;TYPE:MOULDED CASE,CURRENT RATING:250 A,VOLTAGE RATING:415 VAC,INTERRUPT RATING:36 KA,NUMBER OF POLES:3P,OVERALL SIZE:WD 105 X HT 165 X DP 68 MM,TRIP SETTING:250 A AT 50 DEG C,MOUNTING TYPE:FRONT,ADDITIONAL FEATURES EN:5,MNFR:01)TERASAKI,PTNO: 01)XH250NJ2503 | EN_01)MOULDED CASE,250 A,415 VAC,EN_01)36 KA,EN_01)WD 105 X HT 165 X DP 68,EN_01)250 A AT 50 DEG C,FRONT,01)5,01)TERASAKI,01)XH250NJ2503 |  |  | TERASAKI | TERASAKI | XH250NJ2503 | [5 empty] | https://www.cfweletrica.com.br/public/imgs/up/terasaki_tembreaki20ej.pdf | https://www.radwell.co.uk/Buy/TERASAKI/TERASAKI/XH250NJ/?redirect=true | [9 empty] | C | 39121616 Molded case circuit breakers | CIRCUIT BREAKER | MOLDED CASE | TYPE |  | CURRENT RATING | 250 A | VOLTAGE RATING | 415 VAC | NUMBER OF POLES | 3P | INTERRUPT RATING | 36 KA | FRAME TYPE |  | CONTACT RATING |  | FREQUENCY RATING |  | TRIP CLASS |  | TRIP SETTING | 250 A AT 50 DEG C | MOUNTING TYPE | FRONT | TERMINAL TYPE |  | SIZE | WD 105 X HT 165 X DP 68 MM | CERTIFICATION/STANDARD |  | 5 | [44 empty] | Production completed
STP_009 - Lot4 | Data Enrichment | SOZ | OK | 2023-07-21 | 2023-07-26 |  | 1298748 | 1298748 | EA | BREAKER,CIRCT;MOULDED CASE,32 A,415 VAC |  |  | BREAKER,CIRCUIT;TYPE:MOULDED CASE,CURRENT RATING:32 A,VOLTAGE RATING:415 VAC,INTERRUPT RATING:30 KA,NUMBER OF POLES:3P,TRIP SETTING:125 A,MNFR:01)TERASAKI,PTNO:01)XS125NJ/323 | EN_01)MOULDED CASE,32 A,415 VAC,EN_01)30 KA,EN_01)125 A,01)TERASAKI,01)XS125NJ/323 |  |  | TERASAKI | TERASAKI | XS125NJ/323 | [5 empty] | https://www.cfweletrica.com.br/public/imgs/up/terasaki_tembreaki20ej.pdf | https://www.kempstoncontrols.co.uk/XS125NJ/Terasaki/sku/1830117 | [9 empty] | C | 39121616 Molded case circuit breakers | CIRCUIT BREAKER | MOLDED CASE | TYPE |  | CURRENT RATING | 32 A | VOLTAGE RATING | 415 VAC | NUMBER OF POLES | 3P | INTERRUPT RATING | 30 KA | FRAME TYPE |  | CONTACT RATING |  | FREQUENCY RATING |  | TRIP CLASS |  | TRIP SETTING | 125 A | MOUNTING TYPE |  | TERMINAL TYPE |  | SIZE |  | CERTIFICATION/STANDARD |  | ADDITIONAL FEATURES | [44 empty] | Production completed
STP_009 - Lot4 | Data Enrichment | SOZ | OK | 2023-07-21 | 2023-07-26 |  | 1347558 | 1347558 | EA | BREAKER,CIRCT;MOULDED CASE,415 V,100 KA |  |  | BREAKER,CIRCUIT;TYPE:MOULDED CASE,CURRENT RATING:800 A TO 1.6 KA,VOLTAGE RATING:415 V,INTERRUPT RATING:100 KA,NUMBER OF POLES:3P, OVERALL SIZE:WD 210 X HT 370 X DP 191 MM,TERMINAL TYPE:BOLTED,CERTIFICATION/STANDARD:AS 2184, 3858,ADDITIONAL FEATURES EN:ADJ, TEMBREAK, ELECTRONIC, FIXED TRIP, CS 900132V,MNFR:01)TERASAKI,PTNO:01)XS1600NE/1600 | EN_01)MOULDED CASE,800 A TO 1.6 KA,415 V,EN_01)100 KA,EN_01)WD 210 X HT 370 X DP 191,BOLTED,EN_01)AS 2184, 3858,01)ADJ, TEMBREAK, ELECTRONIC,01)TERASAKI,01)XS1600NE/1600 |  |  | TERASAKI | TERASAKI | XS1600NE/1600 | [5 empty] | https://www.cfweletrica.com.br/public/imgs/up/terasaki_tembreaki20ej.pdf | https://integrityelectricdirect.com/shop/industrial-wholesale-and-resale-breakers/other-breakers/terasaki-tembreak-xs1600ne-1600amp-3p-1-year-warranty/ | [9 empty] | C | 39121616 Molded case circuit breakers | CIRCUIT BREAKER | MOLDED CASE | TYPE |  | CURRENT RATING | 800 A TO 1.6 KA | VOLTAGE RATING | 415 V | NUMBER OF POLES | 3P | INTERRUPT RATING | 100 KA | FRAME TYPE |  | CONTACT RATING |  | FREQUENCY RATING |  | TRIP CLASS |  | TRIP SETTING |  | MOUNTING TYPE |  | TERMINAL TYPE | BOLTED | SIZE | WD 210 X HT 370 X DP 191 MM | CERTIFICATION/STANDARD | AS 2184,3858 | ADJ,TEMBREAK,ELECTRONIC,FIXED TRIP,CS 900132V | [44 empty] | Production completed
STP_009 - Lot4 | Data Enrichment | SOZ | OK | 2023-07-21 | 2023-07-26 |  | 1297786 | 1297786 | EA | BREAKER,CIRCT;MOULDED CASE,630 A,415 VAC |  |  | BREAKER,CIRCUIT;TYPE:MOULDED CASE,CURRENT RATING:630 A,VOLTAGE RATING:415 VAC,NUMBER OF POLES:3P,TRIP SETTING:630 A,MNFR:01) TERASAKI,PTNO:01)XS630NE/630 3 | EN_01)MOULDED CASE,630 A,415 VAC,EN_01)630 A,01)TERASAKI,01)XS630NE/630 3 |  |  | TERASAKI | TERASAKI | XS630NE/6303 | [5 empty] | https://www.cfweletrica.com.br/public/imgs/up/terasaki_tembreaki20ej.pdf | https://www.shopelect.com/x6e4v-bch-xs630ne-4-pole-fc-mccb.html | [10 empty] | 39121616 Molded case circuit breakers | CIRCUIT BREAKER | MOLDED CASE | TYPE |  | CURRENT RATING | 630 A | VOLTAGE RATING | 415 VAC | NUMBER OF POLES | 3P | INTERRUPT RATING |  | FRAME TYPE |  | CONTACT RATING |  | FREQUENCY RATING |  | TRIP CLASS |  | TRIP SETTING | 630 A | MOUNTING TYPE |  | TERMINAL TYPE |  | SIZE |  | CERTIFICATION/STANDARD |  | ADDITIONAL FEATURES | [44 empty] | Production completed
STP_009 - Lot4 | Data Enrichment | SOZ | OK | 2023-07-21 | 2023-07-26 |  | 1284744 | 1284744 | EA | GLASS;CRCL,DIA 190 MM,BLACK |  |  | GLASS;TYPE:CIRCLE,SIZE:DIA 190 MM,COLOUR:BLACK,ADDITIONAL FEATURES EN:WITH METAL BASE,MNFR:01)MOUNT ISA TROPHIES,PTNO:01)CC533L | EN_01)CIRCLE,EN_01)DIA 190 MM,BLACK,01)WITH METAL BASE,01)MOUNT ISA TROPHIES,01)CC533L |  |  | MOUNT ISA TROPHIES | MOUNT ISA TROPHIES | CC533L | [6 empty] | https://www.sprouletrophies.com.au/products/cc533/ | [11 empty] | GLASS | No Modifier | TYPE | CIRCLE | SIZE | 190 MM DIA | MATERIAL |  | COLOUR | BLACK | HAZARD CLASS |  | CERTIFICATION/STANDARD |  | ADDITIONAL FEATURES | WITH METAL BASE | [59 empty] | Production completed
STP_009 - Lot4 | Data Enrichment | SOZ | OK | 2023-07-21 | 2023-07-26 |  | 1286731 | 1286731 | EA | GLASS;LAMNTD, VEIWING PORT,REMCONT,8728 |  |  | GLASS;,LAMINATED, VEIWING PORT,MNFR:01)REMCONT,PTNO:01)8728 | EN_01)LAMINATED, VEIWING PORT,01)REMCONT,01)8728 |  |  | REMCONT | REMCONT | 8728 | [5 empty] | URL NOT FOUND | [12 empty] | GLASS | No Modifier | TYPE |  | SIZE |  | MATERIAL |  | COLOUR |  | HAZARD CLASS |  | CERTIFICATION/STANDARD |  | ADDITIONAL FEATURES | [60 empty] | Production completed
STP_009 - Lot4 | Data Enrichment | SOZ | OK | 2023-07-21 | 2023-07-26 |  | 1229878 | 1229878 | EA | GLASS;SAFTY, TOUGHENED,MIMDWG,ITEM 3 |  |  | GLASS;SAFETY, TOUGHENED,SIZE:WD (TOP 665 X BOTTOM 193) X LG 665 X THK 6 MM,ADDITIONAL FEATURES EN:1 PCE FLAT, TRAPEZOID SHAPE, FRAMELESS, BREAK CORNERS ROUND, CONVER,TER AISLE CRANEGLASS, LEFT CUT AWAY 272 MM AND RIGHT CUT AWAY 2,MNFR:01)MIMDWG,PTNO:01) ITEM 3 | EN_01)SAFETY, TOUGHENED,EN_01)WD (TOP 665 X BOTTOM 193,01)1 PCE FLAT, TRAPEZOID SHAPE,02)TER AISLE CRANEGLASS, LEFT,01)MIMDWG,01)ITEM 3 |  |  | MIMDWG | MIMDWG | [6 empty] | URL NOT FOUND |  | 3 | [9 empty] | 46181802 Safety glasses | GLASSES | SAFETY | TYPE | FRAMELESS,TOUGHENED | LENS MATERIAL |  | FRAME MATERIAL |  | LENS COLOUR |  | FRAME COLOUR |  | TEMPLE |  | HAZARD CLASS |  | CERTIFICATION/STANDARD |  | ADDITIONAL FEATURES | SIZE:(TOP 665 X BOTTOM 193) WD X 665 LG X 6 THK MM,SHAPE:TRAPEZOID,BREAK CORNERS ROUND,CONVER,TER AISLE CRANEGLASS,LEFT CUT AWAY 272 MM AND RIGHT CUT AWAY 2,1 PCE FLAT | [55 empty] | Production completed
STP_009 - Lot4 | Data Enrichment | SOZ | OK | 2023-07-21 | 2023-07-26 |  | 1353056 | 1353056 | EA | GLASS;SAFTY,SQ 130 X THK 6 MM,ATS,19801 |  |  | GLASS;TYPE:SAFETY,SIZE:SQ 130 X THK 6 MM,ADDITIONAL FEATURES EN:WINDOW,OBSERVATION,MNFR:01)ATS,PTNO:01)19801 | EN_01)SAFETY,EN_01)SQ 130 X THK 6 MM,01)WINDOW,OBSERVATION,01)ATS,01)19801 |  |  | ATS | ATS | 19801 | [5 empty] | URL NOT FOUND | [11 empty] | 46181802 Safety glasses | GLASSES | SAFETY | TYPE | WINDOW,OBSERVATION | LENS MATERIAL |  | FRAME MATERIAL |  | LENS COLOUR |  | FRAME COLOUR |  | TEMPLE |  | HAZARD CLASS |  | CERTIFICATION/STANDARD |  | ADDITIONAL FEATURES | SIZE:130 SQ X 6 THK MM,WINDOW,OBSERVATION | [55 empty] | Production completed
STP_009 - Lot4 | Data Enrichment | SOZ | OK | 2023-07-21 | 2023-07-26 |  | 1289369 | 1289369 | EA | GLASS,SGHT;1 IN-11 BSP |  |  | GLASS,SIGHT;CONNECTION TYPE:1 IN-11 BSP,MNFR:01)RENK,PTNO:01)730750 | 1 IN-11 BSP,01)RENK,01)730750 |  |  | RENK | RENK | 730750 | [5 empty] | URL NOT FOUND | [11 empty] | 40141746 Sight glass | GLASS | SIGHT | TYPE |  | SIZE |  | PRESSURE RATING |  | MATERIAL |  | THICKNESS |  | MOUNTING TYPE |  | CONNECTION TYPE | 1 IN-11 BSP | TEMPERATURE RATING |  | HAZARD CLASS |  | CERTIFICATION/STANDARD |  | ADDITIONAL FEATURES | [52 empty] | Production completed
STP_009 - Lot4 | Data Enrichment | SOZ | OK | 2023-07-21 | 2023-07-26 |  | 1289367 | 1289367 | EA | GLASS,SGHT;1-1/2 IN-11 BSP |  |  | GLASS,SIGHT;CONNECTION TYPE:1-1/2 IN-11 BSP,MNFR:01)RENK,PTNO:01)731845 | 1-1/2 IN-11 BSP,01)RENK,01)731845 |  |  | RENK | RENK | 731845 | [5 empty] | URL NOT FOUND | [11 empty] | 40141746 Sight glass | GLASS | SIGHT | TYPE |  | SIZE |  | PRESSURE RATING |  | MATERIAL |  | THICKNESS |  | MOUNTING TYPE |  | CONNECTION TYPE | 1-1/2 IN-11 BSP | TEMPERATURE RATING |  | HAZARD CLASS |  | CERTIFICATION/STANDARD |  | ADDITIONAL FEATURES | [52 empty] | Production completed
STP_009 - Lot4 | Data Enrichment | SOZ | OK | 2023-07-21 | 2023-07-26 |  | 1286224 | 1286224 | EA | GLASS,SGHT;35 BAR,BRASS,FLARE 3/8 IN |  |  | GLASS,SIGHT;PRESSURE RATING:35 BAR,MATERIAL:BRASS,CONNECTION TYPE:FLARE 3/8 IN,TEMPERATURE RATING:-50 TO 80 DEG C,MNFR:01)DANFOSS, PTNO:01)SGI-10 | 35 BAR,BRASS,FLARE 3/8 IN,-50 TO 80 DEG C,01)DANFOSS,01)SGI-10 |  |  | DANFOSS | DANFOSS | SGI-10 | [5 empty] | https://store.danfoss.com/in/en_GB/Climate-Solutions-for-cooling/Sight-glasses/Sight-glasses/SGI-10%2C-Sight-glass%2C-Face-Seal%2C-Face-Seal/p/014-1011 | [11 empty] | 40141746 Sight glass | GLASS | SIGHT | TYPE |  | SIZE |  | PRESSURE RATING | 35 BAR | MATERIAL | BRASS | THICKNESS |  | MOUNTING TYPE |  | CONNECTION TYPE | FLARE 3/8 IN | TEMPERATURE RATING | -50 TO 80 DEG C | HAZARD CLASS |  | CERTIFICATION/STANDARD |  | ADDITIONAL FEATURES | [52 empty] | Production completed
STP_009 - Lot4 | Data Enrichment | SOZ | OK | 2023-07-21 | 2023-07-26 |  | 1291456 | 1291456 | EA | GLASS,SGHT;APM |  |  | GLASS,SIGHT;ADDITIONAL FEATURES EN:APM,MNFR:01)WENMEC,PTNO:01)818143-2 R76,MNFR:02)WENMEC,PTNO:02)27806 | 01)APM,01)WENMEC,02)WENMEC,01)818143-2 R76,02)27806 |  |  | WENMEC SYSTEMS INC | WENMEC | 818143-2 R76 |  | WENMEC | 27806 |  |  | URL NOT FOUND | [11 empty] | 40141746 Sight glass | GLASS | SIGHT | TYPE |  | SIZE |  | PRESSURE RATING |  | MATERIAL |  | THICKNESS |  | MOUNTING TYPE |  | CONNECTION TYPE |  | TEMPERATURE RATING |  | HAZARD CLASS |  | CERTIFICATION/STANDARD |  | ADDITIONAL FEATURES | APM | [51 empty] | Production completed
STP_009 - Lot4 | Data Enrichment | SOZ | OK | 2023-07-21 | 2023-07-26 |  | 1285312 | 1285312 | EA | GLASS,SGHT;CASTEL LIQ MOIST INDICATOR |  |  | GLASS,SIGHT;TYPE:CASTEL LIQ MOIST INDICATOR,CONNECTION TYPE:SAE 5/8 IN-18,ADDITIONAL FEATURES EN:REFERENCE NO: FL 3910-55,MNFR:01) REECE PTY LTD,PTNO:01)2708099 | EN_01)CASTEL LIQ MOIST INDICAT,SAE 5/8 IN-18,01)REFERENCE NO: FL 3910-55,01)REECE PTY LTD,01)2708099 |  |  | REECE PTY LTD | REECE PTY LTD | 2708099 | [5 empty] | https://www.reece.co.nz/product/castel-liquid-moist-indicator-5-8-flare-3910-55-2708099 | [11 empty] | 40141746 Sight glass | GLASS | SIGHT | TYPE | CASTEL LIQUID MOISTURE INDICATOR | SIZE |  | PRESSURE RATING |  | MATERIAL |  | THICKNESS |  | MOUNTING TYPE |  | CONNECTION TYPE | SAE 5/8 IN-18 | TEMPERATURE RATING |  | HAZARD CLASS |  | CERTIFICATION/STANDARD |  | ADDITIONAL FEATURES | REF:FL 3910-55 | [51 empty] | Production completed
STP_009 - Lot4 | Data Enrichment | SOZ | OK | 2023-07-21 | 2023-07-26 |  | 1292491 | 1292491 | EA | GLASS,SGHT;D160/140-125 CYLINDER, APM |  |  | GLASS,SIGHT;ADDITIONAL FEATURES EN:D160/140-125 CYLINDER, APM,MNFR:01)WENMEC,PTNO:01)23313 | 01)D160/140-125 CYLINDER, APM,01)WENMEC,01)23313 |  |  | WENMEC SYSTEMS INC | WENMEC | 23313 | [5 empty] | URL NOT FOUND | [11 empty] | 40141746 Sight glass | GLASS | SIGHT | TYPE |  | SIZE |  | PRESSURE RATING |  | MATERIAL |  | THICKNESS |  | MOUNTING TYPE |  | CONNECTION TYPE |  | TEMPERATURE RATING |  | HAZARD CLASS |  | CERTIFICATION/STANDARD |  | ADDITIONAL FEATURES | D160/140-125 CYLINDER,APM | [51 empty] | Production completed
STP_009 - Lot4 | Data Enrichment | SOZ | OK | 2023-07-21 | 2023-07-26 |  | 1299254 | 1299254 | EA | GLASS,SGHT;DSC,DIA 50 X THK 3 MM |  |  | GLASS,SIGHT;TYPE:DISC,SIZE:DIA 50 X THK 3 MM,MATERIAL:PERSPEX CLEAR,ADDITIONAL FEATURES EN:TO DRAWING REVISION: C,MNFR:01)MIMDWG, PTNO:01)165-6-356/ ,MK.46 | EN_01)DISC,DIA 50 X THK 3 MM,PERSPEX CLEAR,01)TO DRAWING REVISION: C,01)MIMDWG,01)165-6-356/ ,MK.46 |  |  | MIMDWG | MIMDWG | 165-6-356/,MK.46 | [5 empty] | URL NOT FOUND | [11 empty] | 40141746 Sight glass | GLASS | SIGHT | TYPE | DISC | SIZE | 50 DIA X 3 THK MM | PRESSURE RATING |  | MATERIAL | PERSPEX CLEAR | THICKNESS |  | MOUNTING TYPE |  | CONNECTION TYPE |  | TEMPERATURE RATING |  | HAZARD CLASS |  | CERTIFICATION/STANDARD |  | ADDITIONAL FEATURES | TO DRAWING REVISION: C | [51 empty] | Production completed
STP_009 - Lot4 | Data Enrichment | SOZ | OK | 2023-07-21 | 2023-07-26 |  | 1292652 | 1292652 | EA | GLASS,SGHT;ELEM,C/W GASKETS |  |  | GLASS,SIGHT;TYPE:ELEMENT,ADDITIONAL FEATURES EN:C/W GASKETS,MNFR:01)BLKWOODS,PTNO:01)09242610 | EN_01)ELEMENT,01)C/W GASKETS,01)BLKWOODS,01)09242610 |  |  | BLACKWOODS | BLKWOODS | 09242610 | [5 empty] | https://www.blackwoods.com.au/valves-flow-control/sight-gauge-glass/sight-gauge-glass-accessories/window-and-washer-set-sight-glass-spirax/p/09242610 | [11 empty] | 40141746 Sight glass | GLASS | SIGHT | TYPE | ELEMENT | SIZE |  | PRESSURE RATING |  | MATERIAL |  | THICKNESS |  | MOUNTING TYPE |  | CONNECTION TYPE |  | TEMPERATURE RATING |  | HAZARD CLASS |  | CERTIFICATION/STANDARD |  | ADDITIONAL FEATURES | C/W GASKETS | [51 empty] | Production completed
STP_009 - Lot4 | Data Enrichment | SOZ | OK | 2023-07-21 | 2023-07-26 |  | 1350567 | 1350567 | EA | GLASS,SGHT;GAUGE PROTECTOR, SEPARATOR |  |  | GLASS,SIGHT;TYPE:GAUGE PROTECTOR, SEPARATOR,ADDITIONAL FEATURES EN:REFERENCE NO: 2838414,MNFR:01)ALFALAV,PTNO:01)8391 | EN_01)GAUGE PROTECTOR, SEPARAT,01)REFERENCE NO: 2838414,01)ALFALAV,01)8391 |  |  | ALFALAV | ALFALAV | 8391 | [6 empty] | https://www.partfindermarine.com/search/parts/maker/alfa-laval/page/137/limit/50 | [10 empty] | 40141746 Sight glass | GLASS | SIGHT | TYPE | GAUGE PROTECTOR,SEPARATOR | SIZE |  | PRESSURE RATING |  | MATERIAL |  | THICKNESS |  | MOUNTING TYPE |  | CONNECTION TYPE |  | TEMPERATURE RATING |  | HAZARD CLASS |  | CERTIFICATION/STANDARD |  | ADDITIONAL FEATURES | REF:2838414 | [51 empty] | Production completed
STP_009 - Lot4 | Data Enrichment | SOZ | OK | 2023-07-21 | 2023-07-26 |  | 1286225 | 1286225 | EA | GLASS,SGHT;INDCTR, MOISTURE,35 BAR,BRASS |  |  | GLASS,SIGHT;INDICATOR, MOISTURE,PRESSURE RATING:35 BAR,MATERIAL:BRASS,CONNECTION TYPE:FLARE 1/4 IN,TEMPERATURE RATING:-50 TO 80 DEG C,MNFR:01)ACTROL,PTNO:01)217101 | EN_01)INDICATOR, MOISTURE,35 BAR,BRASS,FLARE 1/4 IN,-50 TO 80 DEG C,01)ACTROL,01)217101 |  |  | ACTROL | ACTROL | 217101 | [5 empty] | https://www.actrol.com.au/resources/themes/actrol/assets/services/technical-product-guides/2015/2015-priceguide-section3.pdf | [11 empty] | 40141746 Sight glass | GLASS | SIGHT | TYPE | CASTEL LIQUID MOISTURE INDICATOR | SIZE |  | PRESSURE RATING | 35 BAR | MATERIAL | BRASS | THICKNESS |  | MOUNTING TYPE |  | CONNECTION TYPE | FLARE 1/4 IN | TEMPERATURE RATING | -50 TO 80 DEG C | HAZARD CLASS |  | CERTIFICATION/STANDARD |  | ADDITIONAL FEATURES | [52 empty] | Production completed
STP_009 - Lot4 | Data Enrichment | SOZ | OK | 2023-07-21 | 2023-07-26 |  | 1285213 | 1285213 | EA | GLASS,SGHT;INTERLINK, SOLDER,3/8 IN |  |  | GLASS,SIGHT;TYPE:INTERLINK, SOLDER,SIZE:3/8 IN,MNFR:01)BOSS,PTNO:01)SG38SOL | EN_01)INTERLINK, SOLDER,3/8 IN,01)BOSS,01)SG38SOL |  |  | BOSS | BOSS | SG38SOL | [5 empty] | URL NOT FOUND | [11 empty] | 40141746 Sight glass | GLASS | SIGHT | TYPE | INTERLINK,SOLDER | SIZE | 3/8 IN | PRESSURE RATING |  | MATERIAL |  | THICKNESS |  | MOUNTING TYPE |  | CONNECTION TYPE |  | TEMPERATURE RATING |  | HAZARD CLASS |  | CERTIFICATION/STANDARD |  | ADDITIONAL FEATURES | [52 empty] | Production completed
STP_009 - Lot4 | Data Enrichment | SOZ | OK | 2023-07-21 | 2023-07-26 |  | 1318627 | 1318627 | EA | GLASS,SGHT;LEVEL EYE LENS,REFLEX |  |  | GLASS,SIGHT;TYPE:LEVEL EYE LENS,ADDITIONAL FEATURES EN:REFLEX,MNFR:01)REFPRO,PTNO:01)PLE1101R | EN_01)LEVEL EYE LENS,01)REFLEX,01)REFPRO,01)PLE1101R |  |  | REFPRO | REFPRO | PLE1101R | [5 empty] | URL NOT FOUND | [11 empty] | 40141746 Sight glass | GLASS | SIGHT | TYPE | LEVEL EYE LENS | SIZE |  | PRESSURE RATING |  | MATERIAL |  | THICKNESS |  | MOUNTING TYPE |  | CONNECTION TYPE |  | TEMPERATURE RATING |  | HAZARD CLASS |  | CERTIFICATION/STANDARD |  | ADDITIONAL FEATURES | REFLEX | [51 empty] | Production completed
STP_009 - Lot4 | Data Enrichment | SOZ | OK | 2023-07-21 | 2023-07-26 |  | 1289548 | 1289548 | EA | GLASS,SGHT;LEVEL INDICATOR,WITH TEMP |  |  | GLASS,SIGHT;TYPE:LEVEL INDICATOR,ADDITIONAL FEATURES EN:WITH TEMP,MNFR:01)BERENDSN,PTNO:01)LVA20TAM12P01 | EN_01)LEVEL INDICATOR,01)WITH TEMP,01)BERENDSN,01)LVA20TAM12P01 |  |  | BERENDSN | BERENDSN | LVA20TAM12P01 | [5 empty] | URL NOT FOUND | [11 empty] | 40141746 Sight glass | GLASS | SIGHT | TYPE | LEVEL INDICATOR | SIZE |  | PRESSURE RATING |  | MATERIAL |  | THICKNESS |  | MOUNTING TYPE |  | CONNECTION TYPE |  | TEMPERATURE RATING |  | HAZARD CLASS |  | CERTIFICATION/STANDARD |  | ADDITIONAL FEATURES | WITH TEMP | [51 empty] | Production completed
STP_009 - Lot4 | Data Enrichment | SOZ | OK | 2023-07-21 | 2023-07-26 |  | 1350740 | 1350740 | EA | GLASS,SGHT;LIQUID INDICATOR, SEPARATOR |  |  | GLASS,SIGHT;TYPE:LIQUID INDICATOR, SEPARATOR,ADDITIONAL FEATURES EN:REFERENCE NO: 2838414,MNFR:01)ALFALAV,PTNO:01)37166 | EN_01)LIQUID INDICATOR, SEPARA,01)REFERENCE NO: 2838414,01)ALFALAV,01)37166 |  |  | ALFALAV | ALFALAV | 37166 | [6 empty] | https://unitedmarineservices.in/product/alfa-laval-37166dxxvcc-sight-glass-lot-of-4-fast-shipping-with-dhl-fedex.html | [10 empty] | 40141746 Sight glass | GLASS | SIGHT | TYPE | LIQUID INDICATOR,SEPARATOR | SIZE |  | PRESSURE RATING |  | MATERIAL |  | THICKNESS |  | MOUNTING TYPE |  | CONNECTION TYPE |  | TEMPERATURE RATING |  | HAZARD CLASS |  | CERTIFICATION/STANDARD |  | ADDITIONAL FEATURES | REF:2838414 | [51 empty] | Production completed
STP_009 - Lot4 | Data Enrichment | SOZ | OK | 2023-07-21 | 2023-07-26 |  | 1345247 | 1345247 | EA | GLASS,SGHT;LIQUID INDICATOR,15 MM,GM |  |  | GLASS,SIGHT;TYPE:LIQUID INDICATOR,SIZE:15 MM,ADDITIONAL FEATURES EN:GM,MNFR:01)RHODES,PTNO:01)FIG.400 1/2" BSP | EN_01)LIQUID INDICATOR,15 MM,01)GM,01)RHODES,01)FIG.400 1/2" BSP |  |  | RHODES | RHODES | [6 empty] | URL NOT FOUND | [6 empty] | 400 |  |  |  |  | 40141746 Sight glass | GLASS | SIGHT | TYPE | LIQUID INDICATOR | SIZE | 15 MM | PRESSURE RATING |  | MATERIAL |  | THICKNESS |  | MOUNTING TYPE |  | CONNECTION TYPE | 1/2 IN BSP | TEMPERATURE RATING |  | HAZARD CLASS |  | CERTIFICATION/STANDARD |  | ADDITIONAL FEATURES | GM | [51 empty] | Production completed
STP_009 - Lot4 | Data Enrichment | SOZ | OK | 2023-07-21 | 2023-07-26 |  | 1300536 | 1300536 | EA | GLASS,SGHT;LIQUID INDICATOR,INGRAND |  |  | GLASS,SIGHT;TYPE:LIQUID INDICATOR,MNFR:01)INGRAND,PTNO:01)BW204053 | EN_01)LIQUID INDICATOR,01)INGRAND,01)BW204053 |  |  | INGRAND | INGRAND | BW204053 | [5 empty] | URL NOT FOUND | [11 empty] | 40141746 Sight glass | GLASS | SIGHT | TYPE | LIQUID INDICATOR | SIZE |  | PRESSURE RATING |  | MATERIAL |  | THICKNESS |  | MOUNTING TYPE |  | CONNECTION TYPE |  | TEMPERATURE RATING |  | HAZARD CLASS |  | CERTIFICATION/STANDARD |  | ADDITIONAL FEATURES | [52 empty] | Production completed
STP_009 - Lot4 | Data Enrichment | SOZ | OK | 2023-07-21 | 2023-07-26 |  | 1300248 | 1300248 | EA | GLASS,SGHT;LIQUID LEVEL INDICATOR, FLAT |  |  | GLASS,SIGHT;LIQUID LEVEL INDICATOR, FLAT,ADDITIONAL FEATURES EN:OIL,MNFR:01)CAPS,PTNO:01)151940-0901 | EN_01)LIQUID LEVEL INDICATOR,01)OIL,01)CAPS,01)151940-0901 |  |  | CAPS | CAPS | 151940-0901 | [5 empty] | URL NOT FOUND | [11 empty] | 40141746 Sight glass | GLASS | SIGHT | TYPE |  | SIZE |  | PRESSURE RATING |  | MATERIAL |  | THICKNESS |  | MOUNTING TYPE |  | CONNECTION TYPE |  | TEMPERATURE RATING |  | HAZARD CLASS |  | CERTIFICATION/STANDARD |  | ADDITIONAL FEATURES | OIL | [51 empty] | Production completed
STP_009 - Lot4 | Data Enrichment | SOZ | OK | 2023-07-21 | 2023-07-26 |  | 1292916 | 1292916 | EA | GLASS,SGHT;LIQUID LEVEL INDICATOR, FLAT |  |  | GLASS,SIGHT;,LIQUID LEVEL INDICATOR, FLAT,MNFR:01)LONGYEAR,PTNO:01)58201 | EN_01)LIQUID LEVEL INDICATOR,01)LONGYEAR,01)58201 |  |  | LONGYEAR | LONGYEAR | 58201 | [5 empty] | URL NOT FOUND | [11 empty] | 40141746 Sight glass | GLASS | SIGHT | TYPE |  | SIZE |  | PRESSURE RATING |  | MATERIAL |  | THICKNESS |  | MOUNTING TYPE |  | CONNECTION TYPE |  | TEMPERATURE RATING |  | HAZARD CLASS |  | CERTIFICATION/STANDARD |  | ADDITIONAL FEATURES | [52 empty] | Production completed
STP_009 - Lot4 | Data Enrichment | SOZ | OK | 2023-07-21 | 2023-07-26 |  | 1300249 | 1300249 | EA | GLASS,SGHT;LIQUID LEVEL INDICATOR, FLAT |  |  | GLASS,SIGHT;LIQUID LEVEL INDICATOR, FLAT,ADDITIONAL FEATURES EN:D 12 ODF,MNFR:01)TRITECH,PTNO:01)305000369 | EN_01)LIQUID LEVEL INDICATOR,01)D 12 ODF,01)TRITECH,01)305000369 |  |  | TRITECH | TRITECH | 305000369 | [5 empty] | URL NOT FOUND | [11 empty] | 40141746 Sight glass | GLASS | SIGHT | TYPE |  | SIZE |  | PRESSURE RATING |  | MATERIAL |  | THICKNESS |  | MOUNTING TYPE |  | CONNECTION TYPE |  | TEMPERATURE RATING |  | HAZARD CLASS |  | CERTIFICATION/STANDARD |  | ADDITIONAL FEATURES | D 12 ODF | [51 empty] | Production completed
STP_009 - Lot4 | Data Enrichment | SOZ | OK | 2023-07-21 | 2023-07-26 |  | 1289476 | 1289476 | EA | GLASS,SGHT;LVL |  |  | GLASS,SIGHT;TYPE:LEVEL,MNFR:01)HYDAC,PTNO:01)FSA-254-2.5/O/-/12 | EN_01)LEVEL,01)HYDAC,01)FSA-254-2.5/O/-/12 |  |  | HYDAC | HYDAC | FSA-254-2.5/O/-/12 | [5 empty] | URL NOT FOUND | [11 empty] | 40141746 Sight glass | GLASS | SIGHT | TYPE | LEVEL | SIZE |  | PRESSURE RATING |  | MATERIAL |  | THICKNESS |  | MOUNTING TYPE |  | CONNECTION TYPE |  | TEMPERATURE RATING |  | HAZARD CLASS |  | CERTIFICATION/STANDARD |  | ADDITIONAL FEATURES | [52 empty] | Production completed
STP_009 - Lot4 | Data Enrichment | SOZ | OK | 2023-07-21 | 2023-07-26 |  | 1289209 | 1289209 | EA | GLASS,SGHT;OIL |  |  | GLASS,SIGHT;TYPE:OIL,MNFR:01)CAPS,PTNO:01)430000 | EN_01)OIL,01)CAPS,01)430000 |  |  | CAPS | CAPS | 430000 | [5 empty] | URL NOT FOUND | [11 empty] | 40141746 Sight glass | GLASS | SIGHT | TYPE | OIL | SIZE |  | PRESSURE RATING |  | MATERIAL |  | THICKNESS |  | MOUNTING TYPE |  | CONNECTION TYPE |  | TEMPERATURE RATING |  | HAZARD CLASS |  | CERTIFICATION/STANDARD |  | ADDITIONAL FEATURES | [52 empty] | Production completed
STP_009 - Lot4 | Data Enrichment | SOZ | OK | 2023-07-21 | 2023-07-26 |  | 1317314 | 1317314 | EA | GLASS,SGHT;OIL LEVEL,CAPS,430000 |  |  | GLASS,SIGHT;TYPE:OIL LEVEL,MNFR:01)CAPS,PTNO:01)430000 | EN_01)OIL LEVEL,01)CAPS,01)430000 |  |  | CAPS | CAPS | 430000 | [5 empty] | URL NOT FOUND | [11 empty] | 40141746 Sight glass | GLASS | SIGHT | TYPE | OIL LEVEL | SIZE |  | PRESSURE RATING |  | MATERIAL |  | THICKNESS |  | MOUNTING TYPE |  | CONNECTION TYPE |  | TEMPERATURE RATING |  | HAZARD CLASS |  | CERTIFICATION/STANDARD |  | ADDITIONAL FEATURES | [52 empty] | Production completed
STP_009 - Lot4 | Data Enrichment | SOZ | OK | 2023-07-21 | 2023-07-26 |  | 1345064 | 1345064 | EA | GLASS,SGHT;OIL,1-1/4 IN-11BSP,DEANQUIP |  |  | GLASS,SIGHT;TYPE:OIL,CONNECTION TYPE:1-1/4 IN-11BSP,MNFR:01)DEANQUIP,PTNO:01)738455 | EN_01)OIL,1-1/4 IN-11BSP,01)DEANQUIP,01)738455 |  |  | DEANQUIP | DEANQUIP | 738455 | [5 empty] | URL NOT FOUND | [11 empty] | 40141746 Sight glass | GLASS | SIGHT | TYPE | OIL | SIZE |  | PRESSURE RATING |  | MATERIAL |  | THICKNESS |  | MOUNTING TYPE |  | CONNECTION TYPE | 1-1/4 IN-11 BSP | TEMPERATURE RATING |  | HAZARD CLASS |  | CERTIFICATION/STANDARD |  | ADDITIONAL FEATURES | [52 empty] | Production completed
STP_009 - Lot4 | Data Enrichment | SOZ | OK | 2023-07-21 | 2023-07-26 |  | 1349863 | 1349863 | EA | GLASS,SGHT;SAPPHIRE,HF RESISTANT, W/HTRS |  |  | GLASS,SIGHT;MATERIAL:SAPPHIRE,ADDITIONAL FEATURES EN:HF RESISTANT, W/HTRS,MNFR:01)THOMENVI,PTNO:01)1910-115-2 | SAPPHIRE,01)HF RESISTANT, W/HTRS,01)THOMENVI,01)1910-115-2 |  |  | THOMENVI | THOMENVI | 1910-115-2 | [6 empty] | https://www.engendiesel-shop.com/cummins/513722-oil-sight-glass-g1-1-4-738455.html | [9 empty] | E | 40141746 Sight glass | GLASS | SIGHT | TYPE | OIL | SIZE |  | PRESSURE RATING |  | MATERIAL | SAPPHIRE | THICKNESS |  | MOUNTING TYPE |  | CONNECTION TYPE |  | TEMPERATURE RATING |  | HAZARD CLASS |  | CERTIFICATION/STANDARD |  | ADDITIONAL FEATURES | HF RESISTANT,W/HTRS | [51 empty] | Production completed
STP_009 - Lot4 | Data Enrichment | SOZ | OK | 2023-07-21 | 2023-07-26 |  | 1387763 | 1387763 | EA | GLASS,SGHT;SEW,2881608 |  |  |  |  | 2881608 | 3000442 | SEW EURODRIVE |  | 2881608 | [6 empty] | https://www.volza.com/p/sight-glass/import/coo-india/hsn-code-7318/ | [10 empty] | 40141746 Sight glass | GLASS | SIGHT | TYPE | OIL | SIZE |  | PRESSURE RATING |  | MATERIAL |  | THICKNESS |  | MOUNTING TYPE |  | CONNECTION TYPE |  | TEMPERATURE RATING |  | HAZARD CLASS |  | CERTIFICATION/STANDARD |  | ADDITIONAL FEATURES | [52 empty] | Production completed
STP_009 - Lot4 | Data Enrichment | SOZ | OK | 2023-07-21 | 2023-07-26 |  | 1296724 | 1296724 | EA | GLASS,SGHT;TRANSPRNT,B IX C/W 2 GASKETS |  |  | GLASS,SIGHT;TYPE:TRANSPARENT,SIZE:WD 34 X LG 340 X THK 17 MM,ADDITIONAL FEATURES EN:B IX C/W 2 GASKETS,MNFR:01)KLINGER,PTNO:01) ITEM 40 SHEET G11 | EN_01)TRANSPARENT,WD 34 X LG 340 X THK 17 MM,01)B IX C/W 2 GASKETS,01)KLINGER,01)ITEM 40 SHEET G11 |  |  | KLINGER | KLINGER | [6 empty] | URL NOT FOUND |  | 40 | [9 empty] | 40141746 Sight glass | GLASS | SIGHT | TYPE | TRANSPARENT | SIZE | 34 WD X 340 LG X 17 THK MM | PRESSURE RATING |  | MATERIAL |  | THICKNESS |  | MOUNTING TYPE |  | CONNECTION TYPE |  | TEMPERATURE RATING |  | HAZARD CLASS |  | CERTIFICATION/STANDARD |  | ADDITIONAL FEATURES | SHEET: G11,B IX C/W 2 GASKETS | [51 empty] | Production completed
STP_009 - Lot4 | Data Enrichment | SOZ | OK | 2023-07-21 | 2023-07-26 |  | 1299825 | 1299825 | EA | GLASS,SGHT;WD 32 X LG 247 MM,EDI |  |  | GLASS,SIGHT;SIZE:WD 32 X LG 247 MM,MATERIAL:GLASS BOROSILICATE,MNFR:01)EDI,PTNO:01)2547-300-002 ITEM 8 | WD 32 X LG 247 MM,GLASS BOROSILICATE,01)EDI,01)2547-300-002 ITEM 8 |  |  | EDI | EDI | 2547-300-002 | [5 empty] | URL NOT FOUND |  | 8 | [9 empty] | 40141746 Sight glass | GLASS | SIGHT | TYPE |  | SIZE | 32 WD X LG 247 LG MM | PRESSURE RATING |  | MATERIAL | GLASS BOROSILICATE | THICKNESS |  | MOUNTING TYPE |  | CONNECTION TYPE |  | TEMPERATURE RATING |  | HAZARD CLASS |  | CERTIFICATION/STANDARD |  | ADDITIONAL FEATURES | [52 empty] | Production completed
STP_009 - Lot4 | Data Enrichment | SOZ | OK | 2023-07-21 | 2023-07-26 |  | 1285223 | 1285223 | EA | GLASS,SGHT;WNDW |  |  | GLASS,SIGHT;TYPE:WINDOW,MNFR:01)VENDOR LINK PTY LTD,PTNO:01)BLAST PT 31 | EN_01)WINDOW,01)VENDOR LINK PTY LTD,01)BLAST PT 31 |  |  | VENDOR LINK PTY LTD | VENDOR LINK PTY LTD | BLAST PT 31 | [5 empty] | URL NOT FOUND | [11 empty] | 40141746 Sight glass | GLASS | SIGHT | TYPE | WINDOW | SIZE |  | PRESSURE RATING |  | MATERIAL |  | THICKNESS |  | MOUNTING TYPE |  | CONNECTION TYPE |  | TEMPERATURE RATING |  | HAZARD CLASS |  | CERTIFICATION/STANDARD |  | ADDITIONAL FEATURES | [52 empty] | Production completed
STP_009 - Lot4 | Data Enrichment | SOZ | OK | 2023-07-21 | 2023-07-26 |  | 1284551 | 1284551 | EA | HELMET,SAFTY;2016 |  |  | HELMET,SAFETY;ADDITIONAL FEATURES EN:2016,MNFR:01)WELDERS PRO SHOP,PTNO:01)541826 | 01)2016,01)WELDERS PRO SHOP,01)541826 |  |  | WELDERS PRO SHOP | WELDERS PRO SHOP | 541826 | 3M |  |  |  |  | https://www.3m.com.sg/3M/en_SG/p/d/v000221376/ | [10 empty] | E | 46181711 Welders helmet | HELMET | WELDING | TYPE | SAFETY | LENS SIZE |  | SIZE |  | MATERIAL |  | COLOUR |  | HAZARD CLASS |  | CERTIFICATION/STANDARD | ANSI Z87.1-2010 | ADDITIONAL FEATURES | 2016 | [57 empty] | Production completed
STP_009 - Lot4 | Data Enrichment | SOZ | OK | 2023-07-21 | 2023-07-26 |  | 1284374 | 1284374 | EA | HELMET,SAFTY;BLST |  |  | HELMET,SAFETY;TYPE:BLAST,ADDITIONAL FEATURES EN:C/W BLUE COOL TUBE, SERIES NO: NOVA 3,MNFR:01)BURWELL TECHNOLOGIES,PTNO:01)0703- 6323 | EN_01)BLAST,01)C/W BLUE COOL TUBE, SERIES,01)BURWELL TECHNOLOGIES,01)0703-6323 |  |  | BURWELL TECHNOLOGIES | BURWELL TECHNOLOGIES | 0703-6323 | [5 empty] | https://www.burwell.com.au/products/operator-safety-equipment/respiratory-equipment/blast-helmets-spray-hoods/nova-3-blast-helmet | [11 empty] | 46181704 Safety helmets | HELMET | SAFETY | TYPE | BLAST | SIZE DESIGNATION |  | MATERIAL |  | COLOUR |  | HAZARD CLASS |  | CERTIFICATION/STANDARD |  | ADDITIONAL FEATURES | C/W BLUE COOL TUBE | [58 empty] | SERIES NO: NOVA 3 | Production completed
STP_009 - Lot4 | Data Enrichment | SOZ | OK | 2023-07-21 | 2023-07-26 |  | 1364650 | 1364650 | EA | HELMET,SAFTY;BLST,COMPLT |  |  | HELMET,SAFETY;TYPE:BLAST,ADDITIONAL FEATURES EN:COMPLETE,MNFR:01)BURWELL TECHNOLOGIES,PTNO:01)0703-6323 | EN_01)BLAST,01)COMPLETE,01)BURWELL TECHNOLOGIES,01)0703-6323 |  |  | BURWELL TECHNOLOGIES | BURWELL TECHNOLOGIES | 0703-6323 | [5 empty] | https://www.burwell.com.au/products/operator-safety-equipment/respiratory-equipment/blast-helmets-spray-hoods/nova-3-blast-helmet | [11 empty] | 46181704 Safety helmets | HELMET | SAFETY | TYPE | BLAST | SIZE DESIGNATION |  | MATERIAL |  | COLOUR |  | HAZARD CLASS |  | CERTIFICATION/STANDARD |  | ADDITIONAL FEATURES | COMPLETE | [59 empty] | Production completed
STP_009 - Lot4 | Data Enrichment | SOZ | OK | 2023-07-21 | 2023-07-26 |  | 1284287 | 1284287 | EA | HELMET,SAFTY;BUMP UVEX U-STYLE LONG BRIM |  |  | HELMET,SAFETY;TYPE:BUMP UVEX U-STYLE LONG BRIM,SIZE DESIGNATION:ADJUSTABLE,COLOUR:ANTHRACITE,MNFR:01)J.BLACKWOOD AND SON LIMITED, PT | EN_01)BUMP UVEX U-STYLE LONG B,ADJUSTABLE,ANTHRACITE,01)J.BLACKWOOD & SON LIMITED,01)07896456 |  |  | J.BLACKWOOD AND SON LIMITED | J.BLACKWOOD AND SON LIMITED,PT | [6 empty] | URL NOT FOUND | [11 empty] | 46181704 Safety helmets | HELMET | SAFETY | TYPE | BUMP UVEX U-STYLE LONG BRIM | SIZE DESIGNATION | ADJUSTABLE | MATERIAL |  | COLOUR | ANTHRACITE | HAZARD CLASS |  | CERTIFICATION/STANDARD |  | ADDITIONAL FEATURES | [60 empty] | Production completed
STP_009 - Lot4 | Data Enrichment | SOZ | OK | 2023-07-21 | 2023-07-26 |  | 1284553 | 1284553 | EA | HELMET,SAFTY;HARD HAT TETHER |  |  | HELMET,SAFETY;TYPE:HARD HAT TETHER,MNFR:01)J.BLACKWOOD AND SON LIMITED,PTNO:01)03183139 | EN_01)HARD HAT TETHER,01)J.BLACKWOOD & SON LIMITED,01)03183139 |  |  | J.BLACKWOOD AND SON LIMITED | J.BLACKWOOD AND SON LIMITED | 03183139 | [5 empty] | https://www.blackwoods.com.au/fall-protection/dropped-objects-prevention-accessories/3m-dbi-sala-tethers/lanyard-tool-hardhat-coil-pk10/p/03183139 | [10 empty] | E | 46181704 Safety helmets | HELMET | SAFETY | TYPE | HARD HAT TETHER | SIZE DESIGNATION | 4 to 34 LG mm | MATERIAL |  | COLOUR | BLACK | HAZARD CLASS |  | CERTIFICATION/STANDARD |  | ADDITIONAL FEATURES | [60 empty] | Production completed
STP_009 - Lot4 | Data Enrichment | SOZ | OK | 2023-07-21 | 2023-07-26 |  | 1317296 | 1317296 | EA | HELMET,SAFTY;HARD HAT,PUREFLOW,PR01442SP |  |  | HELMET,SAFETY;TYPE:HARD HAT,ADDITIONAL FEATURES EN:SHELL ESM, SUIT PF23/33ESM,MNFR:01)PUREFLOW,PTNO:01)PR01442SP | EN_01)HARD HAT,01)SHELL ESM, SUIT PF23/33ESM,01)PUREFLOW,01)PR01442SP |  |  | PUREFLOW | PUREFLOW | PR01442SP | [5 empty] | URL NOT FOUND | [11 empty] | 46181704 Safety helmets | HELMET | SAFETY | TYPE | HARD HAT | SIZE DESIGNATION |  | MATERIAL |  | COLOUR |  | HAZARD CLASS |  | CERTIFICATION/STANDARD |  | ADDITIONAL FEATURES | SHELL ESM,SUIT PF23/33ESM | [59 empty] | Production completed
STP_009 - Lot4 | Data Enrichment | SOZ | OK | 2023-07-21 | 2023-07-26 |  | 1364649 | 1364649 | EA | HELMET,SAFTY;HARDHAT,GREEN |  |  | HELMET,SAFETY;TYPE:HARDHAT,MATERIAL:BRIM COTTON ATTACHED,COLOUR:GREEN,MNFR:01)TOTALLY WORKWEAR,PTNO:01)PABRIMGN | EN_01)HARDHAT,EN_01)BRIM COTTON ATTACHED,GREEN,01)TOTALLY WORKWEAR,01)PABRIMGN |  |  | TOTALLY WORKWEAR | TOTALLY WORKWEAR | [6 empty] | URL NOT FOUND | [11 empty] | 46181704 Safety helmets | HELMET | SAFETY | TYPE | HARDHAT | SIZE DESIGNATION |  | MATERIAL | BRIM COTTON ATTACHED | COLOUR | GREEN | HAZARD CLASS |  | CERTIFICATION/STANDARD |  | ADDITIONAL FEATURES | PABRIMGN | [59 empty] | Production completed
STP_009 - Lot4 | Data Enrichment | SOZ | OK | 2023-07-21 | 2023-07-26 |  | 1364665 | 1364665 | EA | HELMET,SAFTY;HARDHAT,ORANGE |  |  | HELMET,SAFETY;TYPE:HARDHAT,MATERIAL:BRIM COTTON ATTACHED,COLOUR:ORANGE,MNFR:01)TOTALLY WORKWEAR,PTNO:01)PABRIMOR | EN_01)HARDHAT,EN_01)BRIM COTTON ATTACHED,ORANGE,01)TOTALLY WORKWEAR,01)PABRIMOR |  |  | TOTALLY WORKWEAR | TOTALLY WORKWEAR | [6 empty] | URL NOT FOUND | [11 empty] | 46181704 Safety helmets | HELMET | SAFETY | TYPE | HARDHAT | SIZE DESIGNATION |  | MATERIAL | BRIM COTTON ATTACHED | COLOUR | ORANGE | HAZARD CLASS |  | CERTIFICATION/STANDARD |  | ADDITIONAL FEATURES | PABRIMOR | [59 empty] | Production completed
STP_009 - Lot4 | Data Enrichment | SOZ | OK | 2023-07-21 | 2023-07-26 |  | 1284411 | 1284411 | EA | HELMET,SAFTY;VORTEX PAPR SYSTEM |  |  | HELMET,SAFETY;TYPE:VORTEX PAPR SYSTEM,MNFR:01)WELDERS PRO SHOP,PTNO:01)236001 | EN_01)VORTEX PAPR SYSTEM,01)WELDERS PRO SHOP,01)236001 |  |  | WELDERS PRO SHOP | WELDERS PRO SHOP | 236001 | [5 empty] | URL NOT FOUND | [11 empty] | 46181704 Safety helmets | HELMET | SAFETY | TYPE | VORTEX PAPR SYSTEM | SIZE DESIGNATION |  | MATERIAL |  | COLOUR |  | HAZARD CLASS |  | CERTIFICATION/STANDARD |  | ADDITIONAL FEATURES | [60 empty] | Production completed
STP_009 - Lot4 | Data Enrichment | SOZ | OK | 2023-07-21 | 2023-07-26 |  | 1284315 | 1284315 | EA | HELMET,SAFTY;WLDG |  |  | HELMET,SAFETY;TYPE:WELDING,MNFR:01)ATOM SUPPLY,PTNO:01)30001725 1.00 711.46 711.46 | EN_01)WELDING,01)ATOM SUPPLY,01)30001725 1.00 711.46 711.46 |  |  | ATOM SUPPLY | ATOM SUPPLY | 30001725 | [5 empty] | URL NOT FOUND | [11 empty] | 46181704 Safety helmets | HELMET | SAFETY | TYPE | WELDING | SIZE DESIGNATION |  | MATERIAL |  | COLOUR |  | HAZARD CLASS |  | CERTIFICATION/STANDARD |  | ADDITIONAL FEATURES | REF:1.00 711.46 711.46 | [59 empty] | Production completed
STP_009 - Lot4 | Data Enrichment | SOZ | OK | 2023-07-21 | 2023-07-26 |  | 1285294 | 1285294 | EA | HELMET,WLDG;9100XXI HARD HAT SYSTEMREQUI |  |  | HELMET,WELDING;ADDITIONAL FEATURES EN:9100XXI HARD HAT SYSTEMREQUIRED TO REPLACE DAMA,MNFR:01)GLOBAL WELDING SUPPLIES (MT ISA), PTNO:01)AWS503626 | 01)9100XXI HARD HAT SYSTEMREQU,01)GLOBAL WELDING SUPPLIES (MT,01)AWS503626 |  |  | GLOBAL WELDING SUPPLIES (MT ISA) | GLOBAL WELDING SUPPLIES (MT ISA) | AWS503626 | [6 empty] | https://www.bayengineerssupplies.co.nz/products/engineering-consumables/abrasives/bes-aws503626 | [10 empty] | 46181711 Welders helmet | HELMET | WELDING | TYPE |  | LENS SIZE |  | SIZE |  | MATERIAL |  | COLOUR |  | HAZARD CLASS |  | CERTIFICATION/STANDARD |  | ADDITIONAL FEATURES | 9100XXI HARD HAT SYSTEMREQUIRED TO REPLACE DAMA | [57 empty] | Production completed
STP_009 - Lot4 | Data Enrichment | SOZ | OK | 2023-07-21 | 2023-07-26 |  | 1215326 | 1215326 | EA | HELMET,WLDG;AUTO DARKENING,GRUNGE | CASCO SEGU SUSP; | CASQUE SOUDEUR; | HELMET,WELDING;ADDITIONAL FEATURES EN:AUTO DARKENING,GRUNGE,MNFR:BOC LIMITED,PTNO:WGWH04-G | 01)AUTO DARKENING,GRUNGE,01)BOC LIMITED,01)WGWH04-G | WGWH04-G | 1068135 | BOC LIMITED | BOC LIMITED | WGWH04-G | [5 empty] | https://www.boc.co.nz/shop/en/nz/weld-guard-high-impact-auto-darkening-welding-helmet-with-grinding-mode-wgwh04-g-p#product1 | [11 empty] | 46181711 Welders helmet | HELMET | WELDING | TYPE | AUTO DARKENING | LENS SIZE |  | SIZE |  | MATERIAL |  | COLOUR |  | HAZARD CLASS |  | CERTIFICATION/STANDARD | AS/NZS 1337/1338 | ADDITIONAL FEATURES | GRUNGE | [57 empty] | Production completed
STP_009 - Lot4 | Data Enrichment | SOZ | OK | 2023-07-21 | 2023-07-26 |  | 1354114 | 1354114 | EA | HELMET,WLDG;FLIP FRONT,BLACK |  |  | HELMET,WELDING;TYPE:FLIP FRONT,COLOUR:BLACK,MNFR:01)ATOM SUPPLY,PTNO:01)1424001 | FLIP FRONT,BLACK,01)ATOM SUPPLY,01)1424001 |  |  | ATOM SUPPLY | ATOM SUPPLY | 1424001 | [5 empty] | https://www.atom.com.au/respirator-disposable-mask-p2-valve-weld-standard-willson-pk-5-1424001 | [11 empty] | 46181711 Welders helmet | HELMET | WELDING | TYPE | FLIP FRONT,Robust,reliable | LENS SIZE |  | SIZE |  | MATERIAL |  | COLOUR | BLACK | HAZARD CLASS |  | CERTIFICATION/STANDARD | AS/NZS 1337.1 | ADDITIONAL FEATURES | [58 empty] | Production completed
STP_009 - Lot4 | Data Enrichment | SOZ | OK | 2023-07-21 | 2023-07-26 |  | 1233623 | 1233623 | EA | HELMET,WLDG;FLIP UP |  |  | HELMET,WELDING;TYPE:FLIP UP,ADDITIONAL FEATURES EN:9100XXI FX SPEEDGLAS PRICE AS 50274706,MNFR:01)BOC LIMITED,PTNO:01)AWS541826 | FLIP UP,01)9100XXI FX SPEEDGLAS PRICE,01)BOC LIMITED,01)AWS541826 |  |  | BOC LIMITED | BOC LIMITED | AWS541826 | [6 empty] | https://www.allensindustrial.com.au/AWS541826/SPEEDGLAS-AWS541826-_dash_-Flip-Up-Welding-Helmet-9100-FX/pd.php | [10 empty] | 46181711 Welders helmet | HELMET | WELDING | TYPE | FLIP UP | LENS SIZE |  | SIZE |  | MATERIAL |  | COLOUR |  | HAZARD CLASS |  | CERTIFICATION/STANDARD |  | ADDITIONAL FEATURES | 9100XXI FX SPEEDGLAS PRICE AS 50274706 | [57 empty] | Production completed
STP_009 - Lot4 | Data Enrichment | SOZ | OK | 2023-07-21 | 2023-07-26 |  | 1354112 | 1354112 | EA | HELMET,WLDG;FLIP UP,WD 73 X LG 107 MM |  |  | HELMET,WELDING;TYPE:FLIP UP,LENS SIZE:WD 73 X LG 107 MM,MNFR:01)J.BLACKWOOD AND SON LIMITED,PTNO:01)03056574 | FLIP UP,WD 73 X LG 107 MM,01)J.BLACKWOOD & SON LIMITED,01)03056574 |  |  | J.BLACKWOOD AND SON LIMITED | J.BLACKWOOD AND SON LIMITED | 03056574 | [5 empty] | https://www.blackwoods.com.au/welding-gas/welding-safety/welding-helmets/helmet-welding-speedglas-9100xxi-fx/p/03056574 | [11 empty] | 46181711 Welders helmet | HELMET | WELDING | TYPE | FLIP UP | LENS SIZE | 73 WD X 107 LG MM | SIZE |  | MATERIAL |  | COLOUR |  | HAZARD CLASS |  | CERTIFICATION/STANDARD |  | ADDITIONAL FEATURES | [58 empty] | Production completed
STP_009 - Lot4 | Data Enrichment | SOZ | OK | 2023-07-21 | 2023-07-26 |  | 1285501 | 1285501 | EA | HELMET,WLDG;FOR MIDLIFE SKIPSADFLO 9100F |  |  | HELMET,WELDING;ADDITIONAL FEATURES EN:FOR MIDLIFE SKIPSADFLO 9100FX HDAS PER QUOTATIO,MNFR:01)GLOBAL WELDING SUPPLIES (MT ISA), PTNO:01)AWS547726HD | 01)FOR MIDLIFE SKIPSADFLO 9100,01)GLOBAL WELDING SUPPLIES (MT,01)AWS547726HD |  |  | GLOBAL WELDING SUPPLIES (MT ISA) | GLOBAL WELDING SUPPLIES (MT ISA) | AWS547726HD | [6 empty] | https://www.bayengineerssupplies.co.nz/products/engineering-consumables/welding-gas/bes-aws547726hd | [10 empty] | 46181711 Welders helmet | HELMET | WELDING | TYPE |  | LENS SIZE |  | SIZE |  | MATERIAL |  | COLOUR |  | HAZARD CLASS |  | CERTIFICATION/STANDARD |  | ADDITIONAL FEATURES | FOR MIDLIFE SKIPSADFLO 9100FX HDAS PER QUOTATIO | [57 empty] | Production completed
STP_009 - Lot4 | Data Enrichment | SOZ | OK | 2023-07-21 | 2023-07-26 |  | 1354109 | 1354109 | EA | HELMET,WLDG;FRONT CAP,WCHF ATT |  |  | HELMET,WELDING;TYPE:FRONT CAP,ADDITIONAL FEATURES EN:WCHF ATT,MNFR:01)BLKWOOD,PTNO:01)02010411 | FRONT CAP,01)WCHF ATT,01)BLKWOOD,01)02010411 |  |  | BLKWOOD | BLKWOOD | 02010411 | [5 empty] | URL NOT FOUND | [11 empty] | 46181711 Welders helmet | HELMET | WELDING | TYPE | FRONT CAP | LENS SIZE |  | SIZE |  | MATERIAL |  | COLOUR |  | HAZARD CLASS |  | CERTIFICATION/STANDARD |  | ADDITIONAL FEATURES | WCHF ATT | [57 empty] | Production completed
STP_009 - Lot4 | Data Enrichment | SOZ | OK | 2023-07-21 | 2023-07-26 |  | 1360450 | 1360450 | EA | HELMET,WLDG;HEAD COVER,PT:169007 | CASCO SEGU SUSP; | CASQUE SOUDEUR; | HELMET,WELDING;TYPE:HEAD COVER,ADDITIONAL FEATURES EN:PT:C,MFR:3M SPEEDGLAS | HEAD COVER,01)PT:169007,02)MFR:3M SPEEDGLAS,01)J BLACKWOOD & SONS,01)00665830 |  |  | 3M SPEEDGLAS | 3M SPEEDGLAS | 2010411 | [5 empty] | URL NOT FOUND | [11 empty] | 46181711 Welders helmet | HELMET | WELDING | TYPE | HEAD COVER | LENS SIZE |  | SIZE |  | MATERIAL |  | COLOUR |  | HAZARD CLASS |  | CERTIFICATION/STANDARD |  | ADDITIONAL FEATURES | PT:169007 | [56 empty] | MFR:3M SPEEDGLAS | Production completed
STP_009 - Lot4 | Data Enrichment | SOZ | OK | 2023-07-21 | 2023-07-26 |  | 1215219 | 1215219 | EA | HELMET,WLDG;LIFT FRONT,W/SHADE 11 FILTER | CASCO SEGU SUSP; | CASQUE SOUDEUR; | HELMET,WELDING;ADDITIONAL FEATURES EN:LIFT FRONT,W/SHADE 11 FILTER,MNFR:BOC LIMITED,PTNO:453833BOC | 01)LIFT FRONT,W/SHADE 11 FILTE,01)BOC LIMITED,01)453833BOC | 453833BOC | 1068135 | BOC LIMITED | BOC LIMITED | 453833BOC | [6 empty] | https://register.saiglobal.com/client/schedule.aspx?setID=SF01&custID=AS015631&appCertNo=SMKH20324 | [10 empty] | 46181711 Welders helmet | HELMET | WELDING | TYPE |  | LENS SIZE |  | SIZE |  | MATERIAL |  | COLOUR |  | HAZARD CLASS |  | CERTIFICATION/STANDARD |  | ADDITIONAL FEATURES | LIFT FRONT,W/SHADE 11 FILTER | [57 empty] | Production completed
STP_009 - Lot4 | Data Enrichment | SOZ | OK | 2023-07-21 | 2023-07-26 |  | 1354110 | 1354110 | EA | HELMET,WLDG;NINJA SPPEGLAS |  |  | HELMET,WELDING;ADDITIONAL FEATURES EN:NINJA SPPEGLAS,MNFR:01)ATOM SUPPLY,PTNO:01)90088210 | 01)NINJA SPPEGLAS,01)ATOM SUPPLY,01)90088210 |  |  | ATOM SUPPLY | ATOM SUPPLY | 90088210 | [5 empty] | https://www.atom.com.au/46181711-welders-helmet | [11 empty] | 46181711 Welders helmet | HELMET | WELDING | TYPE |  | LENS SIZE |  | SIZE |  | MATERIAL |  | COLOUR |  | HAZARD CLASS |  | CERTIFICATION/STANDARD |  | ADDITIONAL FEATURES | NINJA SPPEGLAS | [57 empty] | Production completed
STP_009 - Lot4 | Data Enrichment | SOZ | OK | 2023-07-21 | 2023-07-26 |  | 1359868 | 1359868 | EA | HELMET,WLDG;SEAL FACE,PT:534000,9100FX | CASCO SEGU SUSP; | CASQUE SOUDEUR; | HELMET,WELDING;TYPE:SEAL FACE,ADDITIONAL FEATURES EN:PT:534000,9100FX,MFR:3M SPEEDGLAS | SEAL FACE,01)PT:534000,9100FX,02)MFR:3M SPEEDGLAS,01)J BLACKWOOD & SONS,01)00666255 |  |  | 3M SPEEDGLAS | 3M SPEEDGLAS | 9100FX |  | 3M SPEEDGLAS | 534000 |  |  | https://www.3mindia.in/3M/en_IN/p/d/v000436480/ | [11 empty] | 46181711 Welders helmet | HELMET | WELDING | TYPE | SEAL FACE | LENS SIZE |  | SIZE |  | MATERIAL |  | COLOUR |  | HAZARD CLASS |  | CERTIFICATION/STANDARD |  | ADDITIONAL FEATURES | PT:534000,9100FX | [56 empty] | MFR:3M SPEEDGLAS | Production completed