## Sheet1
Project | Activities | Production User | Production Comments | Start Date | End Date | Remarks | Griha ID | MATNR | MEINS | MAKTX_EN | MAKTX_ES | MAKTX_FR | TEXT_EN | Class_Char_Catted | MFRPN | MFRNR | MFRNR DES | MNFR | PTNO | Verified MNFR from web | MNFR 1 | PTNO 1 | MNFR 2 | PTNO 2 | Reference URL | Reference URL1 | Item Number | Equipment Type | Equipment Manufacturer | Equipment Model | Equipment Serial | DWG | DRAWING VERSION | POS/TAG | Unused Text | Enriched/Cleansed | UNSPSC Ver.23.07 | Noun | Modifier | Attribute Name 1 | Attribute Value 1 | Attribute Name 2 | Attribute Value 2 | Attribute Name 3 | Attribute Value 3 | Attribute Name 4 | Attribute Value 4 | Attribute Name 5 | Attribute Value 5 | Attribute Name 6 | Attribute Value 6 | Attribute Name 7 | Attribute Value 7 | Attribute Name 8 | Attribute Value 8 | Attribute Name 9 | Attribute Value 9 | Attribute Name 10 | Attribute Value 10 | Attribute Name 11 | Attribute Value 11 | Attribute Name 12 | Attribute Value 12 | Attribute Name 13 | Attribute Value 13 | Attribute Name 14 | Attribute Value 14 | Attribute Name 15 | Attribute Value 15 | Attribute Name 16 | Attribute Value 16 | Attribute Name 17 | Attribute Value 17 | Attribute Name 18 | Attribute Value 18 | Attribute Name 19 | Attribute Value 19 | Attribute Name 20 | Attribute Value 20 | Attribute Name 21 | Attribute Value 21 | Attribute Name 22 | Attribute Value 22 | Attribute Name 23 | Attribute Value 23 | Attribute Name 24 | Attribute Value 24 | Attribute Name 25 | Attribute Value 25 | Attribute Name 26 | Attribute Value 26 | Attribute Name 27 | Attribute Value 27 | Attribute Name 28 | Attribute Value 28 | Attribute Name 29 | Attribute Value 29 | Attribute Name 30 | Attribute Value 30 | Attribute Name 31 | Attribute Value 31 | Attribute Name 32 | Attribute Value 32 | Attribute Name 33 | Attribute Value 33 | Attribute Name 34 | Attribute Value 34 | Attribute Name 35 | Attribute Value 35 | Attribute Name 36 | Attribute Value 36 | Remaining_Information | Status
STP_009 - Lot4 | Data Enrichment | RMZ | Completed | 2023-07-21 | 2023-07-27 | Processed based on Websource, Conflict w.r.t Input | 1236302 | 1236302 | EA | FILTER,AIR;INNER, ENGINE |  |  | FILTER,AIR;TYPE:INNER, ENGINE,SIZE:ID 86.5 X OD 89.7 X HT 361.2 MM,MNFR:01)LINCOM,PTNO:01)RS3923 | INNER, ENGINE,EN_01)ID 86.5 X OD 89.7 X HT 3,01)LINCOM,01)RS3923 |  |  | LINCOM | LINCOM | RS3923 | [5 empty] | https://www.baldwinfiltersrus.com/baldwin-rs3923-inner-air-element-filter.html |  |  | ENGINE | [7 empty] | Cleansed | 40161500 | FILTER | ELEMENT | TYPE | INNER | MEDIUM | AIR | DIMENSIONS | 86.5 IDX89.7 ODX361.2 HT MM | FILTERING RETENTION |  | MATERIAL |  | FLOW RATE |  | HAZARD CLASS |  | CERTIFICATION/STANDARD |  | ADDITIONAL FEATURES | [56 empty] | Production Completed
STP_009 - Lot4 | Data Enrichment | RMZ | Completed | 2023-07-21 | 2023-07-27 | Processed based on Websource, Conflict w.r.t Input | 1302252 | 1302252 | EA | FILTER,AIR;INTAKE 2 STAGE,DONALDSN |  |  | FILTER,AIR;TYPE:INTAKE 2 STAGE,SIZE:BODY DIA 6-1/2 IN,PORT SIZE:INLET 2-1/2, OUTLET 2-1/4 IN,ADDITIONAL FEATURES EN:HORIZONTAL MTG, MEDIUM DUST SERVICE WITH PRIMARY ELEMENT,MNFR:01)DONALDSN,PTNO:01)G065180 | INTAKE 2 STAGE,EN_01)BODY DIA 6-1/2 IN,INLET 2-1/2, OUTLET 2-1/4 IN,01)HORIZONTAL MTG, MEDIUM DUST,01)DONALDSN,01)G065180 |  |  | DONALDSN | DONALDSN | G065180 | [5 empty] | https://shop.donaldson.com/store/en-in/product/G065180/11989?_requestid=3655417 | [10 empty] | Cleansed | 40161602 | CLEANER | NO MODIFIER | TYPE | AIR INTAKE | FILTER RATING |  | SIZE | 6-1/2 IN DIA | PORT SIZE | 2-1/2 IN INLET,2-1/4 IN OUTLET | MATERIAL |  | PRESSURE RATING |  | FLOW RATING |  | TEMPERATURE RATING |  | HAZARD CLASS |  | CERTIFICATION/STANDARD |  | ADDITIONAL FEATURES | 2 STAGE,HORIZONTAL MTG,MEDIUM DUST SERVICE WITH PRIMARY ELEMENT | [51 empty] | Production Completed
STP_009 - Lot4 | Data Enrichment | RMZ | Completed | 2023-07-21 | 2023-07-27 | Processed based on Websource, Conflict w.r.t Input | 1236301 | 1236301 | EA | FILTER,AIR;OUTER, ENGINE |  |  | FILTER,AIR;TYPE:OUTER, ENGINE,SIZE:ID 95 X OD 162 X LG 375 MM,MNFR:01)LINCOM,PTNO:01)RS3922 | OUTER, ENGINE,EN_01)ID 95 X OD 162 X LG 375,01)LINCOM,01)RS3922 |  |  | LINCOM | LINCOM | RS3922 | [5 empty] | https://ph.baldwinfilters.com/baldwin/en/product/baldwin-radial-seal-air-filter-elements/rs3922 |  |  | ENGINE | [7 empty] | Enriched | 40161807 | ELEMENT | FILTER | TYPE | OUTER,RADIAL SEAL | FILTER RATING |  | SERVICE |  | MATERIAL |  | SIZE | 95 IDX162 ODX375 LG MM | TEMPERATURE RATING |  | CERTIFICATION/STANDARD |  | ADDITIONAL FEATURES | [58 empty] | Production Completed
STP_009 - Lot4 | Data Enrichment | RMZ | Completed | 2023-07-21 | 2023-07-27 |  | 1385349 | 1385349 | EA | FILTER,FLUD;0.2 UM,ZIP MICROPURITY 93702 |  |  | FILTER,FLUID;MICRON:0.2 UM,ADDITIONAL FEATURES EN:ZIP MICROPURITY 93702,MNFR:01)REECE,PTNO:01)317471 | 0.2 UM,01)ZIP MICROPURITY 93702,01)REECE,01)317471 |  |  | REECE | REECE | 317471 | [5 empty] | Url Not Found | [10 empty] | Cleansed | 40161500 | FILTER | FLUID | TYPE |  | MEDIUM |  | CONNECTION METHOD |  | MICRON | 0.2 UM | DIMENSIONS |  | MATERIAL |  | FLOW RATE |  | FILTERING ELEMENT QUANTITY |  | PRESSURE RATING |  | HAZARD CLASS |  | CERTIFICATION/STANDARD |  | ADDITIONAL FEATURES | ZIP MICROPURITY 93702 | [49 empty] | Production Completed
STP_009 - Lot4 | Data Enrichment | RMZ | Completed | 2023-07-21 | 2023-07-27 |  | 1385122 | 1385122 | EA | FILTER,FLUD;0.2 UM,ZIP MICROPURITY 93702 |  |  | FILTER,FLUID;MICRON:0.2 UM,ADDITIONAL FEATURES EN:ZIP MICROPURITY 93702,MNFR:01)REECE,PTNO:01)1317471 | 0.2 UM,01)ZIP MICROPURITY 93702,01)REECE,01)1317471 |  |  | REECE | REECE | 1317471 | [5 empty] | Url Not Found | [10 empty] | Cleansed | 40161500 | FILTER | FLUID | TYPE |  | MEDIUM |  | CONNECTION METHOD |  | MICRON | 0.2 UM | DIMENSIONS |  | MATERIAL |  | FLOW RATE |  | FILTERING ELEMENT QUANTITY |  | PRESSURE RATING |  | HAZARD CLASS |  | CERTIFICATION/STANDARD |  | ADDITIONAL FEATURES | ZIP MICROPURITY 93702 | [49 empty] | Production Completed
STP_009 - Lot4 | Data Enrichment | RMZ | Completed | 2023-07-21 | 2023-07-27 |  | 1302866 | 1302866 | EA | FILTER,FLUD;1-1/2 IN-FBSPP,0.005" SPA |  |  | FILTER,FLUID;CONNECTION METHOD:1-1/2 IN-FBSPP,ADDITIONAL FEATURES EN:0.005" SPA,MNFR:01)AMFCUNO,PTNO:01)EGLS | 1-1/2 IN-FBSPP,01)0.005" SPA,01)AMFCUNO,01)EGLS |  |  | AMFCUNO | AMFCUNO | EGLS | [5 empty] | Url Not Found | [10 empty] | Cleansed | 40161500 | FILTER | FLUID | TYPE |  | MEDIUM |  | CONNECTION METHOD | 1-1/2 IN-FBSPP | MICRON |  | DIMENSIONS |  | MATERIAL |  | FLOW RATE |  | FILTERING ELEMENT QUANTITY |  | PRESSURE RATING |  | HAZARD CLASS |  | CERTIFICATION/STANDARD |  | ADDITIONAL FEATURES | SIZE:0.005 IN SPA | [49 empty] | Production Completed
STP_009 - Lot4 | Data Enrichment | RMZ | Completed | 2023-07-21 | 2023-07-27 |  | 1385569 | 1385569 | EA | FILTER,FLUD;20 UM |  |  | FILTER,FLUID;MICRON:20 UM,ADDITIONAL FEATURES EN:PURETEC MICRON MAXI PLUS,MNFR:01)REECE,PTNO:01)3300046 | 20 UM,01)PURETEC MICRON MAXI PLUS,01)REECE,01)3300046 |  |  | REECE | REECE | 3300046 | [5 empty] | Url Not Found | [10 empty] | Cleansed | 40161500 | FILTER | FLUID | TYPE |  | MEDIUM |  | CONNECTION METHOD |  | MICRON | 20 UM | DIMENSIONS |  | MATERIAL |  | FLOW RATE |  | FILTERING ELEMENT QUANTITY |  | PRESSURE RATING |  | HAZARD CLASS |  | CERTIFICATION/STANDARD |  | ADDITIONAL FEATURES | PURETEC MICRON MAXI PLUS | [49 empty] | Production Completed
STP_009 - Lot4 | Data Enrichment | RMZ | Completed | 2023-07-21 | 2023-07-27 |  | 1346090 | 1346090 | EA | FILTER,FLUD;3/4 IN,3 UM,110 L/MIN,HYDA |  |  | FILTER,FLUID;CONNECTION METHOD:3/4 IN,MICRON:3 UM,DIMENSIONS:DIA 84 X WD 90 X HT 246 MM,FLOW RATE:110 L/MIN,PRESSURE RATING:1500 PSI,ADDITIONAL FEATURES EN:ABSOLU, ASSEMBLY,MNFR:01)HYDAC,PTNO:01)LFBN/HC110IC3B1.0 | 3/4 IN,3 UM,EN_01)DIA 84 X WD 90 X HT 246,110 L/MIN,1500 PSI,01)ABSOLU, ASSEMBLY,01)HYDAC,01)LFBN/HC110IC3B1.0 |  |  | HYDAC | HYDAC | LFBN/HC110IC3B1.0 | [5 empty] | http://hasmak.com.tr/hydac/filtre/LF%20Inline%20Filter.pdf | [10 empty] | Enriched | 40161515 | FILTER | FLUID | TYPE | PRESSURE,INLINE,ABSOLUTE | MEDIUM | HYDRAULIC | CONNECTION METHOD | 3/4 IN | MICRON | 3 UM | DIMENSIONS | 84 DIA X 90 WD X 246 HT MM | MATERIAL |  | FLOW RATE | 110 L/MIN | FILTERING ELEMENT QUANTITY |  | PRESSURE RATING | 1500 PSI | HAZARD CLASS |  | CERTIFICATION/STANDARD |  | ADDITIONAL FEATURES | ASSEMBLY | [49 empty] | Production Completed
STP_009 - Lot4 | Data Enrichment | RMZ | Completed | 2023-07-21 | 2023-07-27 |  | 1350766 | 1350766 | EA | FILTER,FLUD;3/4 IN-14BSP,FILTMATN,390075 |  |  | FILTER,FLUID;CONNECTION METHOD:3/4 IN-14BSP,ADDITIONAL FEATURES EN:75 MESH, WITH NO FLUSHING BALL VALVE,MNFR:01)FILTMATN,PTNO:01) 390075 | 3/4 IN-14BSP,01)75 MESH, WITH NO FLUSHING B,01)FILTMATN,01)390075 |  |  | FILTMATN | FILTMATN | 390075 | [5 empty] | Url Not Found | [10 empty] | Cleansed | 40161500 | FILTER | FLUID | TYPE |  | MEDIUM |  | CONNECTION METHOD | 3/4 IN-14BSP | MICRON |  | DIMENSIONS |  | MATERIAL |  | FLOW RATE |  | FILTERING ELEMENT QUANTITY |  | PRESSURE RATING |  | HAZARD CLASS |  | CERTIFICATION/STANDARD |  | ADDITIONAL FEATURES | 75 MESH,WITH NO FLUSHING BALL VALVE | [49 empty] | Production Completed
STP_009 - Lot4 | Data Enrichment | RMZ | Completed | 2023-07-21 | 2023-07-27 | Processed based on Websource, Conflict w.r.t Input | 1345766 | 1345766 | EA | FILTER,FLUD;ABSLT,2 UM,HYDA,N 5 DM 002 |  |  | FILTER,FLUID;TYPE:ABSOLUTE,MICRON:2 UM,MNFR:01)HYDAC,PTNO:01)N 5 DM 002 | EN_01)ABSOLUTE,2 UM,01)HYDAC,01)N 5 DM 002 |  |  | HYDAC | HYDAC | N 5 DM 002 | [5 empty] | https://donar.messe.de/exhibitor/hannovermesse/2017/G518334/offline-filter-olf-5-eng-240632.pdf | https://www.hydac.com.au/pub/media/productattach/e/_/e.7.935.6.01.16.pdf | [9 empty] | Enriched | 40161807 | ELEMENT | FILTER | TYPE | ABSOLUTE | FILTER RATING | 2 UM | SERVICE | HYDRAULIC | MATERIAL |  | SIZE |  | TEMPERATURE RATING |  | CERTIFICATION/STANDARD |  | ADDITIONAL FEATURES | [58 empty] | Production Completed
STP_009 - Lot4 | Data Enrichment | RMZ | Completed | 2023-07-21 | 2023-07-27 | Processed based on Websource, Conflict w.r.t Input | 1237023 | 1237023 | EA | FILTER,FLUD;ABSLT,3 UM,FIBRE INORGANIC |  |  | FILTER,FLUID;TYPE:ABSOLUTE,MICRON:3 UM,MATERIAL:FIBRE INORGANIC,PRESSURE RATING:25 BAR,ADDITIONAL FEATURES EN:COLLAPSE,MNFR:01) HYDAC,PTNO:01)0110 D 003 BN3HC | EN_01)ABSOLUTE,3 UM,EN_01)FIBRE INORGANIC,25 BAR,01)COLLAPSE,01)HYDAC,01)0110 D 003 BN3HC |  |  | HYDAC | HYDAC | 0110 D 003 BN3HC | [5 empty] | https://www.movicontrol.com.br/pdf/filtros/elementos-filtrantes-hydac.pdf | [10 empty] | Enriched | 40161807 | ELEMENT | FILTER | TYPE | ABSOLUTE | FILTER RATING | 3 UM | SERVICE | HYDRAULIC | MATERIAL | FIBRE INORGANIC | SIZE | 110 | TEMPERATURE RATING | -30 TO 100 DEG C | CERTIFICATION/STANDARD |  | ADDITIONAL FEATURES | PRESSURE RATING:25 BAR,COLLAPSE | [57 empty] | Production Completed
STP_009 - Lot4 | Data Enrichment | RMZ | Completed | 2023-07-21 | 2023-07-27 |  | 1230967 | 1230967 | EA | FILTER,FLUD;ABSLT,5 UM |  |  | FILTER,FLUID;TYPE:ABSOLUTE,MICRON:5 UM,MNFR:01)HYDAC,PTNO:01)OLF5/15-S-370-M-N5DM005 | EN_01)ABSOLUTE,5 UM,01)HYDAC,01)OLF5/15-S-370-M-N5DM005 |  |  | HYDAC | HYDAC | OLF5/15-S-370-M-N5DM005 | [5 empty] | https://www.hydac.com/shop/en-in/349841#simple-downloads | [10 empty] | Enriched | 40161515 | FILTER | FLUID | TYPE | ABSOLUTE,OFFLINE | MEDIUM |  | CONNECTION METHOD |  | MICRON | 5 UM | DIMENSIONS |  | MATERIAL |  | FLOW RATE |  | FILTERING ELEMENT QUANTITY |  | PRESSURE RATING |  | HAZARD CLASS |  | CERTIFICATION/STANDARD |  | ADDITIONAL FEATURES | [50 empty] | Production Completed
STP_009 - Lot4 | Data Enrichment | RMZ | Completed | 2023-07-21 | 2023-07-27 | Processed based on Websource, Conflict w.r.t Input | 1302300 | 1302300 | EA | FILTER,FLUD;ABSLT,HYDR,7 UM,240 L/MIN |  |  | FILTER,FLUID;TYPE:ABSOLUTE,MEDIUM:HYDRAULIC,MICRON:7 UM,DIMENSIONS:DIA 2.88 X LG 8 IN,MATERIAL:FIBRE INORGANIC MEDIA,FLOW RATE: 240 L/MIN,PRESSURE RATING:15 BAR,ADDITIONAL FEATURES EN:5 MICRON, TOP, LP TANK,MNFR:01)HYDAC,PTNO:01)0240R005BN4HC | EN_01)ABSOLUTE,EN_01)HYDRAULIC,7 UM,EN_01)DIA 2.88 X LG 8 IN,EN_01)FIBRE INORGANIC MEDIA,240 L/MIN,15 BAR,01)5 MICRON, TOP, LP TANK,01)HYDAC,01)0240R005BN4HC |  |  | HYDAC | HYDAC | 0240R005BN4HC | [5 empty] | https://www.movicontrol.com.br/pdf/filtros/elementos-filtrantes-hydac.pdf | [10 empty] | Enriched | 40161807 | ELEMENT | FILTER | TYPE | ABSOLUTE | FILTER RATING | 5 UM | SERVICE | HYDRAULIC | MATERIAL | FIBRE INORGANIC | SIZE | 2.88 DIAX8 LG IN | TEMPERATURE RATING | -30 TO 100 DEG C | CERTIFICATION/STANDARD |  | ADDITIONAL FEATURES | PRESSURE RATING:15 BAR,TOP,LP TANK,FLOW RATING:240 L/MIN | [7 empty] | 5 MICRON | [49 empty] | Production Completed
STP_009 - Lot4 | Data Enrichment | RMZ | Completed | 2023-07-21 | 2023-07-27 | Processed based on Websource, Conflict w.r.t Input | 1302145 | 1302145 | EA | FILTER,FLUD;ASSY, FLND 110 FDC, TBE |  |  | FILTER,FLUID;ADDITIONAL FEATURES EN:ASSEMBLY, FLND 110 FDC, TBE,MNFR:01)ISADRAUL,PTNO:01)1303597 | 01)ASSEMBLY, FLND 110 FDC, TBE,01)ISADRAUL,01)1303597 |  |  | ISADRAUL | ISADRAULICS | FLND 110 FDC | HYDAC | ISADRAULICS | 1303597 |  |  | https://www.alfa-hydraulics.com/filter/244975--hydac--FLND-110-FDC-XX-A-1-1--V.html | [10 empty] | Cleansed | 40161525 | HOUSING | FILTER | TYPE |  | SIZE |  | MATERIAL |  | COATING/FINISH |  | HAZARD CLASS |  | CERTIFICATION/STANDARD |  | ADDITIONAL FEATURES | ASSEMBLY,TBE | [59 empty] | Production Completed
STP_009 - Lot4 | Data Enrichment | RMZ | Completed | 2023-07-21 | 2023-07-27 |  | 1288086 | 1288086 | EA | FILTER,FLUD;BOOST/RETURN,HYDR,ASSY |  |  | FILTER,FLUID;TYPE:BOOST/RETURN,MEDIUM:HYDRAULIC,ADDITIONAL FEATURES EN:ASSY,MNFR:01)HYDAC,PTNO:01)LFBN3HC160G10A1.1/B6 | EN_01)BOOST/RETURN,EN_01)HYDRAULIC,01)ASSY,01)HYDAC,01)LFBN3HC160G10A1.1/B6 |  |  | HYDAC | HYDAC | LFBN3HC160G10A1.1/B6 | [5 empty] | https://store.livhaven.com/uploads/hydac_pdfs/2061202-DFBN3HC30G10BM1.0_12B6.pdf | [10 empty] | Enriched | 40161515 | FILTER | FLUID | TYPE | BOOST/RETURN | MEDIUM | HYDRAULIC | CONNECTION METHOD |  | MICRON |  | DIMENSIONS |  | MATERIAL |  | FLOW RATE |  | FILTERING ELEMENT QUANTITY |  | PRESSURE RATING |  | HAZARD CLASS |  | CERTIFICATION/STANDARD |  | ADDITIONAL FEATURES | ASSEMBLY | [49 empty] | Production Completed
STP_009 - Lot4 | Data Enrichment | RMZ | Completed | 2023-07-21 | 2023-07-27 |  | 1351948 | 1351948 | EA | FILTER,FLUD;COLNT, LARGE,PAPER CORED |  |  | FILTER,FLUID;TYPE:COOLANT, LARGE,MATERIAL:PAPER CORED,MNFR:01)MACK,PTNO:01)25MF436B | EN_01)COOLANT, LARGE,EN_01)PAPER CORED,01)MACK,01)25MF436B |  |  | MACK | MACK | 25MF436B | [5 empty] | https://www.pepinstruckparts.com/store/p914/COOLANT_FILTER_25MF436B%2C_MACK_-_AVAILABILITY%3A_NORMALLY_STOCKED_ITEM.html | [10 empty] | Cleansed | 40161500 | FILTER | FLUID | TYPE | COOLANT,LARGE | MEDIUM |  | CONNECTION METHOD |  | MICRON |  | DIMENSIONS |  | MATERIAL | PAPER CORED | FLOW RATE |  | FILTERING ELEMENT QUANTITY |  | PRESSURE RATING |  | HAZARD CLASS |  | CERTIFICATION/STANDARD |  | ADDITIONAL FEATURES | [50 empty] | Production Completed
STP_009 - Lot4 | Data Enrichment | RMZ | Completed | 2023-07-21 | 2023-07-27 |  | 1352849 | 1352849 | EA | FILTER,FLUD;CRTG, COOL RETURN,HYDR |  |  | FILTER,FLUID;TYPE:CARTRIDGE, COOL RETURN,MEDIUM:HYDRAULIC,DIMENSIONS:ID 65 X OD 140 X LG 250 MM,MNFR:01)DONALDSN,PTNO:01)P171576 | EN_01)CARTRIDGE, COOL RETURN,EN_01)HYDRAULIC,EN_01)ID 65 X OD 140 X LG 250,01)DONALDSN,01)P171576 |  |  | DONALDSN | DONALDSN | P171576 | [5 empty] | https://shop.donaldson.com/store/en-in/product/P171576/16790?_requestid=3664164 | [10 empty] | Cleansed | 40161515 | FILTER | FLUID | TYPE | CARTRIDGE,COOL RETURN | MEDIUM | HYDRAULIC | CONNECTION METHOD |  | MICRON |  | DIMENSIONS | 65 IDX140 ODX250 LG MM | MATERIAL |  | FLOW RATE |  | FILTERING ELEMENT QUANTITY |  | PRESSURE RATING |  | HAZARD CLASS |  | CERTIFICATION/STANDARD |  | ADDITIONAL FEATURES | [50 empty] | Production Completed
STP_009 - Lot4 | Data Enrichment | RMZ | Completed | 2023-07-21 | 2023-07-27 |  | 1350810 | 1350810 | EA | FILTER,FLUD;CRTG, ELEMENT, AIRLINE REGUL |  |  | FILTER,FLUID;,CARTRIDGE, ELEMENT, AIRLINE REGULATOR,MNFR:01)CONSEP,PTNO:01)1350-005 | EN_01)CARTRIDGE, ELEMENT, AIRL,01)CONSEP,01)1350-005 |  |  | CONSEP | CONSEP | 1350-005 | [5 empty] | Url Not Found | [10 empty] | Cleansed | 40161500 | FILTER | FLUID | TYPE | REGUKATOR CARTRIDGE | MEDIUM |  | CONNECTION METHOD |  | MICRON |  | DIMENSIONS |  | MATERIAL |  | FLOW RATE |  | FILTERING ELEMENT QUANTITY |  | PRESSURE RATING |  | HAZARD CLASS |  | CERTIFICATION/STANDARD |  | ADDITIONAL FEATURES | VENDOR NAME:AIRLINE | [49 empty] | Production Completed
STP_009 - Lot4 | Data Enrichment | RMZ | Completed | 2023-07-21 | 2023-07-27 | Processed based on Websource, Conflict w.r.t Input | 1354560 | 1354560 | EA | FILTER,FLUD;CRTG, ELEMENT, PRESSURE |  |  | FILTER,FLUID;CARTRIDGE, ELEMENT, PRESSURE,MICRON:10 UM,MATERIAL:GLASS FIBRE,FLOW RATE:29 GAL/MIN,PRESSURE RATING:315 BAR, ADDITIONAL FEATURES EN:CHANGE-OVER, BETA MICRO NBH4HC, SIZE 100,WINDER BRAKES,MNFR:01)ISADRAUL,PTNO:01)0110 D 010 BH4HC | EN_01)CARTRIDGE, ELEMENT, PRES,10 UM,EN_01)GLASS FIBRE,29 GAL/MIN,315 BAR,01)CHANGE-OVER, BETA MICRO NBH,01)ISADRAUL,01)0110 D 010 BH4HC |  |  | ISADRAUL | ISADRAULICS | 0110 D 010 BH4HC | HYDAC |  |  |  |  | https://isvaco.com/wp-content/uploads/2020/12/Hydac_ON-BN4HC-isvaco_com.pdf | [10 empty] | Enriched | 40161807 | ELEMENT | FILTER | TYPE | PRESSURE | FILTER RATING | 10 UM | SERVICE |  | MATERIAL | GLASS FIBRE | SIZE | 22.1 IDX47 ODX84 HT MM | TEMPERATURE RATING | -30 TO 100 DEG C | CERTIFICATION/STANDARD |  | ADDITIONAL FEATURES | FLOW RATING:29 GAL/MIN,PRESSURE RATING:315 BAR,CHANGE-OVER,BETA MICRO NBH4HC,SIZE 100,WINDER BRAKES | [57 empty] | Production Completed
STP_009 - Lot4 | Data Enrichment | RMZ | Completed | 2023-07-21 | 2023-07-27 | Processed based on Websource, Conflict w.r.t Input | 1319672 | 1319672 | EA | FILTER,FLUD;CRTG, ELEMENT, PRIMARY,FUEL |  |  | FILTER,FLUID;TYPE:CARTRIDGE, ELEMENT, PRIMARY,MEDIUM:FUEL,DIMENSIONS:ID 15 X OD 74 X LG 74 MM,MATERIAL:PAPER,ADDITIONAL FEATURES EN:FILTERING RETENTION: 30 UM,MNFR:01)DONALDSN,PTNO:01)04234.68010.,MNFR:02)DRIVELIN,PTNO:02)P551339 | EN_01)CARTRIDGE, ELEMENT, PRIM,EN_01)FUEL,EN_01)ID 15 X OD 74 X LG 74 MM,EN_01)PAPER,01)FILTERING RETENTION: 30 UM,01)DONALDSN,02)DRIVELIN,01)04234.68010.,02)P551339 |  |  | DRIVELIN | DONALDSN | 04234-68010 |  | DRIVELIN | P551339 |  |  | https://www.westernfilters.net.au/new-sakura-fuel-filter-element-f-1106-equivalent-to-toyota-04234-68010/ | [10 empty] | Enriched | 40161807 | ELEMENT | FILTER | TYPE | CARTRIDGE,ELEMENT,PRIMARY | FILTER RATING | 30 UM | SERVICE | FUEL | MATERIAL | PAPER,METAL END CAP | SIZE | 15 IDX74 ODX74 LG MM | TEMPERATURE RATING |  | CERTIFICATION/STANDARD |  | ADDITIONAL FEATURES | [58 empty] | Production Completed
STP_009 - Lot4 | Data Enrichment | RMZ | Completed | 2023-07-21 | 2023-07-27 |  | 1347419 | 1347419 | EA | FILTER,FLUD;CRTG, ELEMENT, PURIFICATION |  |  | FILTER,FLUID;CARTRIDGE, ELEMENT, PURIFICATION, SINGLE,MEDIUM:WATER,MICRON:5 UM,MNFR:01)REECE,PTNO:01)1906551 | EN_01)CARTRIDGE, ELEMENT, PURI,EN_01)WATER,5 UM,01)REECE,01)1906551 |  |  | REECE | REECE | 1906551 | [5 empty] | Url Not Found | [10 empty] | Cleansed | 40161502 | FILTER | FLUID | TYPE | CARTRIDGE,ELEMENT,PURIFICATION,SINGLE | MEDIUM | WATER | CONNECTION METHOD |  | MICRON | 5 UM | DIMENSIONS |  | MATERIAL |  | FLOW RATE |  | FILTERING ELEMENT QUANTITY |  | PRESSURE RATING |  | HAZARD CLASS |  | CERTIFICATION/STANDARD |  | ADDITIONAL FEATURES | [50 empty] | Production Completed
STP_009 - Lot4 | Data Enrichment | RMZ | Completed | 2023-07-21 | 2023-07-27 |  | 1296161 | 1296161 | EA | FILTER,FLUD;CRTG, ELEMENT, SEDIMENT, SIN |  |  | FILTER,FLUID;CARTRIDGE, ELEMENT, SEDIMENT, SINGLE,MEDIUM:WATER,DIMENSIONS:WD 140 X HT 510 MM,ADDITIONAL FEATURES EN:SYSTEMHEAD, VALVE,MNFR:01)SYDCOM,PTNO:01)CD60 | EN_01)CARTRIDGE, ELEMENT, SEDI,EN_01)WATER,EN_01)WD 140 X HT 510 MM,01)SYSTEMHEAD, VALVE,01)SYDCOM,01)CD60 |  |  | SYDCOM | SYDCOM | CD60 | [5 empty] | Url Not Found | [10 empty] | Cleansed | 40161502 | FILTER | FLUID | TYPE | SEDIMENT CARTRIDGE,SINGLE | MEDIUM | WATER | CONNECTION METHOD |  | MICRON |  | DIMENSIONS | WD 140 X HT 510 MM | MATERIAL |  | FLOW RATE |  | FILTERING ELEMENT QUANTITY |  | PRESSURE RATING |  | HAZARD CLASS |  | CERTIFICATION/STANDARD |  | ADDITIONAL FEATURES | SYSTEM HEAD,VALVE | [49 empty] | Production Completed
STP_009 - Lot4 | Data Enrichment | RMZ | Completed | 2023-07-21 | 2023-07-27 |  | 1296058 | 1296058 | EA | FILTER,FLUD;CRTG, ELEMENT, SEDIMENT,WTR |  |  | FILTER,FLUID;CARTRIDGE, ELEMENT, SEDIMENT,MEDIUM:WATER,MICRON:5 UM,DIMENSIONS:DIA 65 X LG 250 MM,MATERIAL:CARBON,ADDITIONAL FEATURES EN:BOX 50,MNFR:01)MITECH,PTNO:01)1025PS5 | EN_01)CARTRIDGE, ELEMENT, SEDI,EN_01)WATER,5 UM,EN_01)DIA 65 X LG 250 MM,EN_01)CARBON,01)BOX 50,01)MITECH,01)1025PS5 |  |  | MITECH | MITECH | 1025PS5 | [5 empty] | Url Not Found | [10 empty] | Cleansed | 40161502 | FILTER | FLUID | TYPE |  | MEDIUM | WATER | CONNECTION METHOD |  | MICRON | 5 UM | DIMENSIONS | 65 DIAX250 LG MM | MATERIAL | CARBON | FLOW RATE |  | FILTERING ELEMENT QUANTITY |  | PRESSURE RATING |  | HAZARD CLASS |  | CERTIFICATION/STANDARD |  | ADDITIONAL FEATURES | PACKAGE QUANTITY:50/BOX | [49 empty] | Production Completed
STP_009 - Lot4 | Data Enrichment | RMZ | Completed | 2023-07-21 | 2023-07-27 |  | 1294881 | 1294881 | EA | FILTER,FLUD;CRTG, ELEMENT,FUEL,PDS55 |  |  | FILTER,FLUID;CARTRIDGE, ELEMENT,MEDIUM:FUEL,DIMENSIONS:OD 28.96 X LG 57.66 MM,ADDITIONAL FEATURES EN:PDS55,MNFR:01)MITECH,PTNO:01) 360720020 | EN_01)CARTRIDGE, ELEMENT,EN_01)FUEL,EN_01)OD 28.96 X LG 57.66 MM,01)PDS55,01)MITECH,01)360720020 |  |  | MITECH | MITECH | 360720020 | [5 empty] | https://www.groundcareessentials.com/product/shibaura-360720020-fuel-filter/ | [10 empty] | Cleansed | 40161513 | FILTER | FLUID | TYPE |  | MEDIUM | FUEL | CONNECTION METHOD |  | MICRON |  | DIMENSIONS | 28.96 ODX57.66 LG MM | MATERIAL |  | FLOW RATE |  | FILTERING ELEMENT QUANTITY |  | PRESSURE RATING |  | HAZARD CLASS |  | CERTIFICATION/STANDARD |  | ADDITIONAL FEATURES | REF:PDS55 | [49 empty] | Production Completed
STP_009 - Lot4 | Data Enrichment | RMZ | Completed | 2023-07-21 | 2023-07-27 |  | 1302847 | 1302847 | EA | FILTER,FLUD;CRTG, ELEMENT,HYDR,27-50 UM |  |  | FILTER,FLUID;CARTRIDGE, ELEMENT,MEDIUM:HYDRAULIC,MICRON:27-50 UM,DIMENSIONS:ID 29 X OD 70 X LG 130 MM,MATERIAL:CELLULOSE, ADDITIONAL FEATURES EN:25 MICRON, PAPER,MNFR:01)DONALDSN,PTNO:01)P171534 | EN_01)CARTRIDGE, ELEMENT,EN_01)HYDRAULIC,27-50 UM,EN_01)ID 29 X OD 70 X LG 130 M,EN_01)CELLULOSE,01)25 MICRON, PAPER,01)DONALDSN,01)P171534 |  |  | DONALDSN | DONALDSN | P171534 | [5 empty] | https://shop.donaldson.com/store/en-in/product/P171534/16748?_requestid=3671705 | [10 empty] | Cleansed | 40161515 | FILTER | FLUID | TYPE |  | MEDIUM | HYDRAULIC | CONNECTION METHOD |  | MICRON | 25 UM | DIMENSIONS | 29 IDX70 ODX130 LG MM | MATERIAL | CELLULOSE,PAPER | FLOW RATE |  | FILTERING ELEMENT QUANTITY |  | PRESSURE RATING |  | HAZARD CLASS |  | CERTIFICATION/STANDARD |  | ADDITIONAL FEATURES | FILTER RATING RANGE:27 TO 50 UM | [49 empty] | Production Completed
STP_009 - Lot4 | Data Enrichment | RMZ | Completed | 2023-07-21 | 2023-07-27 |  | 1302191 | 1302191 | EA | FILTER,FLUD;CRTG, ELEMENT,OIL,60 UM,CBC |  |  | FILTER,FLUID;CARTRIDGE, ELEMENT,MEDIUM:OIL,MICRON:60 UM,ADDITIONAL FEATURES EN:D34KSL FEED,MNFR:01)CBC,PTNO:01)GATF5938A | EN_01)CARTRIDGE, ELEMENT,EN_01)OIL,60 UM,01)D34KSL FEED,01)CBC,01)GATF5938A |  |  | CBC | CBC | GATF5938A | [5 empty] | Url Not Found | [10 empty] | Cleansed | 40161504 | FILTER | FLUID | TYPE | CARTRIDGE | MEDIUM | OIL | CONNECTION METHOD |  | MICRON | 60 UM | DIMENSIONS |  | MATERIAL |  | FLOW RATE |  | FILTERING ELEMENT QUANTITY |  | PRESSURE RATING |  | HAZARD CLASS |  | CERTIFICATION/STANDARD |  | ADDITIONAL FEATURES | D34KSL FEED | [49 empty] | Production Completed
STP_009 - Lot4 | Data Enrichment | RMZ | Completed | 2023-07-21 | 2023-07-27 |  | 1350090 | 1350090 | EA | FILTER,FLUD;CRTG, ELEMENT,SPEDEL,2682 |  |  | FILTER,FLUID;,CARTRIDGE, ELEMENT,MNFR:01)SPEDEL,PTNO:01)2682 | EN_01)CARTRIDGE, ELEMENT,01)SPEDEL,01)2682 |  |  | SPEDEL | SPEDEL | 2682 | [5 empty] | Url Not Found | [10 empty] | Cleansed | 40161500 | FILTER | FLUID | TYPE | CARTRIDGE | MEDIUM |  | CONNECTION METHOD |  | MICRON |  | DIMENSIONS |  | MATERIAL |  | FLOW RATE |  | FILTERING ELEMENT QUANTITY |  | PRESSURE RATING |  | HAZARD CLASS |  | CERTIFICATION/STANDARD |  | ADDITIONAL FEATURES | [50 empty] | Production Completed
STP_009 - Lot4 | Data Enrichment | RMZ | Completed | 2023-07-21 | 2023-07-27 | Processed based on Websource, Conflict w.r.t Input | 1302163 | 1302163 | EA | FILTER,FLUD;CRTG, RETURN,HYDR,10 UM,PPR |  |  | FILTER,FLUID;CARTRIDGE, RETURN,MEDIUM:HYDRAULIC,MICRON:10 UM,DIMENSIONS:ID 34 X OD 73 X LG 203 MM,MATERIAL:PAPER,PRESSURE RATING: 30 BAR,ADDITIONAL FEATURES EN:0240 SIZE, BUNA SEALS, METAL CASING,MNFR:01)HYDAC,PTNO:01)0240R010P/HC | EN_01)CARTRIDGE, RETURN,EN_01)HYDRAULIC,10 UM,EN_01)ID 34 X OD 73 X LG 203 M,EN_01)PAPER,30 BAR,01)0240 SIZE, BUNA SEALS, META,01)HYDAC,01)0240R010P/HC |  |  | HYDAC | HYDAC | 0240R010P/HC | [5 empty] | https://www.movicontrol.com.br/pdf/filtros/elementos-filtrantes-hydac.pdf | [10 empty] | Enriched | 40161807 | ELEMENT | FILTER | TYPE | ABSOLUTE,CARTRIDGE | FILTER RATING | 10 UM | SERVICE | HYDRAULIC | MATERIAL | PAPER | SIZE | 34 IDX73 ODX203 LG MM | TEMPERATURE RATING | -30 TO 100 DEG C | CERTIFICATION/STANDARD |  | ADDITIONAL FEATURES | PRESSURE RATING:30 BAR | [7 empty] | 0240 SIZE,BUNA SEALS,METAL CASING | [49 empty] | Production Completed
STP_009 - Lot4 | Data Enrichment | RMZ | Completed | 2023-07-21 | 2023-07-27 |  | 1235247 | 1235247 | EA | FILTER,FLUD;CRTG, RUST, WATER PURIFICATI |  |  | FILTER,FLUID;CARTRIDGE, RUST, WATER PURIFICATION,MICRON:5 UM,ADDITIONAL FEATURES EN:ASSEMBLY, DURA DIRT PLUMBING FITTING,MNFR:01) REECE,PTNO:01)1906055 | EN_01)CARTRIDGE, RUST, WATER P,5 UM,01)ASSEMBLY, DURA DIRT PLUMBIN,01)REECE,01)1906055 |  |  | REECE | REECE | 1906055 | [5 empty] | Url Not Found | [10 empty] | Cleansed | 40161500 | FILTER | FLUID | TYPE |  | MEDIUM |  | CONNECTION METHOD |  | MICRON | 5 UM | DIMENSIONS |  | MATERIAL |  | FLOW RATE |  | FILTERING ELEMENT QUANTITY |  | PRESSURE RATING |  | HAZARD CLASS |  | CERTIFICATION/STANDARD |  | ADDITIONAL FEATURES | ASSEMBLY,DURA DIRT PLUMBING FITTING | [49 empty] | Production Completed
STP_009 - Lot4 | Data Enrichment | RMZ | Completed | 2023-07-21 | 2023-07-27 |  | 1385121 | 1385121 | EA | FILTER,FLUD;CRTG, SILVER CARBON,1 UM |  |  | FILTER,FLUID;TYPE:CARTRIDGE, SILVER CARBON,MICRON:1 UM,DIMENSIONS:WD 2.5 X LG 10 IN,MNFR:01)REECE,PTNO:01)1909445 | EN_01)CARTRIDGE, SILVER CARBON,1 UM,EN_01)WD 2.5 X LG 10 IN,01)REECE,01)1909445 |  |  | REECE | REECE | 1909445 | [5 empty] | Url Not Found | [10 empty] | Cleansed | 40161500 | FILTER | FLUID | TYPE | CARTRIDGE,SILVER CARBON | MEDIUM |  | CONNECTION METHOD |  | MICRON | 1 UM | DIMENSIONS | 2-1/2 WD X 10 LG IN | MATERIAL |  | FLOW RATE |  | FILTERING ELEMENT QUANTITY |  | PRESSURE RATING |  | HAZARD CLASS |  | CERTIFICATION/STANDARD |  | ADDITIONAL FEATURES | [50 empty] | Production Completed
STP_009 - Lot4 | Data Enrichment | RMZ | Completed | 2023-07-21 | 2023-07-27 |  | 1320298 | 1320298 | EA | FILTER,FLUD;CRTG,FUEL,16 UM,TE,DONALDSN |  |  | FILTER,FLUID;TYPE:CARTRIDGE,MEDIUM:FUEL,MICRON:16 UM,DIMENSIONS:ID 11 X OD 35 X LG 62 MM,ADDITIONAL FEATURES EN:TE,MNFR:01) DONALDSN,PTNO:01)P502134 | EN_01)CARTRIDGE,EN_01)FUEL,16 UM,EN_01)ID 11 X OD 35 X LG 62 MM,01)TE,01)DONALDSN,01)P502134 |  |  | DONALDSN | DONALDSN | P502134 | [5 empty] | https://shop.donaldson.com/store/en-in/product/P502134/18847?_requestid=3674267 | [9 empty] | TE | Cleansed | 40161513 | FILTER | FLUID | TYPE | CARTRIDGE | MEDIUM | FUEL | CONNECTION METHOD |  | MICRON | 16 UM | DIMENSIONS | 10.5 IDX35 ODX66 LG MM | MATERIAL |  | FLOW RATE |  | FILTERING ELEMENT QUANTITY |  | PRESSURE RATING |  | HAZARD CLASS |  | CERTIFICATION/STANDARD | JIS D 1611 | ADDITIONAL FEATURES | [50 empty] | Production Completed
STP_009 - Lot4 | Data Enrichment | RMZ | Completed | 2023-07-21 | 2023-07-27 | Processed based on Websource, Conflict w.r.t Input | 1295085 | 1295085 | EA | FILTER,FLUD;CRTG,HYDRAULIC OIL,5 UM |  |  | FILTER,FLUID;TYPE:CARTRIDGE,MEDIUM:HYDRAULIC OIL,MICRON:5 UM,DIMENSIONS:ID 22 X OD 47 X LG 84 MM,ADDITIONAL FEATURES EN:C/W BUNA SEALS,E312BG100,MNFR:01)HYDAC,PTNO:01)0060D005BN3HC | EN_01)CARTRIDGE,EN_01)HYDRAULIC OIL,5 UM,EN_01)ID 22 X OD 47 X LG 84 MM,01)C/W BUNA SEALS,E312BG100,01)HYDAC,01)0060D005BN3HC |  |  | HYDAC | HYDAC | 0060D005BN3HC | [5 empty] | https://www.movicontrol.com.br/pdf/filtros/elementos-filtrantes-hydac.pdf | [10 empty] | Enriched | 40161807 | ELEMENT | FILTER | TYPE | ABSOLUTE,CARTRIDGE | FILTER RATING | 5 UM | SERVICE | HYDRAULIC OIL | MATERIAL | METAL FIBRE | SIZE | 22 IDX47 ODX84 LG MM | TEMPERATURE RATING | -30 TO 100 DEG C | CERTIFICATION/STANDARD |  | ADDITIONAL FEATURES | [8 empty] | C/W BUNA SEALS,E312BG100 | [49 empty] | Production Completed
STP_009 - Lot4 | Data Enrichment | RMZ | Completed | 2023-07-21 | 2023-07-27 | Processed based on Websource, Conflict w.r.t Input | 1385498 | 1385498 | EA | FILTER,FLUD;D/DN PRESSURE LINE,10 UM |  |  | FILTER,FLUID;TYPE:D/DN PRESSURE LINE,MICRON:10 UM,MATERIAL:GLASS FIBRE,ADDITIONAL FEATURES EN:REQUIRED TO REPLACE OIL STORE STOCKS,MNFR:01)ISADRAULICS,PTNO:01)0160 D 010 BN4HC | EN_01)D/DN PRESSURE LINE,10 UM,EN_01)GLASS FIBRE,01)REQUIRED TO REPLACE OIL STO,01)ISADRAULICS,01)0160 D 010 BN4HC |  |  | ISADRAULICS | ISADRAULICS | 0160 D 010 BN4HC | HYDAC |  |  |  |  | https://isvaco.com/wp-content/uploads/2020/12/Hydac_ON-BN4HC-isvaco_com.pdf | [9 empty] | D/DN | Enriched | 40161807 | ELEMENT | FILTER | TYPE | PRESSURE LINE | FILTER RATING | 10 UM | SERVICE |  | MATERIAL | GLASS FIBRE | SIZE | 160 | TEMPERATURE RATING | -30 TO 100 DEG C | CERTIFICATION/STANDARD |  | ADDITIONAL FEATURES | REQUIRED TO REPLACE OIL STORE STOCKS | [57 empty] | Production Completed
STP_009 - Lot4 | Data Enrichment | RMZ | Completed | 2023-07-21 | 2023-07-27 |  | 1296266 | 1296266 | EA | FILTER,FLUD;ELEM |  |  | FILTER,FLUID;TYPE:ELEMENT,MNFR:01)MHWIRTH,PTNO:01)21081101 | EN_01)ELEMENT,01)MHWIRTH,01)21081101 |  |  | MHWIRTH | MHWIRTH | 21081101 | [5 empty] | Url Not Found | [10 empty] | Cleansed | 40161500 | FILTER | FLUID | TYPE | ELEMENT | MEDIUM |  | CONNECTION METHOD |  | MICRON |  | DIMENSIONS |  | MATERIAL |  | FLOW RATE |  | FILTERING ELEMENT QUANTITY |  | PRESSURE RATING |  | HAZARD CLASS |  | CERTIFICATION/STANDARD |  | ADDITIONAL FEATURES | [50 empty] | Production Completed
STP_009 - Lot4 | Data Enrichment | RMZ | Completed | 2023-07-21 | 2023-07-27 | Processed based on Websource, Conflict w.r.t Input | 1302165 | 1302165 | EA | FILTER,FLUD;ELEM, HIGH PRESSURE, ABSOLUT |  |  | FILTER,FLUID;ELEMENT, HIGH PRESSURE, ABSOLUTE/NOMINAL,MEDIUM:HYDRAULIC,MICRON:10 UM,DIMENSIONS:DIA 70 X LG 350 MM,PRESSURE RATING: 210 BAR,ADDITIONAL FEATURES EN:280 SIZE, DISPOSABLE, PLEATED,MNFR:01)HYDAC,PTNO:01)0280D010BH3HC | EN_01)ELEMENT, HIGH PRESSURE,EN_01)HYDRAULIC,10 UM,EN_01)DIA 70 X LG 350 MM,210 BAR,01)280 SIZE, DISPOSABLE, PLEAT,01)HYDAC,01)0280D010BH3HC |  |  | HYDAC | HYDAC | 0280D010BH3HC | [5 empty] | https://www.movicontrol.com.br/pdf/filtros/elementos-filtrantes-hydac.pdf | [10 empty] | Enriched | 40161807 | ELEMENT | FILTER | TYPE | ABSOLUTE | FILTER RATING | 10 UM | SERVICE | HYDRAULIC | MATERIAL | METAL FIBRE | SIZE | 70 DIAX350 LG MM | TEMPERATURE RATING | -30 TO 100 DEG C | CERTIFICATION/STANDARD |  | ADDITIONAL FEATURES | PRESSURE RATING:210 BAR | [7 empty] | 280 SIZE,DISPOSABLE,PLEATED | [49 empty] | Production Completed
STP_009 - Lot4 | Data Enrichment | RMZ | Completed | 2023-07-21 | 2023-07-27 | Processed based on Websource, Conflict w.r.t Input | 1294868 | 1294868 | EA | FILTER,FLUD;ELEM, INLINE PRESSURE,5 UM |  |  | FILTER,FLUID;ELEMENT, INLINE PRESSURE,MICRON:5 UM,PRESSURE RATING:20 BAR,ADDITIONAL FEATURES EN:MATERIAL CODE:ON, 1316325, HYD PACKM62, TEMPERATURE: -10 TO 100 DEG, C,MNFR:01)ISADRAUL,PTNO:01)0160 D 005 ON/-QPD | EN_01)ELEMENT, INLINE PRESSURE,5 UM,20 BAR,01)MATERIAL CODE:ON, 1316325,02) C,01)ISADRAUL,01)0160 D 005 ON/-QPD |  |  | ISADRAUL | ISADRAULICS | 0160 D 005 ON/-QPD | HYDAC |  | 1316325 |  |  | https://www.hydac-na.com/wp-content/uploads/Filters-for-Hydraulic-and-Lube-Oil.pdf | [10 empty] | Enriched | 40161807 | ELEMENT | FILTER | TYPE | REPLACEMENT | FILTER RATING | 5 UM | SERVICE |  | MATERIAL |  | SIZE | 160 | TEMPERATURE RATING | -10 TO 100 DEG C | CERTIFICATION/STANDARD |  | ADDITIONAL FEATURES | PRESSURE RATING:20 BAR,MATERIAL CODE:ON,HYD PACKM62 | [57 empty] | Production Completed
STP_009 - Lot4 | Data Enrichment | RMZ | Completed | 2023-07-21 | 2023-07-27 | Processed based on Websource, Conflict w.r.t Input | 1302419 | 1302419 | EA | FILTER,FLUD;ELEM, PRESSURE, PLEATED, DIS |  |  | FILTER,FLUID;ELEMENT, PRESSURE, PLEATED, DISPOSABLE,MEDIUM:HYDRAULIC,MICRON:5 UM,PRESSURE RATING:25 BAR,ADDITIONAL FEATURES EN: SIZE 0160,MNFR:01)HYDAC,PTNO:01)0160-D-005-BN3HC | EN_01)ELEMENT, PRESSURE, PLEAT,EN_01)HYDRAULIC,5 UM,25 BAR,01)SIZE 0160,01)HYDAC,01)0160-D-005-BN3HC |  |  | HYDAC | HYDAC | 0160-D-005-BN3HC | [5 empty] | https://www.movicontrol.com.br/pdf/filtros/elementos-filtrantes-hydac.pdf | [10 empty] | Enriched | 40161807 | ELEMENT | FILTER | TYPE | ABSOLUTE | FILTER RATING | 5 UM | SERVICE | HYDRAULIC | MATERIAL | METAL FIBRE | SIZE | 160 | TEMPERATURE RATING | -30 TO 100 DEG C | CERTIFICATION/STANDARD |  | ADDITIONAL FEATURES | PRESSURE RATING:25 BAR | [7 empty] | SIZE 0160 | [49 empty] | Production Completed
STP_009 - Lot4 | Data Enrichment | RMZ | Completed | 2023-07-21 | 2023-07-27 |  | 1296506 | 1296506 | BOX | FILTER,FLUD;ELEM,20 UM,BOX OF 10,MITECH |  |  | FILTER,FLUID;TYPE:ELEMENT,MICRON:20 UM,DIMENSIONS:DIA 114 X LG 510 MM,ADDITIONAL FEATURES EN:BOX OF 10,MNFR:01)MITECH,PTNO:01) 2045PS20 | EN_01)ELEMENT,20 UM,EN_01)DIA 114 X LG 510 MM,01)BOX OF 10,01)MITECH,01)2045PS20 |  |  | MITECH | MITECH | 2045PS20 | [5 empty] | Url Not Found | [10 empty] | Cleansed | 40161500 | FILTER | FLUID | TYPE | ELEMENT | MEDIUM |  | CONNECTION METHOD |  | MICRON | 20 UM | DIMENSIONS | DIA 114XLG 510 MM | MATERIAL |  | FLOW RATE |  | FILTERING ELEMENT QUANTITY |  | PRESSURE RATING |  | HAZARD CLASS |  | CERTIFICATION/STANDARD |  | ADDITIONAL FEATURES | PACKAGE QUANTITY:10/BOX | [49 empty] | Production Completed
STP_009 - Lot4 | Data Enrichment | RMZ | Completed | 2023-07-21 | 2023-07-27 | Processed based on Websource, Conflict w.r.t Input | 1294969 | 1294969 | EA | FILTER,FLUD;ELEM,FUEL |  |  | FILTER,FLUID;TYPE:ELEMENT,MEDIUM:FUEL,DIMENSIONS:DIA 35 X LG 87.5 MM,MNFR:01)MITECH,PTNO:01)119810-55650 | EN_01)ELEMENT,EN_01)FUEL,EN_01)DIA 35 X LG 87.5 MM,01)MITECH,01)119810-55650 |  |  | MITECH | MITECH | 119810-55650 | [5 empty] | https://www.malpasonline.co.uk/oem/119810-55650/Yanmar | [10 empty] | Cleansed | 40161807 | ELEMENT | FILTER | TYPE |  | FILTER RATING |  | SERVICE | FUEL | MATERIAL |  | SIZE | 35 DIAX87.5 LG MM | TEMPERATURE RATING |  | CERTIFICATION/STANDARD |  | ADDITIONAL FEATURES | [58 empty] | Production Completed
STP_009 - Lot4 | Data Enrichment | RMZ | Completed | 2023-07-21 | 2023-07-27 |  | 1294883 | 1294883 | EA | FILTER,FLUD;ELEM,FUEL,PLSTC,MITECH |  |  | FILTER,FLUID;TYPE:ELEMENT,MEDIUM:FUEL,DIMENSIONS:WD 150 X HT 190 X DP 50 MM,MATERIAL:PLASTIC,ADDITIONAL FEATURES EN:PDS100, OUTER DIA 49MM, LENGTH 75MM,MNFR:01)MITECH,PTNO:01)130306132 | EN_01)ELEMENT,EN_01)FUEL,EN_01)WD 150 X HT 190 X DP 50,EN_01)PLASTIC,01)PDS100, OUTER DIA 49MM, LEN,01)MITECH,01)130306132 |  |  | MITECH | MITECH | 130306132 | [5 empty] | https://shop.perkins.com/parts/engine-filtration/fuel-filters/pre-fuel-filters/130306132 | [10 empty] | Enriched | 40161513 | FILTER | FLUID | TYPE | ELEMENT | MEDIUM | PRE-FUEL | CONNECTION METHOD |  | MICRON |  | DIMENSIONS | 150 WDX190 HTX50 DP MM | MATERIAL | PLASTIC | FLOW RATE |  | FILTERING ELEMENT QUANTITY |  | PRESSURE RATING |  | HAZARD CLASS |  | CERTIFICATION/STANDARD |  | ADDITIONAL FEATURES | OUTER DIA 49MM,LENGTH 75MM | [49 empty] | Production Completed
STP_009 - Lot4 | Data Enrichment | RMZ | Completed | 2023-07-21 | 2023-07-27 |  | 1295833 | 1295833 | EA | FILTER,FLUD;ELEM,WTR,0.5 UM,C,MITECH |  |  | FILTER,FLUID;TYPE:ELEMENT,MEDIUM:WATER,MICRON:0.5 UM,DIMENSIONS:DIA 2.5 X LG 20 IN,MATERIAL:CARBON,ADDITIONAL FEATURES EN: CAR/SILVER, BOX12,MNFR:01)MITECH,PTNO:01)2025CB0.5SILVER | EN_01)ELEMENT,EN_01)WATER,0.5 UM,EN_01)DIA 2.5 X LG 20 IN,EN_01)CARBON,01)CAR/SILVER, BOX12,01)MITECH,01)2025CB0.5SILVER |  |  | MITECH | MITECH | 2025CB0.5SILVER | [5 empty] | https://www.clarencewaterfilters.com.au/product/2025cb0-5silver-carbon-block-20-x-2-5-water-filter-0-5-micron/ | [10 empty] | Cleansed | 40161502 | FILTER | FLUID | TYPE | ELEMENT | MEDIUM | WATER | CONNECTION METHOD |  | MICRON | 0.5 UM | DIMENSIONS | 2-1/2 DIAX20 LG IN | MATERIAL | CARBON | FLOW RATE |  | FILTERING ELEMENT QUANTITY |  | PRESSURE RATING |  | HAZARD CLASS |  | CERTIFICATION/STANDARD |  | ADDITIONAL FEATURES | COLOR:SILVER,PACKAGE QUANTITY:12/BOX | [49 empty] | Production Completed
STP_009 - Lot4 | Data Enrichment | RMZ | Completed | 2023-07-21 | 2023-07-27 |  | 1295834 | 1295834 | EA | FILTER,FLUD;ELEM,WTR,1 UM,10X2.5,SIL/CAR |  |  | FILTER,FLUID;TYPE:ELEMENT,MEDIUM:WATER,MICRON:1 UM,ADDITIONAL FEATURES EN:10X2.5,SIL/CAR,MNFR:01)MITECH,PTNO:01)GTS1-10 BOX 30 | EN_01)ELEMENT,EN_01)WATER,1 UM,01)10X2.5,SIL/CAR,01)MITECH,01)GTS1-10 BOX 30 |  |  | MITECH | MITECH | GTS1-10 BOX 30 | [5 empty] | https://www.clarencewaterfilters.com.au/product/gts1-10-1-micron-silver-impregnated-carbon-block-water-filter/ | [10 empty] | Cleansed | 40161502 | FILTER | FLUID | TYPE | ELEMENT | MEDIUM | WATER | CONNECTION METHOD | M10X2.5 | MICRON | 1 UM | DIMENSIONS |  | MATERIAL | CARBON | FLOW RATE |  | FILTERING ELEMENT QUANTITY |  | PRESSURE RATING |  | HAZARD CLASS |  | CERTIFICATION/STANDARD |  | ADDITIONAL FEATURES | COLOR:SILVER,PACKAGE QUANTITY:30/BOX | [49 empty] | Production Completed
STP_009 - Lot4 | Data Enrichment | RMZ | Completed | 2023-07-21 | 2023-07-27 | Processed based on Websource, Conflict w.r.t Input | 1302355 | 1302355 | EA | FILTER,FLUD;PRESSURE LINE,5 UM |  |  | FILTER,FLUID;TYPE:PRESSURE LINE,MICRON:5 UM,MATERIAL:GLASS FIBRE,ADDITIONAL FEATURES EN:BN4HC (BETAMICRON) MATERIAL, TYPE D,MNFR: 01)HYDAC,PTNO:01)0660 D 005 BN4HC | EN_01)PRESSURE LINE,5 UM,EN_01)GLASS FIBRE,01)BN4HC (BETAMICRON) MATERIAL,01)HYDAC,01)0660 D 005 BN4HC |  |  | HYDAC | HYDAC | 0660 D 005 BN4HC | [5 empty] | https://www.movicontrol.com.br/pdf/filtros/elementos-filtrantes-hydac.pdf | [10 empty] | Enriched | 40161807 | ELEMENT | FILTER | TYPE | ABSOLUTE,PRESSURE LINE | FILTER RATING | 5 UM | SERVICE | HYDRAULIC | MATERIAL | GLASS FIBRE | SIZE | 660 | TEMPERATURE RATING | -30 TO 100 DEG C | CERTIFICATION/STANDARD |  | ADDITIONAL FEATURES | [8 empty] | BN4HC (BETAMICRON) MATERIAL,TYPE D | [49 empty] | Production Completed
STP_009 - Lot4 | Data Enrichment | RMZ | Completed | 2023-07-21 | 2023-07-27 | Processed based on Websource, Conflict w.r.t Input | 1287824 | 1287824 | EA | FILTER,FLUD;RETURN ELEMENT,HYDR,10 UM |  |  | FILTER,FLUID;TYPE:RETURN ELEMENT,MEDIUM:HYDRAULIC,MICRON:10 UM,MATERIAL:GLASS FIBRE,FLOW RATE:87 GAL/MIN,MNFR:01)HYDAC,PTNO:01) 0330 R 010 ON/-B6 | EN_01)RETURN ELEMENT,EN_01)HYDRAULIC,10 UM,EN_01)GLASS FIBRE,87 GAL/MIN,01)HYDAC,01)0330 R 010 ON/-B6 |  |  | HYDAC | HYDAC | 0330 R 010 ON/-B6 | [5 empty] | https://www.movicontrol.com.br/pdf/filtros/elementos-filtrantes-hydac.pdf | [10 empty] | Enriched | 40161807 | ELEMENT | FILTER | TYPE | ABSOLUTE,RETURN | FILTER RATING | 10 UM | SERVICE | HYDRAULIC | MATERIAL | GLASS FIBRE | SIZE | 330 | TEMPERATURE RATING | -30 TO 100 DEG C | CERTIFICATION/STANDARD |  | ADDITIONAL FEATURES | FLOW RATING:87 GAL/MIN | [57 empty] | Production Completed
STP_009 - Lot4 | Data Enrichment | RMZ | Completed | 2023-07-21 | 2023-07-27 |  | 1352848 | 1352848 | EA | FILTER,FLUD;RETURN TANK,HYDR |  |  | FILTER,FLUID;TYPE:RETURN TANK,MEDIUM:HYDRAULIC,DIMENSIONS:ID 41 X OD 95 X LG 202 MM,MNFR:01)DONALDSN,PTNO:01)P171540 | EN_01)RETURN TANK,EN_01)HYDRAULIC,EN_01)ID 41 X OD 95 X LG 202 M,01)DONALDSN,01)P171540 |  |  | DONALDSN | DONALDSN | P171540 | [5 empty] | https://shop.donaldson.com/store/en-in/product/P171540/16754?_requestid=3675601 | [10 empty] | Enriched | 40161515 | FILTER | FLUID | TYPE | RETURN TANK | MEDIUM | HYDRAULIC | CONNECTION METHOD |  | MICRON | 27 UM | DIMENSIONS | 41 IDX95 ODX202 LG MM | MATERIAL |  | FLOW RATE |  | FILTERING ELEMENT QUANTITY |  | PRESSURE RATING |  | HAZARD CLASS |  | CERTIFICATION/STANDARD |  | ADDITIONAL FEATURES | [50 empty] | Production Completed
STP_009 - Lot4 | Data Enrichment | RMZ | Completed | 2023-07-21 | 2023-07-27 | Processed based on Websource, Conflict w.r.t Input | 1385563 | 1385563 | EA | FILTER,FLUD;RTRN,OIL,20 UM |  |  | FILTER,FLUID;TYPE:RETURN,MEDIUM:OIL,MICRON:20 UM,DIMENSIONS:ID 48 X OD 95 X LG 276 MM,MNFR:01)HYDAC,PTNO:01)0500R020BN4HC | EN_01)RETURN,EN_01)OIL,20 UM,EN_01)ID 48 X OD 95 X LG 276 M,01)HYDAC,01)0500R020BN4HC |  |  | HYDAC | HYDAC | 0500R020BN4HC | [5 empty] | https://www.movicontrol.com.br/pdf/filtros/elementos-filtrantes-hydac.pdf | [10 empty] | Enriched | 40161807 | ELEMENT | FILTER | TYPE | ABSOLUTE,RETURN | FILTER RATING | 20 UM | SERVICE | HYDRAULIC OIL | MATERIAL | METAL FIBRE | SIZE | 48 IDX95 ODX276 LG MM | TEMPERATURE RATING | -30 TO 100 DEG C | CERTIFICATION/STANDARD |  | ADDITIONAL FEATURES | [58 empty] | Production Completed
STP_009 - Lot4 | Data Enrichment | RMZ | Completed | 2023-07-21 | 2023-07-27 |  | 1302318 | 1302318 | EA | FILTER,FLUD;SPIN ON, CARTRIDGE, ELEMENT |  |  | FILTER,FLUID;TYPE:SPIN ON, CARTRIDGE, ELEMENT,MEDIUM:OIL,MNFR:01)MITECH,PTNO:01)HHK70-14070 | EN_01)SPIN ON, CARTRIDGE, ELEM,EN_01)OIL,01)MITECH,01)HHK70-14070 |  |  | MITECH | MITECH | HHK70-14070 | [5 empty] | https://lingle1.com/product/hhk70-14070/ | [9 empty] | OIL | Enriched | 40161515 | FILTER | FLUID | TYPE | SPIN ON,CARTRIDGE,ELEMENT | MEDIUM | HYDRAULIC | CONNECTION METHOD |  | MICRON |  | DIMENSIONS |  | MATERIAL |  | FLOW RATE |  | FILTERING ELEMENT QUANTITY |  | PRESSURE RATING |  | HAZARD CLASS |  | CERTIFICATION/STANDARD |  | ADDITIONAL FEATURES | COLOR:YELLOW | [49 empty] | Production Completed
STP_009 - Lot4 | Data Enrichment | RMZ | Completed | 2023-07-21 | 2023-07-27 |  | 1317280 | 1317280 | EA | FILTER,FLUD;SPIN ON, ELEMENT, FULL FLOW |  |  | FILTER,FLUID;SPIN ON, ELEMENT, FULL FLOW,MEDIUM:OIL,MICRON:40 UM,DIMENSIONS:ID 62 X OD 93 X LG 107 MM,MATERIAL:CELLULOSE, ADDITIONAL FEATURES EN:LUBE, ENGINE,MNFR:01)DONALDSN,PTNO:01)P550942 | EN_01)SPIN ON, ELEMENT, FULL F,EN_01)OIL,40 UM,EN_01)ID 62 X OD 93 X LG 107 M,EN_01)CELLULOSE,01)LUBE, ENGINE,01)DONALDSN,01)P550942 |  |  | DONALDSN | DONALDSN | P550942 | [5 empty] | https://shop.donaldson.com/store/en-in/product/P550942/62493?_requestid=3676975 |  |  | ENGINE | [7 empty] | Enriched | 40161504 | FILTER | FLUID | TYPE | SPIN-ON,FULL FLOW | MEDIUM | LUBE OIL | CONNECTION METHOD | 3/4-16 UN | MICRON | 40 UM | DIMENSIONS | 62 IDX93 ODX107 LG MM | MATERIAL | CELLULOSE | FLOW RATE |  | FILTERING ELEMENT QUANTITY |  | PRESSURE RATING |  | HAZARD CLASS |  | CERTIFICATION/STANDARD | ISO 16889 | ADDITIONAL FEATURES | [50 empty] | Production Completed
STP_009 - Lot4 | Data Enrichment | RMZ | Completed | 2023-07-21 | 2023-07-27 |  | 1364468 | 1364468 | EA | FILTER,FLUD;SPIN ON, ELEMENT, FULL FLOW |  |  | FILTER,FLUID;SPIN ON, ELEMENT, FULL FLOW, LUBRICATION,CONNECTION METHOD:3/4 IN-16 UNF,MICRON:20 UM,DIMENSIONS:DIA 65 X LG 90 MM, MNFR:01)DONALDSN,PTNO:01)P502019 | EN_01)SPIN ON, ELEMENT, FULL F,3/4 IN-16 UNF,20 UM,EN_01)DIA 65 X LG 90 MM,01)DONALDSN,01)P502019 |  |  | DONALDSN | DONALDSN | P502019 | [5 empty] | https://shop.donaldson.com/store/en-in/product/P502019/18804?_requestid=3684609 | [10 empty] | Enriched | 40161500 | FILTER | FLUID | TYPE | SPIN-ON,FULL FLOW | MEDIUM | LUBE | CONNECTION METHOD | 3/4-16 UNF | MICRON | 20 UM | DIMENSIONS | 65 DIAX90 LG MM | MATERIAL |  | FLOW RATE |  | FILTERING ELEMENT QUANTITY |  | PRESSURE RATING |  | HAZARD CLASS |  | CERTIFICATION/STANDARD | JIS D 1611 | ADDITIONAL FEATURES | [50 empty] | Production Completed
STP_009 - Lot4 | Data Enrichment | RMZ | Completed | 2023-07-21 | 2023-07-27 |  | 1294882 | 1294882 | EA | FILTER,FLUD;SPIN ON, ELEMENT, FULL FLOW |  |  | FILTER,FLUID;SPIN ON, ELEMENT, FULL FLOW,CONNECTION METHOD:3/4 IN-16 UNF,MICRON:20 UM,DIMENSIONS:DIA 65 X LG 90 MM,PRESSURE RATING:100 PSI,ADDITIONAL FEATURES EN:LUBE,MNFR:01)MITECH,PTNO:01)P502019 | EN_01)SPIN ON, ELEMENT, FULL F,3/4 IN-16 UNF,20 UM,EN_01)DIA 65 X LG 90 MM,100 PSI,01)LUBE,01)MITECH,01)P502019 |  |  | MITECH | MITECH | P502019 | DONALDSON |  |  |  |  | https://shop.donaldson.com/store/en-in/product/P502019/18804?_requestid=3739081 | [10 empty] | Enriched | 40161500 | FILTER | FLUID | TYPE | SPIN ON,FULL FLOW | MEDIUM | LUBE | CONNECTION METHOD | 3/4 IN-16 UNF | MICRON | 20 UM | DIMENSIONS | 55 IDX65 ODX90 LG MM | MATERIAL |  | FLOW RATE |  | FILTERING ELEMENT QUANTITY |  | PRESSURE RATING | 100 PSI | HAZARD CLASS |  | CERTIFICATION/STANDARD | JIS D 1611 | ADDITIONAL FEATURES | [50 empty] | Production Completed
STP_009 - Lot4 | Data Enrichment | RMZ | Completed | 2023-07-21 | 2023-07-27 |  | 1230029 | 1230029 | EA | FILTER,FLUD;SPIN ON, ELEMENT, FULL FLOW |  |  | FILTER,FLUID;SPIN ON, ELEMENT, FULL FLOW,MEDIUM:OIL,MICRON:15 UM,DIMENSIONS:DIA 118 X LG 290 MM,MATERIAL:SYNTEQ,ADDITIONAL FEATURES EN:298 MM LENGTH,MNFR:01)DONALDSN,PTNO:01)DBL7300,MNFR:02)PENSKE,PTNO:02)DE-DBL7300 | EN_01)SPIN ON, ELEMENT, FULL F,EN_01)OIL,15 UM,EN_01)DIA 118 X LG 290 MM,EN_01)SYNTEQ,01)298 MM LENGTH,01)DONALDSN,02)PENSKE,01)DBL7300,02)DE-DBL7300 |  |  | PENSKE | DONALDSN | DBL7300 |  | PENSKE | DE-DBL7300 |  |  | https://shop.donaldson.com/store/en-in/product/DBL7300/11889?_requestid=3688571 | [9 empty] | 298 MM LENGTH | Enriched | 40161504 | FILTER | FLUID | TYPE | SPIN-ON,FULL FLOW | MEDIUM | LUBE OIL | CONNECTION METHOD | 2-1/4-12 UN | MICRON | 15 UM | DIMENSIONS | 118 DIAX290 LG MM | MATERIAL | SYNTEQ | FLOW RATE |  | FILTERING ELEMENT QUANTITY |  | PRESSURE RATING |  | HAZARD CLASS |  | CERTIFICATION/STANDARD | ISO 4548-12 | ADDITIONAL FEATURES | [50 empty] | Production Completed
STP_009 - Lot4 | Data Enrichment | RMZ | Completed | 2023-07-21 | 2023-07-27 |  | 1295043 | 1295043 | EA | FILTER,FLUD;SPIN ON, ELEMENT, WATER SEPA |  |  | FILTER,FLUID;SPIN ON, ELEMENT, WATER SEPARATOR,MEDIUM:FUEL,MICRON:15 UM,DIMENSIONS:DIA 88 X LG 140 MM,MATERIAL:CELLULOSE, ADDITIONAL FEATURES EN:PRIMARY, APPROX, C/W DRAIN,MNFR:01)DONALDSN,PTNO:01)P502228 | EN_01)SPIN ON, ELEMENT, WATER,EN_01)FUEL,15 UM,EN_01)DIA 88 X LG 140 MM,EN_01)CELLULOSE,01)PRIMARY, APPROX, C/W DRAIN,01)DONALDSN,01)P502228 |  |  | DONALDSN | DONALDSN | P502228 | [5 empty] | https://shop.donaldson.com/store/en-in/product/P502228/18892?_requestid=3689317 | [10 empty] | Enriched | 40161513 | FILTER | FLUID | TYPE | PRIMARY,SPIN-ON | MEDIUM | FUEL | CONNECTION METHOD | 1 IN BSPP | MICRON | 15 UM | DIMENSIONS | 88 DIAX140 LG MM | MATERIAL | CELLULOSE | FLOW RATE |  | FILTERING ELEMENT QUANTITY |  | PRESSURE RATING |  | HAZARD CLASS |  | CERTIFICATION/STANDARD | JIS D 1611 | ADDITIONAL FEATURES | APPROX,C/W DRAIN | [49 empty] | Production Completed
STP_009 - Lot4 | Data Enrichment | RMZ | Completed | 2023-07-21 | 2023-07-27 |  | 1359611 | 1359611 | EA | FILTER,FLUD;SPIN ON, ELEMENT,HYDR,11 UM |  |  | FILTER,FLUID;SPIN ON, ELEMENT,MEDIUM:HYDRAULIC,MICRON:11 UM,DIMENSIONS:ID 83 X OD 94 X LG 240 MM,MATERIAL:SYNTHETIC,MNFR:01) DONALDSN,PTNO:01)P569206 | EN_01)SPIN ON, ELEMENT,EN_01)HYDRAULIC,11 UM,EN_01)ID 83 X OD 94 X LG 240 M,EN_01)SYNTHETIC,01)DONALDSN,01)P569206 |  |  | DONALDSN | DONALDSN | P569206 | [5 empty] | https://shop.donaldson.com/store/en-in/product/P569206/39946?_requestid=3691986 | [10 empty] | Enriched | 40161515 | FILTER | FLUID | TYPE | SPIN-ON | MEDIUM | HYDRAULIC | CONNECTION METHOD | M87X2.5 | MICRON | 11 UM | DIMENSIONS | 83 IDX94 ODX240 LG MM | MATERIAL | SYNTHETIC | FLOW RATE |  | FILTERING ELEMENT QUANTITY |  | PRESSURE RATING |  | HAZARD CLASS |  | CERTIFICATION/STANDARD | JIS D 1611 | ADDITIONAL FEATURES | [50 empty] | Production Completed
STP_009 - Lot4 | Data Enrichment | RMZ | Completed | 2023-07-21 | 2023-07-27 |  | 1303028 | 1303028 | EA | FILTER,FLUD;SPIN ON, ELEMENT,HYDR,5 UM |  |  | FILTER,FLUID;SPIN ON, ELEMENT,MEDIUM:HYDRAULIC,CONNECTION METHOD:1-3/4 IN-12UN,MICRON:5 UM,DIMENSIONS:OD 121 X LG 295 MM,MATERIAL: SYNTHETIC,ADDITIONAL FEATURES EN:DURAMAX,MNFR:01)DONALDSN,PTNO:01)P165675 | EN_01)SPIN ON, ELEMENT,EN_01)HYDRAULIC,1-3/4 IN-12UN,5 UM,EN_01)OD 121 X LG 295 MM,EN_01)SYNTHETIC,01)DURAMAX,01)DONALDSN,01)P165675 |  |  | DONALDSN | DONALDSN | P165675 | [5 empty] | https://shop.donaldson.com/store/en-in/product/P165675/16193 | [10 empty] | Cleansed | 40161515 | FILTER | FLUID | TYPE | SPIN-ON | MEDIUM | HYDRAULIC | CONNECTION METHOD | 1-3/4-12 UN | MICRON | 5 UM | DIMENSIONS | 121 ODX295 LG MM | MATERIAL | SYNTHETIC | FLOW RATE |  | FILTERING ELEMENT QUANTITY |  | PRESSURE RATING |  | HAZARD CLASS |  | CERTIFICATION/STANDARD |  | ADDITIONAL FEATURES | BRAND:DURAMAX | [49 empty] | Production Completed
STP_009 - Lot4 | Data Enrichment | RMZ | Completed | 2023-07-21 | 2023-07-27 |  | 1234623 | 1234623 | EA | FILTER,FLUD;SPIN ON, ELEMENT,OIL,MITECH |  |  | FILTER,FLUID;SPIN ON, ELEMENT,MEDIUM:OIL,DIMENSIONS:DIA 76 X HT 123 MM,ADDITIONAL FEATURES EN:DCR SERIES,MNFR:01)MITECH,PTNO:01) PS470020 | EN_01)SPIN ON, ELEMENT,EN_01)OIL,EN_01)DIA 76 X HT 123 MM,01)DCR SERIES,01)MITECH,01)PS470020 |  |  | MITECH | MITECH | PS470020 | [5 empty] | https://e-iow.shop/en/product/4530/oil-filter-w-719-10.html | [10 empty] | Cleansed | 40161504 | FILTER | FLUID | TYPE |  | MEDIUM | OIL | CONNECTION METHOD |  | MICRON |  | DIMENSIONS | 76 DIAX123 HT MM | MATERIAL |  | FLOW RATE |  | FILTERING ELEMENT QUANTITY |  | PRESSURE RATING |  | HAZARD CLASS |  | CERTIFICATION/STANDARD |  | ADDITIONAL FEATURES | DCR SERIES | [49 empty] | Production Completed
STP_009 - Lot4 | Data Enrichment | RMZ | Completed | 2023-07-21 | 2023-07-27 |  | 1294880 | 1294880 | EA | FILTER,FLUD;SPIN ON, ELEMENT,OIL,PDS55 |  |  | FILTER,FLUID;SPIN ON, ELEMENT,MEDIUM:OIL,DIMENSIONS:DIA 108 X LG 120 MM,ADDITIONAL FEATURES EN:PDS55,MNFR:01)MITECH,PTNO:01) 3743802300 | EN_01)SPIN ON, ELEMENT,EN_01)OIL,EN_01)DIA 108 X LG 120 MM,01)PDS55,01)MITECH,01)3743802300 |  |  | MITECH | MITECH | 3743802300 | [5 empty] | https://www.niparts.com/s_BA2923/3743802300.html | [10 empty] | Cleansed | 40161504 | FILTER | FLUID | TYPE |  | MEDIUM | OIL | CONNECTION METHOD |  | MICRON |  | DIMENSIONS | 108 DIAX120 LG MM | MATERIAL |  | FLOW RATE |  | FILTERING ELEMENT QUANTITY |  | PRESSURE RATING |  | HAZARD CLASS |  | CERTIFICATION/STANDARD |  | ADDITIONAL FEATURES | REF:PDS55 | [49 empty] | Production Completed
STP_009 - Lot4 | Data Enrichment | RMZ | Completed | 2023-07-21 | 2023-07-27 |  | 1286315 | 1286315 | EA | FILTER,FLUD;SPIN ON, FULL FLOW, ENDURANC |  |  | FILTER,FLUID;TYPE:SPIN ON, FULL FLOW, ENDURANCE,CONNECTION METHOD:M95-2.5,MICRON:15 UM,DIMENSIONS:DIA 118.11 X LG 297.18 MM, ADDITIONAL FEATURES EN:LUBE,MNFR:01)DONALDSN,PTNO:01)ELF7900 | EN_01)SPIN ON, FULL FLOW, ENDU,M95-2.5,15 UM,EN_01)DIA 118.11 X LG 297.18 M,01)LUBE,01)DONALDSN,01)ELF7900 |  |  | DONALDSN | DONALDSN | ELF7900 | [5 empty] | https://www.filtermaxx.com/de-lube/elf7900/ | [10 empty] | Cleansed | 40161500 | FILTER | FLUID | TYPE | SPIN ON,FULL FLOW,ENDURANCE | MEDIUM | LUBE | CONNECTION METHOD | M95-2.5 | MICRON | 15 UM | DIMENSIONS | 118.11 DIAX297.18 LG MM | MATERIAL |  | FLOW RATE |  | FILTERING ELEMENT QUANTITY |  | PRESSURE RATING |  | HAZARD CLASS |  | CERTIFICATION/STANDARD |  | ADDITIONAL FEATURES | [50 empty] | Production Completed
STP_009 - Lot4 | Data Enrichment | RMZ | Completed | 2023-07-21 | 2023-07-27 |  | 1347807 | 1347807 | EA | FILTER,FLUD;SPIN ON, FULL FLOW, LUBRICAT |  |  | FILTER,FLUID;TYPE:SPIN ON, FULL FLOW, LUBRICATION,CONNECTION METHOD:THREADED,DIMENSIONS:DIA 3.67 X LG 5.32 IN,ADDITIONAL FEATURES EN:OUTTER DIA.3.69IN,LENGTH 5.36IN, 3/4IN,MNFR:01)DONALDSN,PTNO:01)P169071 | EN_01)SPIN ON, FULL FLOW, LUBR,THREADED,EN_01)DIA 3.67 X LG 5.32 IN,01)OUTTER DIA.3.69IN,LENGTH 5.,01)DONALDSN,01)P169071 |  |  | DONALDSN | DONALDSN | P169071 | [5 empty] | https://shop.donaldson.com/store/en-in/product/P169071/16389?_requestid=3700438 | [10 empty] | Enriched | 40161500 | FILTER | FLUID | TYPE | SPIN ON,FULL FLOW,LUBRICATION | MEDIUM | LUBE | CONNECTION METHOD | 3/4-16 UN | MICRON | 30 UM | DIMENSIONS | 72.4 IDX93.2 ODX135.1 LG MM | MATERIAL |  | FLOW RATE |  | FILTERING ELEMENT QUANTITY |  | PRESSURE RATING |  | HAZARD CLASS |  | CERTIFICATION/STANDARD | ISO 4572 | ADDITIONAL FEATURES | [50 empty] | Production Completed
STP_009 - Lot4 | Data Enrichment | RMZ | Completed | 2023-07-21 | 2023-07-27 |  | 1286322 | 1286322 | EA | FILTER,FLUD;SPIN ON, FULL FLOW,20 MM |  |  | FILTER,FLUID;TYPE:SPIN ON, FULL FLOW,CONNECTION METHOD:20 MM,MICRON:22.95-50 UM,DIMENSIONS:DIA 68 X LG 85 MM,MATERIAL:CELLULOSE, ADDITIONAL FEATURES EN:1.5 TPI, RELIEF VALVE,MNFR:01)DONALDSN,PTNO:01)P502007 | EN_01)SPIN ON, FULL FLOW,20 MM,22.95-50 UM,EN_01)DIA 68 X LG 85 MM,EN_01)CELLULOSE,01)1.5 TPI, RELIEF VALVE,01)DONALDSN,01)P502007 |  |  | DONALDSN | DONALDSN | P502007 | [5 empty] | https://shop.donaldson.com/store/en-in/product/P502007/18796?_requestid=3702606 | [10 empty] | Enriched | 40161500 | FILTER | FLUID | TYPE | SPIN ON,FULL FLOW | MEDIUM | LUBE | CONNECTION METHOD | M20X1.5 | MICRON | 50 UM | DIMENSIONS | 56 IDX68 ODX85 LG MM | MATERIAL | CELLULOSE | FLOW RATE |  | FILTERING ELEMENT QUANTITY |  | PRESSURE RATING |  | HAZARD CLASS |  | CERTIFICATION/STANDARD |  | ADDITIONAL FEATURES | FOR RELIEF VALVE | [49 empty] | Production Completed
STP_009 - Lot4 | Data Enrichment | RMZ | Completed | 2023-07-21 | 2023-07-27 |  | 1294908 | 1294908 | EA | FILTER,FLUD;SPIN ON, FULL FLOW,OIL,M20 |  |  | FILTER,FLUID;TYPE:SPIN ON, FULL FLOW,MEDIUM:OIL,CONNECTION METHOD:M20,MICRON:20-40 UM,DIMENSIONS:DIA 68 X LG 65 MM,MATERIAL: CELLULOSE,PRESSURE RATING:100 PSI,ADDITIONAL FEATURES EN:1.5 TPI, LUBE,MNFR:01)DONALDSN,PTNO:01)P502067 | EN_01)SPIN ON, FULL FLOW,EN_01)OIL,M20,20-40 UM,EN_01)DIA 68 X LG 65 MM,EN_01)CELLULOSE,100 PSI,01)1.5 TPI, LUBE,01)DONALDSN,01)P502067 |  |  | DONALDSN | DONALDSN | P502067 | [5 empty] | https://shop.donaldson.com/store/en-in/product/P502067/18823?_requestid=3704395 | [10 empty] | Enriched | 40161504 | FILTER | FLUID | TYPE | SPIN ON,FULL FLOW | MEDIUM | LUBE OIL | CONNECTION METHOD | M20X1.5 | MICRON | 20 TO 40 UM | DIMENSIONS | 56 IDX68 DIAX65 LG MM | MATERIAL | CELLULOSE | FLOW RATE |  | FILTERING ELEMENT QUANTITY |  | PRESSURE RATING | 100 PSI | HAZARD CLASS |  | CERTIFICATION/STANDARD | JIS D 1611 | ADDITIONAL FEATURES | [50 empty] | Production Completed
STP_009 - Lot4 | Data Enrichment | RMZ | Completed | 2023-07-21 | 2023-07-27 |  | 1345535 | 1345535 | EA | FILTER,FLUD;SPIN ON, NON CHEMICAL,50 UM |  |  | FILTER,FLUID;TYPE:SPIN ON, NON CHEMICAL,CONNECTION METHOD:11/16 IN-16UN,MICRON:50 UM,DIMENSIONS:DIA 92.96 X LG 135.89 MM,MATERIAL: CELLULOSE,ADDITIONAL FEATURES EN:COOLANT,MNFR:01)DONALDSN,PTNO:01)P554685 | EN_01)SPIN ON, NON CHEMICAL,11/16 IN-16UN,50 UM,EN_01)DIA 92.96 X LG 135.89 MM,EN_01)CELLULOSE,01)COOLANT,01)DONALDSN,01)P554685 |  |  | DONALDSN | DONALDSN | P554685 | [5 empty] | https://shop.donaldson.com/store/en-in/product/P554685/20902?_requestid=3709760 | [10 empty] | Enriched | 40161500 | FILTER | FLUID | TYPE | SPIN ON,NON CHEMICAL | MEDIUM | COOLANT | CONNECTION METHOD | 11/16-16UN | MICRON | 50 UM | DIMENSIONS | 92.96 DIAX135.89 LG MM | MATERIAL | CELLULOSE | FLOW RATE |  | FILTERING ELEMENT QUANTITY |  | PRESSURE RATING |  | HAZARD CLASS |  | CERTIFICATION/STANDARD | SAE J1985 | ADDITIONAL FEATURES | [50 empty] | Production Completed
STP_009 - Lot4 | Data Enrichment | RMZ | Completed | 2023-07-21 | 2023-07-27 |  | 1235407 | 1235407 | EA | FILTER,FLUD;SPIN ON, SEPARATOR, TWIST/DR |  |  | FILTER,FLUID;TYPE:SPIN ON, SEPARATOR, TWIST/DRAIN,MEDIUM:FUEL, WATER,CONNECTION METHOD:THREADED,MICRON:75 UM,DIMENSIONS:DIA 4.52 X LG 11.50 IN,ADDITIONAL FEATURES EN:OUTER DIA 4.68 IN,LENGTH 11.74 IN, M85X2-7H INT,MNFR:01)DONALDSON,PTNO:01)P551047 | EN_01)SPIN ON, SEPARATOR, TWIS,EN_01)FUEL, WATER,THREADED,75 UM,EN_01)DIA 4.52 X LG 11.50 IN,01)OUTER DIA 4.68 IN,LENGTH 11,01)DONALDSON,01)P551047 |  |  | DONALDSON | DONALDSON | P551047 | [5 empty] | https://shop.donaldson.com/store/en-in/product/P551047/40170?_requestid=3710282 | [10 empty] | Enriched | 40161500 | FILTER | FLUID | TYPE | SPIN ON,SEPARATOR,TWIST/DRAIN | MEDIUM | FUEL,WATER | CONNECTION METHOD | M85X2-7H INT | MICRON | 75 UM | DIMENSIONS | 114.8 ODX291.1 LG MM | MATERIAL |  | FLOW RATE |  | FILTERING ELEMENT QUANTITY |  | PRESSURE RATING |  | HAZARD CLASS |  | CERTIFICATION/STANDARD | SAE J1985 | ADDITIONAL FEATURES | [50 empty] | Production Completed
STP_009 - Lot4 | Data Enrichment | RMZ | Completed | 2023-07-21 | 2023-07-27 |  | 1352847 | 1352847 | EA | FILTER,FLUD;SPIN ON, SEPARATOR,THREADED |  |  | FILTER,FLUID;TYPE:SPIN ON, SEPARATOR,MEDIUM:FUEL, WATER,CONNECTION METHOD:THREADED,DIMENSIONS:DIA 93 X LG 202 MM,ADDITIONAL FEATURES EN:THREAD SIZE M22 X 1.5,MNFR:01)DONALDSON,PTNO:01)P553880 | EN_01)SPIN ON, SEPARATOR,EN_01)FUEL, WATER,THREADED,EN_01)DIA 93 X LG 202 MM,01)THREAD SIZE M22 X 1.5,01)DONALDSON,01)P553880 |  |  | DONALDSON | DONALDSON | P553880 | [5 empty] | https://shop.donaldson.com/store/en-in/product/P553880/64637?_requestid=3712030 | [10 empty] | Enriched | 40161500 | FILTER | FLUID | TYPE | SPIN ON,SEPARATOR | MEDIUM | FUEL,WATER | CONNECTION METHOD | M22X1.5 | MICRON |  | DIMENSIONS | 62.5 IDX93 ODX202 LG MM | MATERIAL |  | FLOW RATE |  | FILTERING ELEMENT QUANTITY |  | PRESSURE RATING |  | HAZARD CLASS |  | CERTIFICATION/STANDARD |  | ADDITIONAL FEATURES | [50 empty] | Production Completed
STP_009 - Lot4 | Data Enrichment | RMZ | Completed | 2023-07-21 | 2023-07-27 |  | 1363492 | 1363492 | EA | FILTER,FLUD;SPIN ON, TRANSMISSION,HYDR |  |  | FILTER,FLUID;TYPE:SPIN ON, TRANSMISSION,MEDIUM:HYDRAULIC,MICRON:6-18 UM,DIMENSIONS:DIA 93 X LG 175 MM,PRESSURE RATING:2.55 BAR, MNFR:01)DONALDSN,PTNO:01)P550445,MNFR:02)HYSTER,PTNO:02)1315621 | EN_01)SPIN ON, TRANSMISSION,EN_01)HYDRAULIC,6-18 UM,EN_01)DIA 93 X LG 175 MM,2.55 BAR,01)DONALDSN,02)HYSTER,01)P550445,02)1315621 |  |  | HYSTER | DONALDSN | P550445 |  | HYSTER | 1315621 |  |  | https://shop.donaldson.com/store/en-in/product/P550445/20377?_requestid=3712795 | [10 empty] | Enriched | 40161515 | FILTER | FLUID | TYPE | SPIN ON,TRANSMISSION | MEDIUM | HYDRAULIC | CONNECTION METHOD | 2-16 UN | MICRON | 6 TO 18 UM | DIMENSIONS | 62 IDX93.5 DIAX173 LG MM | MATERIAL |  | FLOW RATE |  | FILTERING ELEMENT QUANTITY |  | PRESSURE RATING | 2.55 BAR | HAZARD CLASS |  | CERTIFICATION/STANDARD |  | ADDITIONAL FEATURES | [50 empty] | Production Completed
STP_009 - Lot4 | Data Enrichment | RMZ | Completed | 2023-07-21 | 2023-07-27 |  | 1234880 | 1234880 | EA | FILTER,FLUD;SPIN ON, WATER SEPARATOR |  |  | FILTER,FLUID;SPIN ON, WATER SEPARATOR,MEDIUM:FUEL,CONNECTION METHOD:M16-1.5,DIMENSIONS:DIA 77 X LG 112 MM,MNFR:01)DONALDSN,PTNO: 01)P550690 | EN_01)SPIN ON, WATER SEPARATOR,EN_01)FUEL,M16-1.5,EN_01)DIA 77 X LG 112 MM,01)DONALDSN,01)P550690 |  |  | DONALDSN | DONALDSN | P550690 | [5 empty] | https://shop.donaldson.com/store/en-in/product/P550690/20480?_requestid=3715633 | [10 empty] | Enriched | 40161513 | FILTER | FLUID | TYPE | SPIN-ON | MEDIUM | FUEL | CONNECTION METHOD | M16X1.5 | MICRON | 25 UM | DIMENSIONS | 62.5 IDX77 DIAX111.8 LG MM | MATERIAL |  | FLOW RATE |  | FILTERING ELEMENT QUANTITY |  | PRESSURE RATING |  | HAZARD CLASS |  | CERTIFICATION/STANDARD | SAE J1985 | ADDITIONAL FEATURES | [50 empty] | Production Completed
STP_009 - Lot4 | Data Enrichment | RMZ | Completed | 2023-07-21 | 2023-07-27 |  | 1354180 | 1354180 | EA | FILTER,FLUD;SPIN ON, WATER SEPARATOR |  |  | FILTER,FLUID;SPIN ON, WATER SEPARATOR,MEDIUM:FUEL,CONNECTION METHOD:1 IN-14 UN,MICRON:10 UM,DIMENSIONS:DIA 93 X LG 238.7 MM, ADDITIONAL FEATURES EN:GASKET ID 61 X OD 71 MM, TWIST AND DRAIN,MNFR:01)DONALDSN,PTNO:01)P551103 | EN_01)SPIN ON, WATER SEPARATOR,EN_01)FUEL,1 IN-14 UN,10 UM,EN_01)DIA 93 X LG 238.7 MM,01)GASKET ID 61 X OD 71 MM, TW,01)DONALDSN,01)P551103 |  |  | DONALDSN | DONALDSN | P551103 | [5 empty] | https://shop.donaldson.com/store/en-in/product/P551103/39310?_requestid=3717640 | [10 empty] | Enriched | 40161513 | FILTER | FLUID | TYPE | SPIN-ON | MEDIUM | FUEL | CONNECTION METHOD | 1-14 UN | MICRON | 10 UM | DIMENSIONS | 61 IDX93 ODX238.7 LG MM | MATERIAL |  | FLOW RATE |  | FILTERING ELEMENT QUANTITY |  | PRESSURE RATING |  | HAZARD CLASS |  | CERTIFICATION/STANDARD | SAE J1985 | ADDITIONAL FEATURES | GASKET ID 61 X OD 71 MM,TWIST AND DRAIN | [49 empty] | Production Completed
STP_009 - Lot4 | Data Enrichment | RMZ | Completed | 2023-07-21 | 2023-07-27 |  | 1293769 | 1293769 | EA | FILTER,FLUD;SPIN ON,HYDR,THREADED |  |  | FILTER,FLUID;TYPE:SPIN ON,MEDIUM:HYDRAULIC,CONNECTION METHOD:THREADED,DIMENSIONS:DIA 97 X LG 151.7 MM,MNFR:01)DONALDSN,PTNO:01) P163542 | EN_01)SPIN ON,EN_01)HYDRAULIC,THREADED,EN_01)DIA 97 X LG 151.7 MM,01)DONALDSN,01)P163542 |  |  | DONALDSN | DONALDSN | P163542 | [5 empty] | https://shop.donaldson.com/store/en-in/product/P163542/15972?_requestid=3720934 | [10 empty] | Enriched | 40161515 | FILTER | FLUID | TYPE | SPIN ON | MEDIUM | HYDRAULIC | CONNECTION METHOD | 1-3/8-12 UN | MICRON | 11 UM | DIMENSIONS | 63 IDX97 ODX151.7 LG MM | MATERIAL |  | FLOW RATE |  | FILTERING ELEMENT QUANTITY |  | PRESSURE RATING |  | HAZARD CLASS |  | CERTIFICATION/STANDARD | ISO 16889 | ADDITIONAL FEATURES | [50 empty] | Production Completed
STP_009 - Lot4 | Data Enrichment | RMZ | Completed | 2023-07-21 | 2023-07-27 |  | 1294968 | 1294968 | EA | FILTER,FLUD;SPIN ON,OIL,23 UM,CELLULOSE |  |  | FILTER,FLUID;TYPE:SPIN ON,MEDIUM:OIL,MICRON:23 UM,DIMENSIONS:DIA 93 X LG 136 MM,MATERIAL:CELLULOSE,MNFR:01)MITECH,PTNO:01)P556005 | EN_01)SPIN ON,EN_01)OIL,23 UM,EN_01)DIA 93 X LG 136 MM,EN_01)CELLULOSE,01)MITECH,01)P556005 |  |  | MITECH | MITECH | P556005 | DONALDSON |  |  |  |  | https://shop.donaldson.com/store/en-in/product/P556005/20943 | [9 empty] | OIL | Enriched | 40161515 | FILTER | FLUID | TYPE | SPIN ON | MEDIUM | HYDRAULIC | CONNECTION METHOD | 1-1/8-16 UN | MICRON | 23 UM | DIMENSIONS | 93 DIAX136 LG MM | MATERIAL | CELLULOSE | FLOW RATE |  | FILTERING ELEMENT QUANTITY |  | PRESSURE RATING |  | HAZARD CLASS |  | CERTIFICATION/STANDARD |  | ADDITIONAL FEATURES | [50 empty] | Production Completed
STP_009 - Lot4 | Data Enrichment | RMZ | Completed | 2023-07-21 | 2023-07-27 |  | 1287671 | 1287671 | EA | FILTER,FLUD;WTR,COMPLETE SYS |  |  | FILTER,FLUID;MEDIUM:WATER,ADDITIONAL FEATURES EN:COMPLETE SYS,MNFR:01)MITECH,PTNO:01)03-9202-2131-4401 | EN_01)WATER,01)COMPLETE SYS,01)MITECH,01)03-9202-2131-4401 |  |  | MITECH | MITECH | 03-9202-2131-4401 | [5 empty] | Url Not Found | [10 empty] | Cleansed | 40161502 | FILTER | FLUID | TYPE |  | MEDIUM | WATER | CONNECTION METHOD |  | MICRON |  | DIMENSIONS |  | MATERIAL |  | FLOW RATE |  | FILTERING ELEMENT QUANTITY |  | PRESSURE RATING |  | HAZARD CLASS |  | CERTIFICATION/STANDARD |  | ADDITIONAL FEATURES | COMPLETE SYSTEM | [49 empty] | Production Completed
STP_009 - Lot4 | Data Enrichment | RMZ | Completed | 2023-07-21 | 2023-07-27 |  | 1352831 | 1352831 | EA | FILTER,FLUD;WTR,MITECH,2025PS5 |  |  | FILTER,FLUID;MEDIUM:WATER,ADDITIONAL FEATURES EN:BOX 25, FILTERING RETENTION: 5 UM,MNFR:01)MITECH,PTNO:01)2025PS5 | EN_01)WATER,01)BOX 25, FILTERING RETENTION,01)MITECH,01)2025PS5 |  |  | MITECH | MITECH | 2025PS5 | [5 empty] | Url Not Found | [10 empty] | Cleansed | 40161502 | FILTER | FLUID | TYPE |  | MEDIUM | WATER | CONNECTION METHOD |  | MICRON | 5 UM | DIMENSIONS |  | MATERIAL |  | FLOW RATE |  | FILTERING ELEMENT QUANTITY |  | PRESSURE RATING |  | HAZARD CLASS |  | CERTIFICATION/STANDARD |  | ADDITIONAL FEATURES | PACKAGE QUANTITY:25/BOX | [49 empty] | Production Completed
STP_009 - Lot4 | Data Enrichment | RMZ | Completed | 2023-07-21 | 2023-07-27 |  | 1293768 | 1293768 | EA | FILTER,FLUD;ZF TRANSMISSION,HYDR,7-23 UM |  |  | FILTER,FLUID;TYPE:ZF TRANSMISSION,MEDIUM:HYDRAULIC,CONNECTION METHOD:THREADED,MICRON:7-23 UM,DIMENSIONS:DIA 94 X LG 218 MM, MATERIAL:CELLULOSE,MNFR:01)DONALDSON,PTNO:01)P764729 | EN_01)ZF TRANSMISSION,EN_01)HYDRAULIC,THREADED,7-23 UM,EN_01)DIA 94 X LG 218 MM,EN_01)CELLULOSE,01)DONALDSON,01)P764729 |  |  | DONALDSON | DONALDSON | P764729 | [5 empty] | https://shop.donaldson.com/store/en-in/product/P764729/37823?_requestid=3722994 | [10 empty] | Enriched | 40161515 | FILTER | FLUID | TYPE | ZF TRANSMISSION | MEDIUM | HYDRAULIC | CONNECTION METHOD | M24X1.5 | MICRON | 7 TO 23 UM | DIMENSIONS | 63.1 IDX94 DIAX218 LG MM | MATERIAL | CELLULOSE | FLOW RATE |  | FILTERING ELEMENT QUANTITY |  | PRESSURE RATING |  | HAZARD CLASS |  | CERTIFICATION/STANDARD |  | ADDITIONAL FEATURES | [50 empty] | Production Completed
STP_009 - Lot4 | Data Enrichment | RMZ | Completed | 2023-07-21 | 2023-07-27 | Manufacturer Details (MFR & MPN) not available | 1286112 | 1286112 | EA | HEATER,BND;DRM,1200 W,120 VAC,10 A |  |  | HEATER,BAND;TYPE:DRUM,POWER RATING:1200 W,VOLTAGE RATING:120 VAC,CURRENT RATING:10 A,TEMPERATURE RATING:10-218 DEG C,FIT DIAMETER: 22.3 IN,MATERIAL:SILICONE RUBBER,SIZE:WD 4 X LG 70 IN,ADDITIONAL FEATURES EN:0-210 DEG, 2 MTR LEAD,MNFR:01)HAYMANS ELECTRICAL (PARTS),PTNO:01)SBHSHD-55-230-1200 | DRUM,1200 W,120 VAC,10 A,10-218 DEG C,22.3 IN,SILICONE RUBBER,WD 4 X LG 70 IN,01)0-210 DEG, 2 MTR LEAD,01)HAYMANS ELECTRICAL (PARTS),01)SBHSHD-55-230-1200 |  |  | HAYMANS ELECTRICAL (PARTS) | [7 empty] | Url Not Found | [10 empty] | Cleansed | 40101829 | HEATER | BAND | TYPE | DRUM | POWER RATING | 1.2 KW | VOLTAGE RATING | 120 VAC | CURRENT RATING | 10 A | TEMPERATURE RATING | 10 TO 218 DEG C | FIT DIAMETER | 22.3 IN | MATERIAL | SILICONE RUBBER | MOUNTING TYPE |  | TERMINAL TYPE |  | SIZE | 70 LGX4 WD IN | HAZARD CLASS |  | CERTIFICATION/STANDARD |  | ADDITIONAL FEATURES | 2 M LEAD,VENDOR NAME:HAYMANS ELECTRICAL (PARTS),VENDOR P/N:SBHSHD-55-230-1200 | [47 empty] | Production Completed
STP_009 - Lot4 | Data Enrichment | RMZ | Completed | 2023-07-21 | 2023-07-27 |  | 1290306 | 1290306 | EA | HEATER,CRTG;THERMAL: EDGE WAXING GUNS |  |  | HEATER,CARTRIDGE;ADDITIONAL FEATURES EN:THERMAL: EDGE WAXING GUNS,MNFR:01)NORDSON,PTNO:01)1054660,MNFR:02)NORDSON,PTNO:02)938-053 | 01)THERMAL: EDGE WAXING GUNS,01)NORDSON,02)NORDSON,01)1054660,02)938-053 |  |  | NORDSON | NORDSON | 1054660 |  | NORDSON | 938-053 |  |  | https://www.thompsondirect.us/store/product/pro-blue-4_nordson-pro-blue-4-pneumatic-s_1054660/ | https://www.radwell.co.uk/Buy/NORDSON/NORDSON/1054660/?redirect=true | [9 empty] | Enriched | 40101828 | HEATER | CARTRIDGE | TYPE | THERMAL | POWER RATING | 147 W | VOLTAGE RATING | 240 VAC | CURRENT RATING |  | TEMPERATURE RATING |  | MATERIAL |  | CARTRIDGE LENGTH | 1.2 IN | CARTRIDGE DIAMETER | 0.496 IN | TERMINAL TYPE |  | HAZARD CLASS |  | CERTIFICATION/STANDARD |  | ADDITIONAL FEATURES | EDGE WAXING GUNS | [49 empty] | Production Completed
STP_009 - Lot4 | Data Enrichment | RMZ | Completed | 2023-07-21 | 2023-07-27 |  | 1285862 | 1285862 | EA | HEATER,IMERS;1 KW,395 MM |  |  | HEATER,IMMERSION;POWER RATING:1 KW,SIZE:395 MM,ADDITIONAL FEATURES EN:3 PH QTY1 AT $700,MNFR:01)CAVA HYDRAULICS AND AUTO ELECTRICS, | 1 KW,395 MM,01)3 PH QTY1 AT $700,01)CAVA HYDRAULICS & AUTO ELEC,01)TXS10 |  |  | CAVA HYDRAULICS AND AUTO ELECTRICS | CAVA HYDRAULICS AND AUTO ELECTRICS | TXS10 | [5 empty] | Url Not Found | [10 empty] | Cleansed | 40101815 | HEATER | IMMERSION | TYPE |  | POWER RATING | 1 KW | VOLTAGE RATING |  | CURRENT RATING |  | TEMPERATURE RATING |  | MATERIAL |  | TERMINAL TYPE |  | SIZE | 395 MM | HAZARD CLASS |  | CERTIFICATION/STANDARD |  | ADDITIONAL FEATURES | NUMBER OF PHASE:3,PACKAGE QUANTITY:1/PACK AT $700 | [51 empty] | Production Completed
STP_009 - Lot4 | Data Enrichment | RMZ | Completed | 2023-07-21 | 2023-07-27 |  | 1386648 | 1386648 | EA | HEATER,IMERS;HELI,NSSW 20819 |  |  |  | HEATER,IMMERSION,01)POWER RATING:2 KW IH-4-2000-4 2KW | NSSW 20819 | 3000572 | HELIOS | HELIOS | NSSW 20819 |  |  | 3000572 |  |  | Url Not Found | [10 empty] | Cleansed | 40101815 | HEATER | IMMERSION | TYPE |  | POWER RATING | 2 KW | VOLTAGE RATING |  | CURRENT RATING |  | TEMPERATURE RATING |  | MATERIAL |  | TERMINAL TYPE |  | SIZE |  | HAZARD CLASS |  | CERTIFICATION/STANDARD |  | ADDITIONAL FEATURES | REF:IH-4-2000-4 | [51 empty] | Production Completed
STP_009 - Lot4 | Data Enrichment | RMZ | Completed | 2023-07-21 | 2023-07-27 | URL for Reference only | 1352547 | 1352547 | PAC | HEATER;0.8-1 A,(PKT = 3) |  |  | HEATER;CURRENT RATING:0.8-1 A,ADDITIONAL FEATURES EN:(PKT = 3),MNFR:01)ALLNWEST,PTNO:01)OLSPR-N | EN_01)0.8-1 A,01)(PKT = 3),01)ALLNWEST,01)OLSPR-N |  |  | ALLNWEST | ALLNWEST | OLSPR-N | [5 empty] | https://aeliyamarine.net/product/allen-west-olrhn-heaters-for-olspr-overload-unit/ | [10 empty] | Cleansed | 40101800 | HEATER | No Modifier | TYPE |  | POWER RATING |  | VOLTAGE RATING |  | CURRENT RATING | 0.8 TO 1 A | TEMPERATURE RATING |  | MATERIAL |  | TERMINAL TYPE |  | SIZE |  | HAZARD CLASS |  | CERTIFICATION/STANDARD |  | ADDITIONAL FEATURES | PACKAGE QUANTITY:3/PACK | [51 empty] | Production Completed
STP_009 - Lot4 | Data Enrichment | RMZ | Completed | 2023-07-21 | 2023-07-27 | Manufacturer Details (MPN) not available ¦ Size Conflict w.r.t Input - Updated as per Websource | 1359752 | 1359752 | EA | HEATER;ELEC, HEAVY DUTY, HOT WATER SYSTE |  |  | HEATER;TYPE:ELECTRIC, HEAVY DUTY, HOT WATER SYSTEM,POWER RATING:(3) 3.6 KW,SIZE:DIA 680 MM X HT 1.64 M,ADDITIONAL FEATURES EN: EVERHOT HD,MNFR:01)REECE,PTNO:01)1306819 | EN_01)ELECTRIC, HEAVY DUTY, HO,(3) 3.6 KW,EN_01)DIA 680 MM X HT 1.64 M,01)EVERHOT HD,01)REECE,01)1306819 |  |  | REECE |  |  | EVERHOT |  |  |  |  | https://www.reece.com.au/product/everhot-pro-315l-3x3-6kw-heavy-duty-electric-hot-1306819 | [10 empty] | Enriched | 40101825 | HEATER | No Modifier | TYPE | ELECTRIC,HEAVY DUTY,HOT WATER SYSTEM | POWER RATING | (3) 3.6 KW | VOLTAGE RATING | 415 V | CURRENT RATING |  | TEMPERATURE RATING | 50 DEG C | MATERIAL |  | TERMINAL TYPE |  | SIZE | 638 WD MMX1.6 HT MX678 DP MM | HAZARD CLASS |  | CERTIFICATION/STANDARD |  | ADDITIONAL FEATURES | CAPACITY:325 L,VENDOR NAME:REECE PTY LTD,VENDOR P/N:1306819 | [51 empty] | Production Completed
STP_009 - Lot4 | Data Enrichment | RMZ | Completed | 2023-07-21 | 2023-07-27 | Manufacturer Details (MPN) not available | 1282613 | 1282613 | EA | HEATER;ELEC, LARGE, SINGLE ELEMENT, WATE |  |  | HEATER;TYPE:ELECTRIC, LARGE, SINGLE ELEMENT, WATER,POWER RATING:3.6 KW,TEMPERATURE RATING:99 DEG C,MATERIAL:VITREOUS ENAMEL,SIZE: 125 L,ADDITIONAL FEATURES EN:10YR SE,MNFR:01)REECE,PTNO:01)9507806 | EN_01)ELECTRIC, LARGE, SINGLE,3.6 KW,99 DEG C,VITREOUS ENAMEL,EN_01)125 L,01)10YR SE,01)REECE,01)9507806 |  |  | REECE |  |  | THERMANN |  |  |  |  | https://www.reece.com.au/product/thermann-125l-3-6kw-single-element-electric-hot-9507806 | [10 empty] | Enriched | 40101825 | HEATER | No Modifier | TYPE | ELECTRIC,HOT WATER SYSTEM,LARGE,SINGLE ELEMENT | POWER RATING | 3.6 KW | VOLTAGE RATING |  | CURRENT RATING |  | TEMPERATURE RATING | 99 DEG C | MATERIAL | VITREOUS ENAMEL | TERMINAL TYPE |  | SIZE | 530 DIA MMX1.09 HT M | HAZARD CLASS |  | CERTIFICATION/STANDARD |  | ADDITIONAL FEATURES | 10 YR SERVICE,CAPACITY:125 L,VENDOR NAME:REECE PTY LTD,VENDOR P/N:9507806 | [51 empty] | Production Completed
STP_009 - Lot4 | Data Enrichment | RMZ | Completed | 2023-07-21 | 2023-07-27 | Manufacturer Details (MPN) not available | 1235478 | 1235478 | EA | HEATER;ELEC, SINGLE ELEMENT, SMALL, WATE |  |  | HEATER;TYPE:ELECTRIC, SINGLE ELEMENT, SMALL, WATER,POWER RATING:3.6 KW,TEMPERATURE RATING:99 DEG C,MATERIAL:VITREOUS ENAMEL,SIZE: 80 L,ADDITIONAL FEATURES EN:10YR SE,MNFR:01)REECE,PTNO:01)9507804 | EN_01)ELECTRIC, SINGLE ELEMENT,3.6 KW,99 DEG C,VITREOUS ENAMEL,EN_01)80 L,01)10YR SE,01)REECE,01)9507804 |  |  | REECE |  |  | THERMANN |  |  |  |  | https://www.reece.com.au/product/thermann-80l-3-6kw-single-element-electric-hot-9507804 | [10 empty] | Enriched | 40101825 | HEATER | No Modifier | TYPE | ELECTRIC,HOT WATER SYSTEM,SINGLE ELEMENT,SMALL | POWER RATING | 3.6 KW | VOLTAGE RATING |  | CURRENT RATING |  | TEMPERATURE RATING | 99 DEG C | MATERIAL | VITREOUS ENAMEL | TERMINAL TYPE |  | SIZE | 490 DIAX925 HT MM | HAZARD CLASS |  | CERTIFICATION/STANDARD |  | ADDITIONAL FEATURES | 10 YR SERVICE,CAPACITY:80 L,VENDOR NAME:REECE PTY LTD,VENDOR P/N:9507804 | [51 empty] | Production Completed
STP_009 - Lot4 | Data Enrichment | RMZ | Completed | 2023-07-21 | 2023-07-27 | Manufacturer Details (MPN) not available | 1283075 | 1283075 | EA | HEATER;ELEC, SINGLE ELEMENT, SMALL, WATE |  |  | HEATER;TYPE:ELECTRIC, SINGLE ELEMENT, SMALL, WATER,POWER RATING:3.6 KW,MATERIAL:VITREOUS ENAMEL,SIZE:50 L,MNFR:01)REECE,PTNO:01) 9507168 | EN_01)ELECTRIC, SINGLE ELEMENT,3.6 KW,VITREOUS ENAMEL,EN_01)50 L,01)REECE,01)9507168 |  |  | REECE |  |  | THERMANN |  |  |  |  | https://www.reece.com.au/product/thermann-50l-3-6kw-single-element-electric-hot-9507168 | [10 empty] | Enriched | 40101825 | HEATER | No Modifier | TYPE | ELECTRIC,HOT WATER SYSTEM,SINGLE ELEMENT,SMALL | POWER RATING | 3.6 KW | VOLTAGE RATING |  | CURRENT RATING |  | TEMPERATURE RATING |  | MATERIAL | VITREOUS ENAMEL | TERMINAL TYPE |  | SIZE | 405 DIAX670 HT MM | HAZARD CLASS |  | CERTIFICATION/STANDARD |  | ADDITIONAL FEATURES | CAPACITY:50 L,VENDOR NAME:REECE PTY LTD,VENDOR P/N:9507168 | [51 empty] | Production Completed
STP_009 - Lot4 | Data Enrichment | RMZ | Completed | 2023-07-21 | 2023-07-27 |  | 1282970 | 1282970 | EA | HEATER;ELECTRIC INDUCTION BEARING |  |  | HEATER;TYPE:ELECTRIC INDUCTION BEARING,VOLTAGE RATING:230 VAC,TEMPERATURE RATING:200-250 DEG C,ADDITIONAL FEATURES EN:SUPPLY 1, SKF,MNFR:01)APPLIED INDUSTRIAL TECHNOLOGIES,PTNO:01)TIH030M/230V | EN_01)ELECTRIC INDUCTION BEARI,230 VAC,200-250 DEG C,01)SUPPLY 1, SKF,01)APPLIED INDUSTRIAL TECHNOLO,01)TIH030M/230V |  |  | APPLIED INDUSTRIAL TECHNOLOGIES | SKF | TIH030M/230V | [5 empty] | https://www.tequipment.net/SKF/TIH-030M/230V/Induction-Heaters/ | [10 empty] | Enriched | 40101800 | HEATER | No Modifier | TYPE | ELECTRIC INDUCTION BEARING | POWER RATING | 2 KVA | VOLTAGE RATING | 230 VAC | CURRENT RATING |  | TEMPERATURE RATING | 200 TO 250 DEG C | MATERIAL | STEEL,GLASS FILLED POLYAMIDE | TERMINAL TYPE |  | SIZE | 450 WDX210 HTX195 DP MM | HAZARD CLASS |  | CERTIFICATION/STANDARD |  | ADDITIONAL FEATURES | SUPPLY 1,VENDOR NAME:APPLIED INDUSTRIAL TECHNOLOGIES | [51 empty] | Production Completed
STP_009 - Lot4 | Data Enrichment | RMZ | Completed | 2023-07-21 | 2023-07-27 |  | 1282969 | 1282969 | EA | HEATER;ELECTRIC INDUCTION, BEARING |  |  | HEATER;TYPE:ELECTRIC INDUCTION, BEARING,ADDITIONAL FEATURES EN:APPARENT POWER 20 KVA, SUPPLY 1, SKF PRICING EX,MNFR:01)APPLIED INDUSTRIAL TECHNOLOGIES,PTNO:01)TIHL33/MV | EN_01)ELECTRIC INDUCTION, BEAR,01)APPARENT POWER 20 KVA, SUPP,01)APPLIED INDUSTRIAL TECHNOLO,01)TIHL33/MV |  |  | APPLIED INDUSTRIAL TECHNOLOGIES | SKF | TIHL33/MV | [5 empty] | https://www.skf.com/ph/productinfo/productid-TIH%20L33%2FMV | [10 empty] | Enriched | 40101800 | HEATER | No Modifier | TYPE | ELECTRIC INDUCTION,BEARING | POWER RATING | 15 KVA | VOLTAGE RATING | 400 TO 460 VAC | CURRENT RATING |  | TEMPERATURE RATING | 0 TO 250 DEG C | MATERIAL | STEEL,GLASS FIBRE FILLED POLYAMIDE | TERMINAL TYPE |  | SIZE | 743 LGX400 WDX550 HT MM | HAZARD CLASS |  | CERTIFICATION/STANDARD |  | ADDITIONAL FEATURES | APPARENT POWER RATING:20 KVA,SUPPLY 1,PRICING EX,VENDOR NAME:APPLIED INDUSTRIAL TECHNOLOGIES | [51 empty] | Production Completed
STP_009 - Lot4 | Data Enrichment | RMZ | Completed | 2023-07-21 | 2023-07-27 |  | 1282781 | 1282781 | EA | HEATER;ELEMENT WATER,4.8 KW,20 A |  |  | HEATER;TYPE:ELEMENT WATER,POWER RATING:4.8 KW,CURRENT RATING:20 A,TEMPERATURE RATING:60 DEG C,SIZE:DIA 475 X HT 675 MM,ADDITIONAL FEATURES EN:HWS CRIB ROOM REF TO QU-1157WO 20999296,MNFR:01)SMC REFRIGERATION AIR CONDITIONI,PTNO:01)8KW HWS | EN_01)ELEMENT WATER,4.8 KW,EN_01)20 A,60 DEG C,EN_01)DIA 475 X HT 675 MM,01)HWS CRIB ROOM REF TO QU-115,01)SMC REFRIGERATION AIR CONDI,01)8KW HWS |  |  | SMC REFRIGERATION AIR CONDITIONI | SMC | 8KW HWS | [5 empty] | Url Not Found |  |  | REFRIGERATION AIR CONDITIONING | [7 empty] | Cleansed | 40101800 | HEATER | No Modifier | TYPE | ELEMENT WATER | POWER RATING | 4.8 KW | VOLTAGE RATING |  | CURRENT RATING | 20 A | TEMPERATURE RATING | 60 DEG C | MATERIAL |  | TERMINAL TYPE |  | SIZE | 475 DIAX675 HT MM | HAZARD CLASS |  | CERTIFICATION/STANDARD |  | ADDITIONAL FEATURES | HWS CRIB ROOM,REF:QU-1157WO 20999296 | [51 empty] | Production Completed
STP_009 - Lot4 | Data Enrichment | RMZ | Completed | 2023-07-21 | 2023-07-27 | Manufacturer Details (MPN) not available ¦Size Conflict w.r.t Input - Updated as per Websource | 1283039 | 1283039 | EA | HEATER;HEAVY DUTY ELECTRIC,(3) 3.6 KW |  |  | HEATER;TYPE:HEAVY DUTY ELECTRIC,POWER RATING:(3) 3.6 KW,VOLTAGE RATING:240-415 V,SIZE:DIA 680 MM X HT 1.64 M,ADDITIONAL FEATURES EN:EVERHOT 315L QUOTE NUMBER 280613685,MNFR:01)REECE PTY LTD,PTNO:01)1306819 | EN_01)HEAVY DUTY ELECTRIC,(3) 3.6 KW,240-415 V,EN_01)DIA 680 MM X HT 1.64 M,01)EVERHOT 315L QUOTE NUMBER 2,01)REECE PTY LTD,01)1306819 |  |  | REECE PTY LTD |  |  | EVERHOT |  |  |  |  | https://www.reece.com.au/product/everhot-pro-315l-3x3-6kw-heavy-duty-electric-hot-1306819 | [10 empty] | Enriched | 40101825 | HEATER | No Modifier | TYPE | ELECTRIC,HEAVY DUTY,HOT WATER SYSTEM | POWER RATING | (3) 3.6 KW | VOLTAGE RATING | 240 TO 415 V | CURRENT RATING |  | TEMPERATURE RATING | 50 DEG C | MATERIAL |  | TERMINAL TYPE |  | SIZE | 638 WD MMX1.6 HT MX678 DP MM | HAZARD CLASS |  | CERTIFICATION/STANDARD |  | ADDITIONAL FEATURES | CAPACITY:325 L,QUOTE NUMBER:280613685,VENDOR NAME:REECE PTY LTD,VENDOR P/N:1306819 | [51 empty] | Production Completed
STP_009 - Lot4 | Data Enrichment | RMZ | Completed | 2023-07-21 | 2023-07-27 | Manufacturer Details (MFR & MPN) not available | 1282846 | 1282846 | EA | HEATER;JKT |  |  | HEATER;TYPE:JACKET,ADDITIONAL FEATURES EN:IBC SINGLE CIRCUIT NO LID PLUS HPM PLUG QUOTE:,MNFR:01)HAYMANS ELECTRICAL (PARTS),PTNO: 01)SBH620004A | EN_01)JACKET,01)IBC SINGLE CIRCUIT NO LID P,01)HAYMANS ELECTRICAL (PARTS),01)SBH620004A |  |  | HAYMANS ELECTRICAL (PARTS) | [7 empty] | Url Not Found | [10 empty] | Cleansed | 40101800 | HEATER | No Modifier | TYPE | JACKET | POWER RATING |  | VOLTAGE RATING |  | CURRENT RATING |  | TEMPERATURE RATING |  | MATERIAL |  | TERMINAL TYPE |  | SIZE |  | HAZARD CLASS |  | CERTIFICATION/STANDARD |  | ADDITIONAL FEATURES | IBC SINGLE CIRCUIT NO LID PLUS HPM PLUG QUOTE,VENDOR NAME:HAYMANS ELECTRICAL (PARTS),VENDOR P/N:SBH620004A | [51 empty] | Production Completed
STP_009 - Lot4 | Data Enrichment | RMZ | Completed | 2023-07-21 | 2023-07-27 |  | 1344845 | 1344845 | EA | HEATER;MAGNETIC INDUCTION, BOLT,1.5 KW |  |  | HEATER;TYPE:MAGNETIC INDUCTION, BOLT,POWER RATING:1.5 KW,VOLTAGE RATING:240 V,SIZE:LG 500 MM,MNFR:01)JAQUES,PTNO:01)HELIOS 27746 | EN_01)MAGNETIC INDUCTION, BOLT,1.5 KW,240 V,EN_01)LG 500 MM,01)JAQUES,01)HELIOS 27746 |  |  | JAQUES | JAQUES | 27746 |  | HELIOS |  |  |  | Url Not Found | [10 empty] | Cleansed | 40101800 | HEATER | No Modifier | TYPE | MAGNETIC INDUCTION,BOLT | POWER RATING | 1.5 KW | VOLTAGE RATING | 240 V | CURRENT RATING |  | TEMPERATURE RATING |  | MATERIAL |  | TERMINAL TYPE |  | SIZE | 500 MM LG | HAZARD CLASS |  | CERTIFICATION/STANDARD |  | ADDITIONAL FEATURES | [52 empty] | Production Completed
STP_009 - Lot4 | Data Enrichment | RMZ | Completed | 2023-07-21 | 2023-07-27 |  | 1282776 | 1282776 | EA | HEATER;POD |  |  | HEATER;ADDITIONAL FEATURES EN:POD,MNFR:01)JETBLASTER AUSTRALIA PTY LTD,PTNO:01)J07930-S/S | 01)POD,01)JETBLASTER AUSTRALIA PTY LT,01)J07930-S/S |  |  | JETBLASTER AUSTRALIA PTY LTD | JETBLASTER AUSTRALIA PTY LTD | J07930-S/S | [5 empty] | Url Not Found | [10 empty] | Cleansed | 40101800 | HEATER | No Modifier | TYPE |  | POWER RATING |  | VOLTAGE RATING |  | CURRENT RATING |  | TEMPERATURE RATING |  | MATERIAL |  | TERMINAL TYPE |  | SIZE |  | HAZARD CLASS |  | CERTIFICATION/STANDARD |  | ADDITIONAL FEATURES | POD | [51 empty] | Production Completed
STP_009 - Lot4 | Data Enrichment | RMZ | Completed | 2023-07-21 | 2023-07-27 |  | 1351524 | 1351524 | PAC | HEATER;THERMAL OVERLOAD,(PKT = 2) |  |  | HEATER;TYPE:THERMAL OVERLOAD,ADDITIONAL FEATURES EN:(PKT = 2),MNFR:01)CUTLERHM,PTNO:01)K9 | EN_01)THERMAL OVERLOAD,01)(PKT = 2),01)CUTLERHM,01)K9 |  |  | CUTLERHM | CUTLER HAMMER | K9 | [5 empty] | Url Not Found | [10 empty] | Cleansed | 40101800 | HEATER | No Modifier | TYPE | THERMAL OVERLOAD | POWER RATING |  | VOLTAGE RATING |  | CURRENT RATING |  | TEMPERATURE RATING |  | MATERIAL |  | TERMINAL TYPE |  | SIZE |  | HAZARD CLASS |  | CERTIFICATION/STANDARD |  | ADDITIONAL FEATURES | PACKAGE TYPE:2/PACK | [51 empty] | Production Completed
STP_009 - Lot4 | Data Enrichment | RMZ | Completed | 2023-07-21 | 2023-07-27 |  | 1352534 | 1352534 | PAC | HEATER;THERMAL OVERLOAD,0.51-0.7 A |  |  | HEATER;TYPE:THERMAL OVERLOAD,CURRENT RATING:0.51-0.7 A,ADDITIONAL FEATURES EN:(PKT = 3),MNFR:01)CROMPARK,PTNO:01)187-122072 | EN_01)THERMAL OVERLOAD,EN_01)0.51-0.7 A,01)(PKT = 3),01)CROMPARK,01)187-122072 |  |  | CROMPARK | CROMPARK | 187-122072 | [5 empty] | Url Not Found | [10 empty] | Cleansed | 40101800 | HEATER | OVERLOAD ELEMENT | TYPE | THERMAL | CODE |  | FULL LOAD AMPERE | 0.51 TO 0.7 A | MATERIAL |  | SIZE |  | HAZARD CLASS |  | CERTIFICATION/STANDARD |  | ADDITIONAL FEATURES | PACKAGE QUANTITY:3/PACK | [57 empty] | Production Completed
STP_009 - Lot4 | Data Enrichment | RMZ | Completed | 2023-07-21 | 2023-07-27 |  | 1352537 | 1352537 | PAC | HEATER;THERMAL OVERLOAD,1-7 A,(PKT = 3) |  |  | HEATER;TYPE:THERMAL OVERLOAD,CURRENT RATING:1-7 A,ADDITIONAL FEATURES EN:(PKT = 3),MNFR:01)CROMPARK,PTNO:01)187-122155 | EN_01)THERMAL OVERLOAD,EN_01)1-7 A,01)(PKT = 3),01)CROMPARK,01)187-122155 |  |  | CROMPARK | CROMPARK | 187-122155 | [5 empty] | Url Not Found | [10 empty] | Cleansed | 40101800 | HEATER | OVERLOAD ELEMENT | TYPE | THERMAL | CODE |  | FULL LOAD AMPERE | 1 TO 7 A | MATERIAL |  | SIZE |  | HAZARD CLASS |  | CERTIFICATION/STANDARD |  | ADDITIONAL FEATURES | PACKAGE QUANTITY:3/PACK | [57 empty] | Production Completed
STP_009 - Lot4 | Data Enrichment | RMZ | Completed | 2023-07-21 | 2023-07-27 |  | 1352538 | 1352538 | PAC | HEATER;THERMAL OVERLOAD,3-12 A,(PKT = 3) |  |  | HEATER;TYPE:THERMAL OVERLOAD,CURRENT RATING:3-12 A,ADDITIONAL FEATURES EN:(PKT = 3),MNFR:01)CROMPARK,PTNO:01)187-122171 | EN_01)THERMAL OVERLOAD,EN_01)3-12 A,01)(PKT = 3),01)CROMPARK,01)187-122171 |  |  | CROMPARK | CROMPARK | 187-122171 | [5 empty] | Url Not Found | [10 empty] | Cleansed | 40101800 | HEATER | OVERLOAD ELEMENT | TYPE | THERMAL | CODE |  | FULL LOAD AMPERE | 3 TO 12 A | MATERIAL |  | SIZE |  | HAZARD CLASS |  | CERTIFICATION/STANDARD |  | ADDITIONAL FEATURES | PACKAGE QUANTITY:3/PACK | [57 empty] | Production Completed
STP_009 - Lot4 | Data Enrichment | RMZ | Completed | 2023-07-21 | 2023-07-27 | PARTIAL MATCH ¦ URL for Reference only | 1352546 | 1352546 | PAC | HEATER;THRM,0.74-0.9 A,(PKT = 3) |  |  | HEATER;TYPE:THERMAL,CURRENT RATING:0.74-0.9 A,ADDITIONAL FEATURES EN:(PKT = 3),MNFR:01)ALLNWEST,PTNO:01)OLSPR-M | EN_01)THERMAL,EN_01)0.74-0.9 A,01)(PKT = 3),01)ALLNWEST,01)OLSPR-M |  |  | ALLNWEST | ALLNWEST | OLSPR-M | [5 empty] | https://aeliyamarine.net/product/allen-west-eac-olspr-heaters-overload-unit/ | [10 empty] | Cleansed | 40101800 | HEATER | No Modifier | TYPE | THERMAL | POWER RATING |  | VOLTAGE RATING |  | CURRENT RATING | 0.74 TO 0.9 A | TEMPERATURE RATING |  | MATERIAL |  | TERMINAL TYPE |  | SIZE |  | HAZARD CLASS |  | CERTIFICATION/STANDARD |  | ADDITIONAL FEATURES | PACKAGE QUANTITY:3/PACK | [51 empty] | Production Completed
STP_009 - Lot4 | Data Enrichment | RMZ | Completed | 2023-07-21 | 2023-07-27 |  | 1349433 | 1349433 | EA | HEATER;THRM,1 KW |  |  | HEATER;TYPE:THERMAL,POWER RATING:1 KW,MNFR:01)MESCO,PTNO:01)S103-IL.1KW(TOYO) | EN_01)THERMAL,1 KW,01)MESCO,01)S103-IL.1KW(TOYO) |  |  | MESCO | MESCO | S103-IL.1KW(TOYO) | [5 empty] | Url Not Found | [10 empty] | Cleansed | 40101800 | HEATER | No Modifier | TYPE | THERMAL | POWER RATING | 1 KW | VOLTAGE RATING |  | CURRENT RATING |  | TEMPERATURE RATING |  | MATERIAL |  | TERMINAL TYPE |  | SIZE |  | HAZARD CLASS |  | CERTIFICATION/STANDARD |  | ADDITIONAL FEATURES | [52 empty] | Production Completed
STP_009 - Lot4 | Data Enrichment | RMZ | Completed | 2023-07-21 | 2023-07-27 |  | 1299109 | 1299109 | EA | HEATER;THRM,6700 KW,MOT, FO,GEC |  |  | HEATER;TYPE:THERMAL,POWER RATING:6700 KW,ADDITIONAL FEATURES EN:MOTOR, FO,MNFR:01)GEC,PTNO:01)A96500104 | EN_01)THERMAL,6700 KW,01)MOTOR, FO,01)GEC,01)A96500104 |  |  | GEC | GEC | A96500104 | [5 empty] | Url Not Found | [9 empty] | FO | Cleansed | 40101800 | HEATER | No Modifier | TYPE | THERMAL | POWER RATING | 6.7 MW | VOLTAGE RATING |  | CURRENT RATING |  | TEMPERATURE RATING |  | MATERIAL |  | TERMINAL TYPE |  | SIZE |  | HAZARD CLASS |  | CERTIFICATION/STANDARD |  | ADDITIONAL FEATURES | MOTOR | [51 empty] | Production Completed
STP_009 - Lot4 | Data Enrichment | RMZ | Completed | 2023-07-21 | 2023-07-27 | PARTIAL MATCH ¦ URL for Reference only | 1351532 | 1351532 | PAC | HEATER;THRM,OVERLOAD(PKT = 2) |  |  | HEATER;TYPE:THERMAL,ADDITIONAL FEATURES EN:OVERLOAD(PKT = 2),MNFR:01)OTIS,PTNO:01)CR123/C13.7B/HF/81D556,MNFR:02)GE,PTNO:02) 232AP16 | EN_01)THERMAL,01)OVERLOAD(PKT = 2),01)OTIS,02)GE,01)CR123/C13.7B/HF/81D556,02)232AP16 |  |  | GE | OTIS | CR123/C13.7B/HF/81D556 |  | GE | 232AP16 |  |  | https://www.santaclarasystems.com/en-gb/general-electric/cr123c13.7b | [10 empty] | Cleansed | 40101800 | HEATER | OVERLOAD ELEMENT | TYPE | THERMAL | CODE |  | FULL LOAD AMPERE |  | MATERIAL |  | SIZE |  | HAZARD CLASS |  | CERTIFICATION/STANDARD |  | ADDITIONAL FEATURES | PACKAGE QUANTITY:2/PACK | [57 empty] | Production Completed
STP_009 - Lot4 | Data Enrichment | RMZ | Completed | 2023-07-21 | 2023-07-27 |  | 1298691 | 1298691 | EA | HEATER,OVLD ELEM;THRM,14.60-16,17.8 A |  |  | HEATER,OVERLOAD ELEMENT;TYPE:THERMAL,CODE:14.60-16,FULL LOAD AMPERE:17.8 A,ADDITIONAL FEATURES EN:COIL,MNFR:01)CUTLERHM,PTNO:01) H1040 | EN_01)THERMAL,14.60-16,17.8 A,01)COIL,01)CUTLERHM,01)H1040 |  |  | CUTLERHM | CUTLER HAMMER | H1040 | [5 empty] | https://industrial-stores.com/cutler_hammer_h1040_heater_coil_element_p8184.html | [10 empty] | Enriched | 40101830 | ELEMENT | HEATER | TYPE | THERMAL OVERLOAD,COIL | VOLTAGE RATING |  | POWER RATING |  | MATERIAL |  | SIZE | 1.75X0.625X0.5 | MOUNTING TYPE |  | HAZARD CLASS |  | CERTIFICATION/STANDARD |  | ADDITIONAL FEATURES |  | CODE:14.60-16,FULL LOAD AMPERE:13.2 TO 17.8 A | [54 empty] | Production Completed
STP_009 - Lot4 | Data Enrichment | RMZ | Completed | 2023-07-21 | 2023-07-27 |  | 1298690 | 1298690 | EA | HEATER,OVLD ELEM;THRM,18.2-20,22.9 A |  |  | HEATER,OVERLOAD ELEMENT;TYPE:THERMAL,CODE:18.2-20,FULL LOAD AMPERE:22.9 A,ADDITIONAL FEATURES EN:COIL,MNFR:01)CUTLERHM,PTNO:01) H1042 | EN_01)THERMAL,18.2-20,22.9 A,01)COIL,01)CUTLERHM,01)H1042 |  |  | CUTLERHM | CUTLER HAMMER | H1042 | [5 empty] | https://www.electrical.com/Products/Motor-Control-Cutler-Hammer/H1042 | [10 empty] | Enriched | 40101830 | ELEMENT | HEATER | TYPE | THERMAL OVERLOAD,COIL | VOLTAGE RATING |  | POWER RATING |  | MATERIAL |  | SIZE |  | MOUNTING TYPE |  | HAZARD CLASS |  | CERTIFICATION/STANDARD |  | ADDITIONAL FEATURES |  | CODE:18.2-20,FULL LOAD AMPERE:16.9 TO 22.9 A | [54 empty] | Production Completed
STP_009 - Lot4 | Data Enrichment | RMZ | Completed | 2023-07-21 | 2023-07-27 | URL for Reference only | 1285843 | 1285843 | EA | HEATER,SPC;FAN,2 KW,220-240 VAC |  |  | HEATER,SPACE;TYPE:FAN,POWER RATING:2 KW,VOLTAGE RATING:220-240 VAC,MATERIAL:PLATINUM CERAMIC,MOUNTING TYPE:FLOOR STANDING,MNFR:01) HARVEY NORMAN USE 63172,PTNO:01)GPCH230 | EN_01)FAN,2 KW,220-240 VAC,PLATINUM CERAMIC,FLOOR STANDING,01)HARVEY NORMAN USE 63172,01)GPCH230 |  |  | HARVEY NORMAN USE 63172 |  | GPCH230 | GOLDAIR |  |  |  |  | https://hndgwww2.blob.core.windows.net/www2/products/061%E2%80%93appliances/gpch230.pdf | [10 empty] | Cleansed | 40101819 | HEATER | SPACE | TYPE | FAN | POWER RATING | 2 KW | VOLTAGE RATING | 220 TO 240 VAC | CURRENT RATING |  | TEMPERATURE RATING |  | SIZE |  | MATERIAL | PLATINUM CERAMIC | MOUNTING TYPE | FLOOR STANDING | HAZARD CLASS |  | CERTIFICATION/STANDARD |  | ADDITIONAL FEATURES | REF:63172,VENDOR NAME:HARVEY NORMAN | [51 empty] | Production Completed
STP_009 - Lot4 | Data Enrichment | RMZ | Completed | 2023-07-21 | 2023-07-27 |  | 1294525 | 1294525 | EA | HEATER,SPC;HELIOS CARTRIDGE,600 W,240 V |  |  | HEATER,SPACE;TYPE:HELIOS CARTRIDGE,POWER RATING:600 W,VOLTAGE RATING:240 V,SIZE:DIA 9.52 X LG 280 MM,MNFR:01)NORDSON,PTNO:01)270- 455 | EN_01)HELIOS CARTRIDGE,600 W,240 V,EN_01)DIA 9.52 X LG 280 MM,01)NORDSON,01)270-455 |  |  | NORDSON | NORDSON | 270-455 |  | HELIOS |  |  |  | Url Not Found | [10 empty] | Cleansed | 40101819 | HEATER | SPACE | TYPE | CARTRIDGE | POWER RATING | 600 W | VOLTAGE RATING | 240 V | CURRENT RATING |  | TEMPERATURE RATING |  | SIZE | 9.52 DIAX280 LG MM | MATERIAL |  | MOUNTING TYPE |  | HAZARD CLASS |  | CERTIFICATION/STANDARD |  | ADDITIONAL FEATURES | [52 empty] | Production Completed
STP_009 - Lot4 | Data Enrichment | RMZ | Completed | 2023-07-21 | 2023-07-27 |  | 1285726 | 1285726 | EA | HEATER,SPC;OIL |  |  | HEATER,SPACE;TYPE:OIL,MNFR:01)ELVARMETE,PTNO:01)AER46S51/30 | EN_01)OIL,01)ELVARMETE,01)AER46S51/30 |  |  | ELVARMETE | ELVAR METE | AER46S51/30 | [5 empty] | Url Not Found | [10 empty] | Cleansed | 40101819 | HEATER | SPACE | TYPE | OIL | POWER RATING |  | VOLTAGE RATING |  | CURRENT RATING |  | TEMPERATURE RATING |  | SIZE |  | MATERIAL |  | MOUNTING TYPE |  | HAZARD CLASS |  | CERTIFICATION/STANDARD |  | ADDITIONAL FEATURES | [52 empty] | Production Completed