## Sheet1
Project | Activities | Production User | Production Comments | Start Date | End Date | Remarks | Griha ID | MATNR | MEINS | MAKTX_EN | MAKTX_ES | MAKTX_FR | TEXT_EN | Class_Char_Catted | MFRPN | MFRNR | MFRNR DES | MNFR | PTNO | Verified MNFR from web | MNFR 1 | PTNO 1 | MNFR 2 | PTNO 2 | Reference URL | Reference URL1 | Item Number | Equipment Type | Equipment Manufacturer | Equipment Model | Equipment Serial | DWG | DRAWING VERSION | POS/TAG | Unused Text | Enriched/Cleansed | UNSPSC Ver.23.07 | Noun | Modifier | Attribute Name 1 | Attribute Value 1 | Attribute Name 2 | Attribute Value 2 | Attribute Name 3 | Attribute Value 3 | Attribute Name 4 | Attribute Value 4 | Attribute Name 5 | Attribute Value 5 | Attribute Name 6 | Attribute Value 6 | Attribute Name 7 | Attribute Value 7 | Attribute Name 8 | Attribute Value 8 | Attribute Name 9 | Attribute Value 9 | Attribute Name 10 | Attribute Value 10 | Attribute Name 11 | Attribute Value 11 | Attribute Name 12 | Attribute Value 12 | Attribute Name 13 | Attribute Value 13 | Attribute Name 14 | Attribute Value 14 | Attribute Name 15 | Attribute Value 15 | Attribute Name 16 | Attribute Value 16 | Attribute Name 17 | Attribute Value 17 | Attribute Name 18 | Attribute Value 18 | Attribute Name 19 | Attribute Value 19 | Attribute Name 20 | Attribute Value 20 | Attribute Name 21 | Attribute Value 21 | Attribute Name 22 | Attribute Value 22 | Attribute Name 23 | Attribute Value 23 | Attribute Name 24 | Attribute Value 24 | Attribute Name 25 | Attribute Value 25 | Attribute Name 26 | Attribute Value 26 | Attribute Name 27 | Attribute Value 27 | Attribute Name 28 | Attribute Value 28 | Attribute Name 29 | Attribute Value 29 | Attribute Name 30 | Attribute Value 30 | Attribute Name 31 | Attribute Value 31 | Attribute Name 32 | Attribute Value 32 | Attribute Name 33 | Attribute Value 33 | Attribute Name 34 | Attribute Value 34 | Attribute Name 35 | Attribute Value 35 | Attribute Name 36 | Attribute Value 36 | Remaining_Information | Status
STP_009 - Lot4 | Data Enrichment | SMX | OK | 2023-07-21 | 2023-07-27 |  | 1283747 | 1283747 | EA | CLAMP,BM;STEEL,GALVANIZED HOT DIP |  |  | CLAMP,BEAM;MATERIAL:STEEL,COATING/FINISH:GALVANIZED HOT DIP,ADDITIONAL FEATURES EN:W/ U BOLT,MNFR:01)CNW (MOUNT ISA) ELECT WHOLESALER,PTNO:01)EZYE2786H | 01)CNW (MOUNT ISA) ELECT WHOLE,01)EZYE2786H,STEEL,GALVANIZED HOT DIP,01)W/ U BOLT |  |  | CNW (MOUNT ISA) ELECT WHOLESALER | CNW (MOUNT ISA) ELECT WHOLESALER | EZYE2786H | EZYSTRUT |  |  |  |  | https://dw.mmem.com.au/ezye2786h | https://www.ezystrut.com.au/products/beam-clamps/e2786/e2786h/ | [9 empty] | Enriched | 31162905 Beam clamps | CLAMP | BEAM | TYPE | STRUCTURAL | CAPACITY | 407 KG | MOUNTING LOCATION |  | MATERIAL | STEEL | MATERIAL SPECIFICATION |  | COATING/FINISH | HOT DIP GALVANIZED | MOUNTING TYPE |  | SIZE | WD 52 MM | THREAD SIZE |  | HAZARD CLASS |  | CERTIFICATION/STANDARD |  | ADDITIONAL FEATURES | C/W U-BOLT | [49 empty] | Production Completed
STP_009 - Lot4 | Data Enrichment | SMX | OK | 2023-07-21 | 2023-07-27 |  | 1283994 | 1283994 | EA | CLAMP,BM;STEEL,GALVANIZED HOT DIP |  |  | CLAMP,BEAM;MATERIAL:STEEL,COATING/FINISH:GALVANIZED HOT DIP,SIZE:WD 52 X LG 72 MM,MNFR:01)CNW MOUNT ISA ELECT WHOLESALER,PTNO:01) EZYE1271H | 01)CNW MOUNT ISA ELECT WHOLESA,01)EZYE1271H,STEEL,GALVANIZED HOT DIP,EN_01)WD 52 X LG 72 MM |  |  | CNW MOUNT ISA ELECT WHOLESALER | CNW MOUNT ISA ELECT WHOLESALER | EZYE1271H | EZYSTRUT |  |  |  |  | https://mm.mmem.com.au/ezye1271h | https://www.ezystrut.com.au/products/beam-clamps/e1271/e1271h/ | [9 empty] | Enriched | 31162905 Beam clamps | CLAMP | BEAM | TYPE | STRUCTURAL | CAPACITY | 506 KG | MOUNTING LOCATION |  | MATERIAL | STEEL | MATERIAL SPECIFICATION |  | COATING/FINISH | HOT DIP GALVANIZED | MOUNTING TYPE |  | SIZE | WD 52 X LG 72 MM | THREAD SIZE |  | HAZARD CLASS |  | CERTIFICATION/STANDARD |  | ADDITIONAL FEATURES | [50 empty] | Production Completed
STP_009 - Lot4 | Data Enrichment | SMX | OK | 2023-07-21 | 2023-07-27 |  | 1284722 | 1284722 | EA | CLAMP,C;1200 KG,THRT DP 140 MM |  |  | CLAMP,C;CLAMPING CAPACITY:1200 KG,THROAT DEPTH:140 MM,BODY MATERIAL:STEEL FORGED,MNFR:01)J.BLACKWOOD AND SON LIMITED,PTNO:01) 010615 | 01)J.BLACKWOOD & SON LIMITED,01)01061569,1200 KG,140 MM,STEEL FORGED |  |  | J.BLACKWOOD AND SON LIMITED | J.BLACKWOOD AND SON LIMITED | 010615 | [5 empty] | URL NOT FOUND | [10 empty] | Cleansed | 27112120 C clamps | CLAMP | C | TYPE |  | CLAMPING CAPACITY | 1200 KG | THROAT DEPTH | 140 MM | HOLDING CAPACITY |  | BODY MATERIAL | STEEL FORGED | ARM MATERIAL |  | SCREW MATERIAL |  | SCREW SIZE |  | HAZARD CLASS |  | CERTIFICATION/STANDARD |  | ADDITIONAL FEATURES | [52 empty] | Production Completed
STP_009 - Lot4 | Data Enrichment | SMX | OK | 2023-07-21 | 2023-07-27 |  | 1285009 | 1285009 | EA | CLAMP,C;QUICK ACTION,THRT DP 120 MM |  |  | CLAMP,C;TYPE:QUICK ACTION,THROAT DEPTH:120 MM,HOLDING CAPACITY:8500 N,SCREW SIZE:250 MM,MNFR:01)BESSEY,PTNO:01)05397310,MNFR:02)J. B | 01)BESSEY,02)J.BLACKWOOD & SON LIMITED,01)05397310,02)GH25,QUICK ACTION,120 MM,8500 N,250 MM |  |  | J. B | BESSEY | 05397310 | BESSEY | J. B |  |  |  | https://www.blackwoods.com.au/tools-hand-measuring-precision/clamps-and-vices/quick-action-lever-clamp-bessey/clamp-quick-action-bessey-gh25-250mm/p/05397310 | [10 empty] | Cleansed | 27112120 C clamps | CLAMP | C | TYPE | QUICK ACTION | CLAMPING CAPACITY |  | THROAT DEPTH | 120 MM | HOLDING CAPACITY | 8500 N | BODY MATERIAL |  | ARM MATERIAL |  | SCREW MATERIAL |  | SCREW SIZE | 250 MM | HAZARD CLASS |  | CERTIFICATION/STANDARD |  | ADDITIONAL FEATURES | [52 empty] | Production Completed
STP_009 - Lot4 | Data Enrichment | SMX | OK | 2023-07-21 | 2023-07-27 |  | 1294607 | 1294607 | EA | CLAMP,C;WING,75 MM,THRT DP 47 MM,44 MM |  |  | CLAMP,C;TYPE:WING,CLAMPING CAPACITY:75 MM,THROAT DEPTH:47 MM,BODY MATERIAL:CAST IRON,ADDITIONAL FEATURES EN:44 MM,MNFR:01) BLKWOODS,PTNO:01)02180326 | 01)BLKWOODS,01)02180326,WING,75 MM,47 MM,CAST IRON,01)44 MM |  |  | BLKWOODS | BLKWOODS | 02180326 | JBS |  |  |  |  | https://www.blackwoods.com.au/tools-hand-measuring-precision/clamps-and-vices/heavy-duty-forged-cast-iron-g-clamps/clamp-g-h-duty-cast-iron-jbs-mk2-100mm/p/02180343 | https://nzsafetyblackwoods.co.nz/en/g-clamp-75mm-heavy-duty-cast-iron-each--02180326 | [9 empty] | Enriched | 27112120 C clamps | CLAMP | C | TYPE | G,WING | CLAMPING CAPACITY | 75 MM | THROAT DEPTH | 47 MM | HOLDING CAPACITY |  | BODY MATERIAL | CAST IRON | ARM MATERIAL |  | SCREW MATERIAL |  | SCREW SIZE |  | HAZARD CLASS |  | CERTIFICATION/STANDARD |  | ADDITIONAL FEATURES | SIZE:44 MM | [51 empty] | Production Completed
STP_009 - Lot4 | Data Enrichment | SMX | OK | 2023-07-21 | 2023-07-27 |  | 1277403 | 1277403 | EA | CLAMP,CONDT;BEAM,22 MM,KIT 2240 |  |  | CLAMP,CONDUIT;TYPE:BEAM,SIZE:22 MM,MATERIAL:METAL GALVANIZED HOT DIP,ADDITIONAL FEATURES EN:KIT 2240,MNFR:01)CNW MOUNT ISA ELECT WHOLESALER,PTNO:01)EZYECBC-22-40H | 01)CNW MOUNT ISA ELECT WHOLESA,01)EZYECBC-22-40H,BEAM,22 MM,METAL GALVANIZED HOT DIP,01)KIT 2240 |  |  | CNW MOUNT ISA ELECT WHOLESALER | CNW MOUNT ISA ELECT WHOLESALER | EZYECBC-22-40H | EZYSTRUT |  |  |  |  | https://www.ezystrut.com.au/products/beam-clamps/ecbc-conduit-beam-clamp/ecbch/ | [10 empty] | Enriched | 39131700 Wire Raceways Conduit and Busways | CLAMP | CONDUIT | TYPE | BEAM | SIZE | 22 MM | MATERIAL | STAINLESS STEEL HOT DIP GALVANIZED | MOUNTING TYPE |  | AFFIXING METHOD |  | HAZARD CLASS |  | CERTIFICATION/STANDARD |  | ADDITIONAL FEATURES | C/W KIT 2240 | [57 empty] | Production Completed
STP_009 - Lot4 | Data Enrichment | SMX | OK | 2023-07-21 | 2023-07-27 |  | 1277402 | 1277402 | EA | CLAMP,CONDT;BEAM,22 MM,KIT 2250 |  |  | CLAMP,CONDUIT;TYPE:BEAM,SIZE:22 MM,MATERIAL:GALVANIZED HOT DIP,ADDITIONAL FEATURES EN:KIT 2250,MNFR:01)CNW MOUNT ISA ELECT WHOLESALER,PTNO:01)EZYECBC-22-50H | 01)CNW MOUNT ISA ELECT WHOLESA,01)EZYECBC-22-50H,BEAM,22 MM,GALVANIZED HOT DIP,01)KIT 2250 |  |  | CNW MOUNT ISA ELECT WHOLESALER | CNW MOUNT ISA ELECT WHOLESALER | EZYECBC-22-50H | EZYSTRUT |  |  |  |  | https://www.ezystrut.com.au/products/beam-clamps/ecbc-conduit-beam-clamp/ecbch/ | [10 empty] | Enriched | 39131700 Wire Raceways Conduit and Busways | CLAMP | CONDUIT | TYPE | BEAM | SIZE | 22 MM | MATERIAL | STAINLESS STEEL HOT DIP GALVANIZED | MOUNTING TYPE |  | AFFIXING METHOD |  | HAZARD CLASS |  | CERTIFICATION/STANDARD |  | ADDITIONAL FEATURES | C/W KIT 2250 | [57 empty] | Production Completed
STP_009 - Lot4 | Data Enrichment | SMX | OK | 2023-07-21 | 2023-07-27 |  | 1276846 | 1276846 | EA | CLAMP,F;GENERAL DUTY,300 KG,160 MM |  |  | CLAMP,F;TYPE:GENERAL DUTY,CLAMPING CAPACITY:300 KG,THROAT DEPTH:80 MM,SCREW SIZE:160 MM,MNFR:01)WELDERS PRO SHOP,PTNO:01)ECG16CS | 01)WELDERS PRO SHOP,01)ECG16CS,GENERAL DUTY,300 KG,80 MM,160 MM |  |  | WELDERS PRO SHOP | WELDERS PRO SHOP | ECG16CS | EHOMA |  |  |  |  | https://sydneytools.com.au/product/ehoma-ecg16cs-160mm-x-80mm-general-purpose-fclamp | [10 empty] | Enriched | 31162900 Clamps | CLAMP | F | TYPE | GENERAL DUTY | CLAMPING CAPACITY | 300 KG | THROAT DEPTH | 80 MM | HOLDING CAPACITY |  | BODY MATERIAL | STEEL FORGED | ARM MATERIAL |  | SCREW MATERIAL |  | SCREW SIZE | 160 MM | HAZARD CLASS |  | CERTIFICATION/STANDARD |  | ADDITIONAL FEATURES | [52 empty] | Production Completed
STP_009 - Lot4 | Data Enrichment | SMX | OK | 2023-07-21 | 2023-07-27 |  | 1276836 | 1276836 | EA | CLAMP,F;GENERAL DUTY,750 KG,STEEL FORGED |  |  | CLAMP,F;TYPE:GENERAL DUTY,CLAMPING CAPACITY:750 KG,THROAT DEPTH:120 MM,BODY MATERIAL:STEEL FORGED,SCREW SIZE:400 MM,MNFR:01) WELDERS PRO SHOP,PTNO:01)ECSG40CS | 01)WELDERS PRO SHOP,01)ECSG40CS,GENERAL DUTY,750 KG,120 MM,STEEL FORGED,400 MM |  |  | WELDERS PRO SHOP | WELDERS PRO SHOP | ECSG40CS | EHOMA |  |  |  |  | https://www.cltoolcentre.com.au/trademaster-ehoma-ec-sg40cs-400-x-120mm-general-purpose-forged-steel-clamp.html | [10 empty] | Enriched | 31162900 Clamps | CLAMP | F | TYPE | GENERAL DUTY | CLAMPING CAPACITY | 750 KG | THROAT DEPTH | 120 MM | HOLDING CAPACITY |  | BODY MATERIAL | STEEL FORGED | ARM MATERIAL |  | SCREW MATERIAL |  | SCREW SIZE | 400 MM | HAZARD CLASS |  | CERTIFICATION/STANDARD |  | ADDITIONAL FEATURES | [52 empty] | Production Completed
STP_009 - Lot4 | Data Enrichment | SMX | OK | 2023-07-21 | 2023-07-27 |  | 1276920 | 1276920 | EA | CLAMP,F;GENERAL DUTY,750 KG,STEEL FORGED |  |  | CLAMP,F;TYPE:GENERAL DUTY,CLAMPING CAPACITY:750 KG,THROAT DEPTH:120 MM,BODY MATERIAL:STEEL FORGED,SCREW SIZE:600 MM,MNFR:01) WELDERS PRO SHOP,PTNO:01)ECSG60CS | 01)WELDERS PRO SHOP,01)ECSG60CS,GENERAL DUTY,750 KG,120 MM,STEEL FORGED,600 MM |  |  | WELDERS PRO SHOP | WELDERS PRO SHOP | ECSG60CS | EHOMA |  |  |  |  | https://www.toolmart.com.au/ehoma-ec-sg60cs.html | [10 empty] | Enriched | 31162900 Clamps | CLAMP | F | TYPE | GENERAL DUTY | CLAMPING CAPACITY | 750 KG | THROAT DEPTH | 120 MM | HOLDING CAPACITY |  | BODY MATERIAL | STEEL FORGED | ARM MATERIAL |  | SCREW MATERIAL |  | SCREW SIZE | 600 MM | HAZARD CLASS |  | CERTIFICATION/STANDARD |  | ADDITIONAL FEATURES | [52 empty] | Production Completed
STP_009 - Lot4 | Data Enrichment | SMX | OK | 2023-07-21 | 2023-07-27 |  | 1215112 | 1215112 | EA | CLAMP,GRND;300A,STL | ABRAZADERA TIERRA; | COLLIER MAT; | CLAMP,GROUNDING;ADDITIONAL FEATURES EN:300A,STEEL,MNFR:BOC LIMITED,PTNO:BOC10103 | 01)BOC LIMITED,01)BOC10103,01)300A,STEEL | BOC10103 | 1068135 | BOC LIMITED | BOC LIMITED | BOC10103 | BOC LIMITED |  |  |  |  | https://www.boc.com.au/shop/en/au/earth-clamp-300-a-steel-boc10103 | [10 empty] | Enriched | 39121613 Grounding devices or assemblies | CLAMP | GROUNDING | TYPE | SPRING LOADED WORK | CABLE SIZE |  | MATERIAL | CARBON STEEL NICKEL CHROME PLATING | BOLT/SCREW SIZE |  | CONNECTION TYPE |  | HAZARD CLASS |  | CERTIFICATION/STANDARD | IEC 60974-13 | ADDITIONAL FEATURES | CURRENT RATING:300 A,COLLIER MAT | [57 empty] | Production Completed
STP_009 - Lot4 | Data Enrichment | SMX | OK | 2023-07-21 | 2023-07-27 |  | 1215113 | 1215113 | EA | CLAMP,GRND;600A,STL | ABRAZADERA TIERRA; | COLLIER MAT; | CLAMP,GROUNDING;ADDITIONAL FEATURES EN:600A,STEEL,MNFR:BOC LIMITED,PTNO:BOC10106 | 01)BOC LIMITED,01)BOC10106,01)600A,STEEL | BOC10106 | 1068135 | BOC LIMITED | BOC LIMITED | BOC10106 | BOC LIMITED |  |  |  |  | https://www.boc.co.nz/shop/en/nz/earth-clamp-600-a-steel-boc10106 | [10 empty] | Enriched | 39121613 Grounding devices or assemblies | CLAMP | GROUNDING | TYPE | SPRING LOADED WORK | CABLE SIZE |  | MATERIAL | CARBON STEEL NICKEL CHROME PLATING | BOLT/SCREW SIZE |  | CONNECTION TYPE |  | HAZARD CLASS |  | CERTIFICATION/STANDARD | IEC 60974-13 | ADDITIONAL FEATURES | CURRENT RATING:600 A,COLLIER MAT | [57 empty] | Production Completed
STP_009 - Lot4 | Data Enrichment | SMX | OK | 2023-07-21 | 2023-07-27 |  | 1284221 | 1284221 | EA | CLAMP,GRND;SPRING LOADED,STEEL,300A |  |  | CLAMP,GROUNDING;TYPE:SPRING LOADED,MATERIAL:STEEL,ADDITIONAL FEATURES EN:300A,MNFR:01)BOC LIMITED,PTNO:01)BOC10103 | 01)BOC LIMITED,01)BOC10103,SPRING LOADED,STEEL,01)300A |  |  | BOC LIMITED | BOC LIMITED | BOC10103 | BOC LIMITED |  |  |  |  | https://www.boc.com.au/shop/en/au/earth-clamp-300-a-steel-boc10103 | [10 empty] | Enriched | 39121613 Grounding devices or assemblies | CLAMP | GROUNDING | TYPE | SPRING LOADED | CABLE SIZE |  | MATERIAL | CARBON STEEL NICKEL CHROME PLATING | BOLT/SCREW SIZE |  | CONNECTION TYPE |  | HAZARD CLASS |  | CERTIFICATION/STANDARD | IEC 60974-13 | ADDITIONAL FEATURES | CURRENT RATING:300 A | [57 empty] | Production Completed
STP_009 - Lot4 | Data Enrichment | SMX | OK | 2023-07-21 | 2023-07-27 |  | 1366244 | 1366244 | EA | CLAMP,HSE;101-107 MM,STAINLESS STEEL 304 |  |  | CLAMP,HOSE;MOUNTING SIZE:101-107 MM,MATERIAL:STAINLESS STEEL 304,FASTENING DEVICE TYPE:T-BOLT,MNFR:01)KONNECT,PTNO:01)TTBS101- 107P | 101-107 MM,STAINLESS STEEL 304,EN_01)T-BOLT,01)KONNECT,01)TTBS101-107P |  |  | KONNECT | KONNECT | TTBS101- 107P | TRIDON |  |  |  |  | https://www.tridon.com.au/products/Tridon/35/480/hose-clamps/369544/ttbs-series-t-bolt-all-stainless/434339/TTBS101-107P | https://www.tools.com/tridon-121mm-s-s-t-bolt-clamp-ttby113-121p | [9 empty] | Enriched | 31162906 Hose or pipe clamps | CLAMP | HOSE | TYPE | PERFORATED | HOSE SIZE | 101 TO 107 MM | WIDTH |  | LOAD CAPACITY |  | MOUNTING SIZE |  | MATERIAL | STAINLESS STEEL 304 | MATERIAL SPECIFICATION |  | COATING/FINISH |  | PRESSURE RATING |  | TEMPERATURE RATING |  | FASTENING DEVICE TYPE | M6 T-BOLT | HAZARD CLASS |  | CERTIFICATION/STANDARD | SAE J1508 | ADDITIONAL FEATURES | [46 empty] | Production Completed
STP_009 - Lot4 | Data Enrichment | SMX | OK | 2023-07-21 | 2023-07-27 |  | 1279332 | 1279332 | EA | CLAMP,HSE;113-121 MM,STAINLESS STEEL |  |  | CLAMP,HOSE;MOUNTING SIZE:113-121 MM,MATERIAL:STAINLESS STEEL,FASTENING DEVICE TYPE:T-BOLT,MNFR:01)BOSS,PTNO:01)TTBY113-121 | 113-121 MM,STAINLESS STEEL,EN_01)T-BOLT,01)BOSS,01)TTBY113-121 |  |  | BOSS | BOSS | TTBY113-121 | TRIDON |  |  |  |  | https://tridon.com.au/products/Tridon/35/480/hose-clamps/369546/ttby-series-t-bolt-part-stainless/434403/TTBY113-121P | [10 empty] | Enriched | 31162906 Hose or pipe clamps | CLAMP | HOSE | TYPE | PERFORATED | HOSE SIZE | 113 TO 121 MM | WIDTH |  | LOAD CAPACITY |  | MOUNTING SIZE |  | MATERIAL | STAINLESS STEEL 304 | MATERIAL SPECIFICATION |  | COATING/FINISH |  | PRESSURE RATING |  | TEMPERATURE RATING |  | FASTENING DEVICE TYPE | M6 T-BOLT | HAZARD CLASS |  | CERTIFICATION/STANDARD | SAE J1508 | ADDITIONAL FEATURES | [46 empty] | Production Completed
STP_009 - Lot4 | Data Enrichment | SMX | OK | 2023-07-21 | 2023-07-27 |  | 1318584 | 1318584 | EA | CLAMP,HSE;12-22 MM,ZINC PLATED |  |  | CLAMP,HOSE;HOSE SIZE:12-22 MM,MATERIAL:BAND STAINLESS STEEL 430,COATING/FINISH:ZINC PLATED,FASTENING DEVICE TYPE:WORM DRIVE, ADDITIONAL FEATURES EN:COLLAR, 10 PER PACK, NO 00,MNFR:01)BLKWOODS,PTNO:01)04157904 | EN_01)12-22 MM,BAND STAINLESS STEEL 430,ZINC PLATED,EN_01)WORM DRIVE,01)COLLAR, 10 PER PACK, NO 00,01)BLKWOODS,01)04157904 |  |  | BLACKWOODS | BLACKWOODS | 04157904 | JBS |  |  |  |  | https://www.blackwoods.com.au/hose-hose-fittings/hose-clamps-clips/worm-drive-hose-clamps-part-full-stainless-steel-jbs/clamp-hose-jbs-ss-zinc-screw-12-22mm/p/04157904 | [10 empty] | Cleansed | 31162906 Hose or pipe clamps | CLAMP | HOSE | TYPE |  | HOSE SIZE | 12 TO 22 MM | WIDTH |  | LOAD CAPACITY |  | MOUNTING SIZE |  | MATERIAL | STAINLESS STEEL 430 BAND | MATERIAL SPECIFICATION |  | COATING/FINISH | ZINC PLATED | PRESSURE RATING |  | TEMPERATURE RATING |  | FASTENING DEVICE TYPE | WORM DRIVE | HAZARD CLASS |  | CERTIFICATION/STANDARD |  | ADDITIONAL FEATURES | PACKAGING QUANTITY:10/PK,C/W COLLAR,NO:00 | [45 empty] | Production Completed
STP_009 - Lot4 | Data Enrichment | SMX | OK | 2023-07-21 | 2023-07-27 |  | 1293717 | 1293717 | EA | CLAMP,HSE;16-25 MM,STAINLESS STEEL |  |  | CLAMP,HOSE;HOSE SIZE:16-25 MM,MATERIAL:STAINLESS STEEL,FASTENING DEVICE TYPE:WORM DRIVE,MNFR:01)WURTH,PTNO:01)05381625 | EN_01)16-25 MM,STAINLESS STEEL,EN_01)WORM DRIVE,01)WURTH,01)05381625 |  |  | WURTH | WURTH | 05381625 | [5 empty] | URL NOT FOUND | [10 empty] | Cleansed | 31162906 Hose or pipe clamps | CLAMP | HOSE | TYPE |  | HOSE SIZE | 16 TO 25 MM | WIDTH |  | LOAD CAPACITY |  | MOUNTING SIZE |  | MATERIAL | STAINLESS STEEL | MATERIAL SPECIFICATION |  | COATING/FINISH |  | PRESSURE RATING |  | TEMPERATURE RATING |  | FASTENING DEVICE TYPE | WORM DRIVE | HAZARD CLASS |  | CERTIFICATION/STANDARD |  | ADDITIONAL FEATURES | [46 empty] | Production Completed
STP_009 - Lot4 | Data Enrichment | SMX | OK | 2023-07-21 | 2023-07-27 |  | 1317528 | 1317528 | EA | CLAMP,HSE;16-27 MM,SCREW ZINC PLATED |  |  | CLAMP,HOSE;HOSE SIZE:16-27 MM,MATERIAL:BAND STAINLESS STEEL 430,COATING/FINISH:SCREW ZINC PLATED,FASTENING DEVICE TYPE:WORM DRIVE, ADDITIONAL FEATURES EN:COLLAR, 10 PER PACK,MNFR:01)BLKWOODS,PTNO:01)00367352 | EN_01)16-27 MM,BAND STAINLESS STEEL 430,SCREW ZINC PLATED,EN_01)WORM DRIVE,01)COLLAR, 10 PER PACK,01)BLKWOODS,01)00367352 |  |  | BLACKWOODS | BLACKWOODS | 00367352 | JBS |  |  |  |  | https://www.blackwoods.com.au/hoses-hose-fittings/clamps-clips-hose/worm-drive-hose-clamps-part-and-full-stainless-steel/clamp-hose-jbs-ss-zinc-screw-16-27mm/p/00367352 | [10 empty] | Enriched | 31162906 Hose or pipe clamps | CLAMP | HOSE | TYPE | HEAVY DUTY,COLLAR | HOSE SIZE | 16 TO 27 MM | WIDTH |  | LOAD CAPACITY |  | MOUNTING SIZE |  | MATERIAL | BAND STAINLESS STEEL 430 | MATERIAL SPECIFICATION |  | COATING/FINISH | ZINC PLATED SCREW | PRESSURE RATING |  | TEMPERATURE RATING |  | FASTENING DEVICE TYPE | WORM DRIVE | HAZARD CLASS |  | CERTIFICATION/STANDARD |  | ADDITIONAL FEATURES | PACKAGING QUANTITY:10/PK | [45 empty] | Production Completed
STP_009 - Lot4 | Data Enrichment | SMX | OK | 2023-07-21 | 2023-07-27 |  | 1317527 | 1317527 | EA | CLAMP,HSE;25-40 MM,STAINLESS STEEL 304 |  |  | CLAMP,HOSE;HOSE SIZE:25-40 MM,MATERIAL:STAINLESS STEEL 304,FASTENING DEVICE TYPE:WORM DRIVE,ADDITIONAL FEATURES EN:NO.1 BOX OF 10, WITH COLLAR,MNFR:01)BLKWOODS,PTNO:01)04160001 | EN_01)25-40 MM,STAINLESS STEEL 304,EN_01)WORM DRIVE,01)NO.1 BOX OF 10, WITH COLLAR,01)BLKWOODS,01)04160001 |  |  | BLACKWOODS | BLACKWOODS | 04160001 | JBS |  |  |  |  | https://www.blackwoods.com.au/hose-hose-fittings/hose-clamps-clips/worm-drive-hose-clamps-part-full-stainless-steel-jbs/clamp-hose-jbs-ss304-25-40mm/p/04160001 | [10 empty] | Cleansed | 31162906 Hose or pipe clamps | CLAMP | HOSE | TYPE |  | HOSE SIZE | 25 TO 40 MM | WIDTH |  | LOAD CAPACITY |  | MOUNTING SIZE |  | MATERIAL | STAINLESS STEEL 304 | MATERIAL SPECIFICATION |  | COATING/FINISH |  | PRESSURE RATING |  | TEMPERATURE RATING |  | FASTENING DEVICE TYPE | WORM DRIVE | HAZARD CLASS |  | CERTIFICATION/STANDARD |  | ADDITIONAL FEATURES | PACKAGING QUANTITY:10/BX,C/W COLLAR,NO:1 | [45 empty] | Production Completed
STP_009 - Lot4 | Data Enrichment | SMX | OK | 2023-07-21 | 2023-07-27 |  | 1279111 | 1279111 | EA | CLAMP,HSE;3/4 IN,17-20 MM,METAL,COMPRSN |  |  | CLAMP,HOSE;HOSE SIZE:3/4 IN,MOUNTING SIZE:17-20 MM,MATERIAL:METAL,COATING/FINISH:ZINC PLATED,FASTENING DEVICE TYPE:COMPRESSION, ADDITIONAL FEATURES EN:OTK,MNFR:01)BURWELL TECHNOLOGIES P/L,PTNO:01)0601-0060 | EN_01)3/4 IN,17-20 MM,METAL,ZINC PLATED,EN_01)COMPRESSION,01)OTK,01)BURWELL TECHNOLOGIES P/L,01)0601-0060 |  |  | BURWELL TECHNOLOGIES P/L | BURWELL TECHNOLOGIES P/L | 0601-0060 | BURWELL TECHNOLOGIES P/L |  |  |  |  | https://www.burwell.com.au/products/parts-and-accessories/air-hose-fittings/o-clips | [10 empty] | Enriched | 31162906 Hose or pipe clamps | CLAMP | HOSE | TYPE | O-CLIP | HOSE SIZE | 3/4 IN | WIDTH |  | LOAD CAPACITY |  | MOUNTING SIZE | 17 TO 20 MM | MATERIAL | METAL | MATERIAL SPECIFICATION |  | COATING/FINISH | ZINC PLATED | PRESSURE RATING |  | TEMPERATURE RATING |  | FASTENING DEVICE TYPE | COMPRESSION | HAZARD CLASS |  | CERTIFICATION/STANDARD |  | ADDITIONAL FEATURES | STYLE:OTK | [45 empty] | Production Completed
STP_009 - Lot4 | Data Enrichment | SMX | OK | 2023-07-21 | 2023-07-27 |  | 1279533 | 1279533 | EA | CLAMP,HSE;3/4 IN,STEEL,ZINC PLATED |  |  | CLAMP,HOSE;HOSE SIZE:3/4 IN,MATERIAL:STEEL,COATING/FINISH:ZINC PLATED,MNFR:01)BURTEC,PTNO:01)0601-0060 | EN_01)3/4 IN,STEEL,ZINC PLATED,01)BURTEC,01)0601-0060 |  |  | BURTEC | BURTEC | 0601-0060 | BURWELL TECHNOLOGIES P/L |  |  |  |  | https://www.burwell.com.au/assets/volumes/downloads/PRODUCT-GUIDE-2020_OCTOBER.pdf | [10 empty] | Enriched | 31162906 Hose or pipe clamps | CLAMP | HOSE | TYPE | O-CLIP | HOSE SIZE | 3/4 IN | WIDTH |  | LOAD CAPACITY |  | MOUNTING SIZE |  | MATERIAL | STEEL | MATERIAL SPECIFICATION |  | COATING/FINISH | ZINC PLATED | PRESSURE RATING |  | TEMPERATURE RATING |  | FASTENING DEVICE TYPE |  | HAZARD CLASS |  | CERTIFICATION/STANDARD |  | ADDITIONAL FEATURES | [46 empty] | Production Completed
STP_009 - Lot4 | Data Enrichment | SMX | OK | 2023-07-21 | 2023-07-27 |  | 1347085 | 1347085 | EA | CLAMP,HSE;32-50 MM,WORM DRIVE,BOX OF 25 |  |  | CLAMP,HOSE;HOSE SIZE:32-50 MM,FASTENING DEVICE TYPE:WORM DRIVE,ADDITIONAL FEATURES EN:BOX OF 25,MNFR:01)WURTH,PTNO:01)05383250 | EN_01)32-50 MM,EN_01)WORM DRIVE,01)BOX OF 25,01)WURTH,01)05383250 |  |  | WURTH | WURTH | 05383250 | [5 empty] | URL NOT FOUND | [10 empty] | Cleansed | 31162906 Hose or pipe clamps | CLAMP | HOSE | TYPE |  | HOSE SIZE | 32 TO 50 MM | WIDTH |  | LOAD CAPACITY |  | MOUNTING SIZE |  | MATERIAL |  | MATERIAL SPECIFICATION |  | COATING/FINISH |  | PRESSURE RATING |  | TEMPERATURE RATING |  | FASTENING DEVICE TYPE | WORM DRIVE | HAZARD CLASS |  | CERTIFICATION/STANDARD |  | ADDITIONAL FEATURES | PACKAGING QUNATITY:25/BOX | [45 empty] | Production Completed
STP_009 - Lot4 | Data Enrichment | SMX | OK | 2023-07-21 | 2023-07-27 |  | 1293831 | 1293831 | EA | CLAMP,HSE;40-60 MM,STAINLESS STEEL |  |  | CLAMP,HOSE;HOSE SIZE:40-60 MM,MATERIAL:STAINLESS STEEL,FASTENING DEVICE TYPE:WORM DRIVE,MNFR:01)WURTH,PTNO:01)05384060 | EN_01)40-60 MM,STAINLESS STEEL,EN_01)WORM DRIVE,01)WURTH,01)05384060 |  |  | WURTH | WURTH | 05384060 | WURTH |  |  |  |  | https://www.zauba.com/import-HOSE+CIRCLIP/hs-code-7318-hs-code.html | [10 empty] | Cleansed | 31162906 Hose or pipe clamps | CLAMP | HOSE | TYPE |  | HOSE SIZE | 40 TO 60 MM | WIDTH |  | LOAD CAPACITY |  | MOUNTING SIZE |  | MATERIAL | STAINLESS STEEL | MATERIAL SPECIFICATION |  | COATING/FINISH |  | PRESSURE RATING |  | TEMPERATURE RATING |  | FASTENING DEVICE TYPE | WORM DRIVE | HAZARD CLASS |  | CERTIFICATION/STANDARD |  | ADDITIONAL FEATURES | [46 empty] | Production Completed
STP_009 - Lot4 | Data Enrichment | SMX | OK | 2023-07-21 | 2023-07-27 |  | 1233245 | 1233245 | EA | CLAMP,HSE;48-51 MM,STAINLESS STEEL |  |  | CLAMP,HOSE;HOSE SIZE:48-51 MM,MATERIAL:STAINLESS STEEL,FASTENING DEVICE TYPE:T-BOLT,ADDITIONAL FEATURES EN:QUANTITY 10. M6,MNFR: 01)TRIDON,PTNO:01)TTBY48-51P | EN_01)48-51 MM,STAINLESS STEEL,EN_01)T-BOLT,01)QUANTITY 10. M6,01)TRIDON,01)TTBY48-51P |  |  | TRIDON | TRIDON | TTBY48-51P | TRIDON |  |  |  |  | https://www.tridon.com.au/products/Tridon/35/480/hose-clamps/369546/ttby-series-t-bolt-part-stainless/434436/TTBY48-51P | [10 empty] | Enriched | 31162906 Hose or pipe clamps | CLAMP | HOSE | TYPE | PERFORATED | HOSE SIZE | 48 TO 51 MM | WIDTH |  | LOAD CAPACITY |  | MOUNTING SIZE |  | MATERIAL | STAINLESS STEEL 304 | MATERIAL SPECIFICATION |  | COATING/FINISH |  | PRESSURE RATING |  | TEMPERATURE RATING |  | FASTENING DEVICE TYPE | M6 T-BOLT | HAZARD CLASS |  | CERTIFICATION/STANDARD | SAE J1508 | ADDITIONAL FEATURES | PACKAGING QUANTITY:10 | [45 empty] | Production Completed
STP_009 - Lot4 | Data Enrichment | SMX | OK | 2023-07-21 | 2023-07-27 |  | 1279531 | 1279531 | EA | CLAMP,HSE;5/8 IN,STEEL,ZINC PLATED |  |  | CLAMP,HOSE;HOSE SIZE:5/8 IN,MATERIAL:STEEL,COATING/FINISH:ZINC PLATED,MNFR:01)BURTEC,PTNO:01)0601-0434 | EN_01)5/8 IN,STEEL,ZINC PLATED,01)BURTEC,01)0601-0434 |  |  | BURTEC | BURTEC | 0601-0434 | BURWELL TECHNOLOGIES P/L |  |  |  |  | https://www.burwell.com.au/assets/volumes/downloads/PRODUCT-GUIDE-2020_OCTOBER.pdf | [10 empty] | Enriched | 31162906 Hose or pipe clamps | CLAMP | HOSE | TYPE | O-CLIP | HOSE SIZE | 5/8 IN | WIDTH |  | LOAD CAPACITY |  | MOUNTING SIZE |  | MATERIAL | STEEL | MATERIAL SPECIFICATION |  | COATING/FINISH | ZINC PLATED | PRESSURE RATING |  | TEMPERATURE RATING |  | FASTENING DEVICE TYPE |  | HAZARD CLASS |  | CERTIFICATION/STANDARD |  | ADDITIONAL FEATURES | [46 empty] | Production Completed
STP_009 - Lot4 | Data Enrichment | SMX | OK | 2023-07-21 | 2023-07-27 |  | 1366141 | 1366141 | EA | CLAMP,HSE;52-55 IN,STAINLESS STEEL,M6 |  |  | CLAMP,HOSE;HOSE SIZE:52-55 IN,MATERIAL:STAINLESS STEEL,FASTENING DEVICE TYPE:T-BOLT,ADDITIONAL FEATURES EN:M6,MNFR:01)TRIDON,PTNO: 01)TTBY52-55P | EN_01)52-55 IN,STAINLESS STEEL,EN_01)T-BOLT,01)M6,01)TRIDON,01)TTBY52-55P |  |  | TRIDON | TRIDON | TTBY52-55P | TRIDON |  |  |  |  | https://www.tridon.com.au/products/Tridon/35/480/hose-clamps/369546/ttby-series-t-bolt-part-stainless/434438/TTBY52-55P | [10 empty] | Enriched | 31162906 Hose or pipe clamps | CLAMP | HOSE | TYPE | PERFORATED | HOSE SIZE | 52 TO 55 IN | WIDTH |  | LOAD CAPACITY |  | MOUNTING SIZE |  | MATERIAL | STAINLESS STEEL 304 | MATERIAL SPECIFICATION |  | COATING/FINISH |  | PRESSURE RATING |  | TEMPERATURE RATING |  | FASTENING DEVICE TYPE | M6 T-BOLT | HAZARD CLASS |  | CERTIFICATION/STANDARD | SAE J1508 | ADDITIONAL FEATURES | [46 empty] | Production Completed
STP_009 - Lot4 | Data Enrichment | SMX | OK | 2023-07-21 | 2023-07-27 |  | 1317525 | 1317525 | EA | CLAMP,HSE;52-70 MM,STAINLESS STEEL 304 |  |  | CLAMP,HOSE;HOSE SIZE:52-70 MM,MATERIAL:STAINLESS STEEL 304,FASTENING DEVICE TYPE:WORM DRIVE,ADDITIONAL FEATURES EN:NO.3 PLTD 10 PER PACK, WITH COLLAR,MNFR:01)BLKWOODS,PTNO:01)04160205 | EN_01)52-70 MM,STAINLESS STEEL 304,EN_01)WORM DRIVE,01)NO.3 PLTD 10 PER PACK, WITH,01)BLKWOODS,01)04160205 |  |  | BLACKWOODS | BLACKWOODS | 04160205 | JBS |  |  |  |  | https://www.blackwoods.com.au/hose-hose-fittings/hose-clamps-clips/worm-drive-hose-clamps-part-full-stainless-steel-jbs/clamp-hose-jbs-ss304-50-70mm/p/04160205 | [10 empty] | Cleansed | 31162906 Hose or pipe clamps | CLAMP | HOSE | TYPE |  | HOSE SIZE | 52 TO 70 MM | WIDTH |  | LOAD CAPACITY |  | MOUNTING SIZE |  | MATERIAL | STAINLESS STEEL 304 | MATERIAL SPECIFICATION |  | COATING/FINISH | PLATED | PRESSURE RATING |  | TEMPERATURE RATING |  | FASTENING DEVICE TYPE | WORM DRIVE | HAZARD CLASS |  | CERTIFICATION/STANDARD |  | ADDITIONAL FEATURES | PACKAGING QUANTITY:10/PK,C/W COLLAR,NO:3 | [45 empty] | Production Completed
STP_009 - Lot4 | Data Enrichment | SMX | OK | 2023-07-21 | 2023-07-27 |  | 1291781 | 1291781 | EA | CLAMP,HSE;60-80 MM,STAINLESS STEEL |  |  | CLAMP,HOSE;HOSE SIZE:60-80 MM,MATERIAL:STAINLESS STEEL,FASTENING DEVICE TYPE:WORM DRIVE,MNFR:01)WURTH,PTNO:01)05386080 | EN_01)60-80 MM,STAINLESS STEEL,EN_01)WORM DRIVE,01)WURTH,01)05386080 |  |  | WURTH | WURTH | 05386080 | WURTH |  |  |  |  | https://www.sawleysautoandmarine.com.au/shop/wurth/43 | [10 empty] | Cleansed | 31162906 Hose or pipe clamps | CLAMP | HOSE | TYPE |  | HOSE SIZE | 60 TO 80 MM | WIDTH |  | LOAD CAPACITY |  | MOUNTING SIZE |  | MATERIAL | STAINLESS STEEL | MATERIAL SPECIFICATION |  | COATING/FINISH |  | PRESSURE RATING |  | TEMPERATURE RATING |  | FASTENING DEVICE TYPE | WORM DRIVE | HAZARD CLASS |  | CERTIFICATION/STANDARD |  | ADDITIONAL FEATURES | [46 empty] | Production Completed
STP_009 - Lot4 | Data Enrichment | SMX | OK | 2023-07-21 | 2023-07-27 |  | 1279530 | 1279530 | EA | CLAMP,HSE;7/16 IN,STEEL,ZINC PLATED |  |  | CLAMP,HOSE;HOSE SIZE:7/16 IN,MATERIAL:STEEL,COATING/FINISH:ZINC PLATED,MNFR:01)BURTEC,PTNO:01)0601-1249 | EN_01)7/16 IN,STEEL,ZINC PLATED,01)BURTEC,01)0601-1249 |  |  | BURTEC | BURTEC | 0601-1249 | BURWELL TECHNOLOGIES P/L |  |  |  |  | https://www.burwell.com.au/assets/volumes/downloads/PRODUCT-GUIDE-2020_OCTOBER.pdf | [10 empty] | Enriched | 31162906 Hose or pipe clamps | CLAMP | HOSE | TYPE | O-CLIP | HOSE SIZE | 7/16 IN | WIDTH |  | LOAD CAPACITY |  | MOUNTING SIZE |  | MATERIAL | STEEL | MATERIAL SPECIFICATION |  | COATING/FINISH | ZINC PLATED | PRESSURE RATING |  | TEMPERATURE RATING |  | FASTENING DEVICE TYPE |  | HAZARD CLASS |  | CERTIFICATION/STANDARD |  | ADDITIONAL FEATURES | [46 empty] | Production Completed
STP_009 - Lot4 | Data Enrichment | SMX | OK | 2023-07-21 | 2023-07-27 |  | 1279532 | 1279532 | EA | CLAMP,HSE;9/16 IN,STEEL,ZINC PLATED |  |  | CLAMP,HOSE;HOSE SIZE:9/16 IN,MATERIAL:STEEL,COATING/FINISH:ZINC PLATED,MNFR:01)BURTEC,PTNO:01)0601-0073 | EN_01)9/16 IN,STEEL,ZINC PLATED,01)BURTEC,01)0601-0073 |  |  | BURTEC | BURTEC | 0601-0073 | BURWELL TECHNOLOGIES P/L |  |  |  |  | https://www.burwell.com.au/assets/volumes/downloads/PRODUCT-GUIDE-2020_OCTOBER.pdf | [10 empty] | Enriched | 31162906 Hose or pipe clamps | CLAMP | HOSE | TYPE | O-CLIP | HOSE SIZE | 9/16 IN | WIDTH |  | LOAD CAPACITY |  | MOUNTING SIZE |  | MATERIAL | STEEL | MATERIAL SPECIFICATION |  | COATING/FINISH | ZINC PLATED | PRESSURE RATING |  | TEMPERATURE RATING |  | FASTENING DEVICE TYPE |  | HAZARD CLASS |  | CERTIFICATION/STANDARD |  | ADDITIONAL FEATURES | [46 empty] | Production Completed
STP_009 - Lot4 | Data Enrichment | SMX | OK | 2023-07-21 | 2023-07-27 |  | 1317523 | 1317523 | EA | CLAMP,HSE;90-110 MM,STAINLESS STEEL 304 |  |  | CLAMP,HOSE;HOSE SIZE:90-110 MM,MATERIAL:STAINLESS STEEL 304,FASTENING DEVICE TYPE:WORM DRIVE,ADDITIONAL FEATURES EN:NO.5 10 PER PACK, WITH COLLAR,MNFR:01)BLKWOODS,PTNO:01)04160409 | EN_01)90-110 MM,STAINLESS STEEL 304,EN_01)WORM DRIVE,01)NO.5 10 PER PACK, WITH COLL,01)BLKWOODS,01)04160409 |  |  | BLACKWOODS | BLACKWOODS | 04160409 | JBS |  |  |  |  | https://www.blackwoods.com.au/hose-hose-fittings/hose-clamps-clips/worm-drive-hose-clamps-part-full-stainless-steel-jbs/clamp-hose-jbs-ss304-90-110mm/p/04160409 | [10 empty] | Cleansed | 31162906 Hose or pipe clamps | CLAMP | HOSE | TYPE |  | HOSE SIZE | 90 TO 110 MM | WIDTH |  | LOAD CAPACITY |  | MOUNTING SIZE |  | MATERIAL | STAINLESS STEEL 304 | MATERIAL SPECIFICATION |  | COATING/FINISH |  | PRESSURE RATING |  | TEMPERATURE RATING |  | FASTENING DEVICE TYPE | WORM DRIVE | HAZARD CLASS |  | CERTIFICATION/STANDARD |  | ADDITIONAL FEATURES | PACKAGING QUANTITY:10/PK,C/W COLLAR,NO:5 | [45 empty] | Production Completed
STP_009 - Lot4 | Data Enrichment | SMX | OK | 2023-07-21 | 2023-07-27 |  | 1291760 | 1291760 | EA | CLAMP,HSE;CLP,STAINLESS STEEL 304 |  |  | CLAMP,HOSE;TYPE:CLIP,MATERIAL:STAINLESS STEEL 304,MNFR:01)BREDEL,PTNO:01)050120 | EN_01)CLIP,STAINLESS STEEL 304,01)BREDEL,01)050120 |  |  | BREDEL | BREDEL | 050120 | [5 empty] | URL NOT FOUND | [10 empty] | Cleansed | 31162906 Hose or pipe clamps | CLAMP | HOSE | TYPE | CLIP | HOSE SIZE |  | WIDTH |  | LOAD CAPACITY |  | MOUNTING SIZE |  | MATERIAL | STAINLESS STEEL 304 | MATERIAL SPECIFICATION |  | COATING/FINISH |  | PRESSURE RATING |  | TEMPERATURE RATING |  | FASTENING DEVICE TYPE |  | HAZARD CLASS |  | CERTIFICATION/STANDARD |  | ADDITIONAL FEATURES | [46 empty] | Production Completed
STP_009 - Lot4 | Data Enrichment | SMX | OK | 2023-07-21 | 2023-07-27 |  | 1319970 | 1319970 | EA | CLAMP,HSE;CLP,STEEL |  |  | CLAMP,HOSE;TYPE:CLIP,MATERIAL:STEEL,MNFR:01)BREDEL,PTNO:01)050121 | EN_01)CLIP,STEEL,01)BREDEL,01)050121 |  |  | BREDEL | BREDEL | 050121 | [5 empty] | URL NOT FOUND | [10 empty] | Cleansed | 31162906 Hose or pipe clamps | CLAMP | HOSE | TYPE | CLIP | HOSE SIZE |  | WIDTH |  | LOAD CAPACITY |  | MOUNTING SIZE |  | MATERIAL | STEEL | MATERIAL SPECIFICATION |  | COATING/FINISH |  | PRESSURE RATING |  | TEMPERATURE RATING |  | FASTENING DEVICE TYPE |  | HAZARD CLASS |  | CERTIFICATION/STANDARD |  | ADDITIONAL FEATURES | [46 empty] | Production Completed
STP_009 - Lot4 | Data Enrichment | SMX | OK | 2023-07-21 | 2023-07-27 |  | 1279132 | 1279132 | EA | CLAMP,HSE;HOT AIR CAMLOCK,86-91 MM |  |  | CLAMP,HOSE;TYPE:HOT AIR CAMLOCK,HOSE SIZE:86-91 MM,MNFR:01)BOSS,PTNO:01)TTBY86-91 | EN_01)HOT AIR CAMLOCK,EN_01)86-91 MM,01)BOSS,01)TTBY86-91 |  |  | BOSS | BOSS | TTBY86-91 | TRIDON |  |  |  |  | https://www.tridon.com.au/products/Tridon/35/480/hose-clamps/369546/ttby-series-t-bolt-part-stainless/434452/TTBY86-91P | [10 empty] | Enriched | 31162906 Hose or pipe clamps | CLAMP | HOSE | TYPE | PERFORATED,HOT AIR CAMLOCK | HOSE SIZE | 86 TO 91 MM | WIDTH |  | LOAD CAPACITY |  | MOUNTING SIZE |  | MATERIAL | STAINLESS STEEL 304 | MATERIAL SPECIFICATION |  | COATING/FINISH |  | PRESSURE RATING |  | TEMPERATURE RATING |  | FASTENING DEVICE TYPE | M6 T-BOLT | HAZARD CLASS |  | CERTIFICATION/STANDARD | SAE J1508 | ADDITIONAL FEATURES | [46 empty] | Production Completed
STP_009 - Lot4 | Data Enrichment | SMX | OK | 2023-07-21 | 2023-07-27 |  | 1279511 | 1279511 | EA | CLAMP,HSE;HVYDTY,66-70 MM,WD 24 MM |  |  | CLAMP,HOSE;TYPE:HEAVY DUTY,HOSE SIZE:66-70 MM,WIDTH:24 MM,MATERIAL:STAINLESS STEEL 304,FASTENING DEVICE TYPE:T-BOLT,ADDITIONAL FEATURES EN:100 EACH,MNFR:01)BLKWOOD,PTNO:01)01291973 | EN_01)HEAVY DUTY,EN_01)66-70 MM,24 MM,STAINLESS STEEL 304,EN_01)T-BOLT,01)100 EACH,01)BLKWOOD,01)01291973 |  |  | BLKWOOD | BLKWOOD | 01291973 | JBS |  |  |  |  | https://www.blackwoods.com.au/hoses-hose-fittings/clamps-clips-hose/t-bolt-heavy-duty-hose-clamps-zinc-plated-and-full-stainless-steel/clamp-hose-h-d-t-bolt-ss304-jbs-68-73mm/p/01291973 | [10 empty] | Cleansed | 31162906 Hose or pipe clamps | CLAMP | HOSE | TYPE | HEAVY DUTY | HOSE SIZE | 66 TO 70 MM | WIDTH | 24 MM | LOAD CAPACITY |  | MOUNTING SIZE |  | MATERIAL | STAINLESS STEEL 304 | MATERIAL SPECIFICATION |  | COATING/FINISH |  | PRESSURE RATING |  | TEMPERATURE RATING |  | FASTENING DEVICE TYPE | T-BOLT | HAZARD CLASS |  | CERTIFICATION/STANDARD |  | ADDITIONAL FEATURES | PACKAGING QUANTITY:100 EA | [45 empty] | Production Completed
STP_009 - Lot4 | Data Enrichment | SMX | OK | 2023-07-21 | 2023-07-27 |  | 1279492 | 1279492 | EA | CLAMP,HSE;HVYDTY,73-79 MM,WD 24 MM |  |  | CLAMP,HOSE;TYPE:HEAVY DUTY,HOSE SIZE:73-79 MM,WIDTH:24 MM,MATERIAL:STAINLESS STEEL 304,FASTENING DEVICE TYPE:T-BOLT,ADDITIONAL FEATURES EN:100 EACH,MNFR:01)BLKWOOD,PTNO:01)01291990 | EN_01)HEAVY DUTY,EN_01)73-79 MM,24 MM,STAINLESS STEEL 304,EN_01)T-BOLT,01)100 EACH,01)BLKWOOD,01)01291990 |  |  | BLKWOOD | BLKWOOD | 01291990 | JBS |  |  |  |  | https://nzsafetyblackwoods.co.nz/en/clamp-t-bolt-73-79mm-ss304-jbs-hd-73-79mm-each-01291990 | [10 empty] | Cleansed | 31162906 Hose or pipe clamps | CLAMP | HOSE | TYPE | HEAVY DUTY | HOSE SIZE | 73 TO 79 MM | WIDTH | 24 MM | LOAD CAPACITY |  | MOUNTING SIZE |  | MATERIAL | STAINLESS STEEL 304 | MATERIAL SPECIFICATION |  | COATING/FINISH |  | PRESSURE RATING |  | TEMPERATURE RATING |  | FASTENING DEVICE TYPE | T-BOLT | HAZARD CLASS |  | CERTIFICATION/STANDARD |  | ADDITIONAL FEATURES | PACKAGING QUANTITY:100 EA | [45 empty] | Production Completed
STP_009 - Lot4 | Data Enrichment | SMX | OK | 2023-07-21 | 2023-07-27 |  | 1317529 | 1317529 | EA | CLAMP,HSE;HVYDTY,9-12 MM,WORM DRIVE |  |  | CLAMP,HOSE;TYPE:HEAVY DUTY,HOSE SIZE:9-12 MM,MATERIAL:STAINLESS STEEL 430,FASTENING DEVICE TYPE:WORM DRIVE,ADDITIONAL FEATURES EN: COLLAR, 10 PER PACK, NO 000 PLTD,MNFR:01)BLKWOODS,PTNO:01)04299707 | EN_01)HEAVY DUTY,EN_01)9-12 MM,STAINLESS STEEL 430,EN_01)WORM DRIVE,01)COLLAR, 10 PER PACK, NO 000,01)BLKWOODS,01)04299707 |  |  | BLACKWOODS | BLACKWOODS | 04299707 | JBS |  |  |  |  | https://www.blackwoods.com.au/hose-hose-fittings/hose-clamps-clips/worm-drive-hose-clamps-part-full-stainless-steel-jbs/clamp-hose-jbs-ss-zinc-screw-8-12mm/p/04299707 | [10 empty] | Cleansed | 31162906 Hose or pipe clamps | CLAMP | HOSE | TYPE | HEAVY DUTY | HOSE SIZE | 9 TO 12 MM | WIDTH |  | LOAD CAPACITY |  | MOUNTING SIZE |  | MATERIAL | STAINLESS STEEL 430 | MATERIAL SPECIFICATION |  | COATING/FINISH | PLATED | PRESSURE RATING |  | TEMPERATURE RATING |  | FASTENING DEVICE TYPE | WORM DRIVE | HAZARD CLASS |  | CERTIFICATION/STANDARD |  | ADDITIONAL FEATURES | PACKAGING QUANTITY:10/PK,C/W COLLAR,NO:000 | [45 empty] | Production Completed
STP_009 - Lot4 | Data Enrichment | SMX | OK | 2023-07-21 | 2023-07-27 |  | 1279109 | 1279109 | EA | CLAMP,HSE;O-CLIP,5/8 IN,15-18 MM,METAL |  |  | CLAMP,HOSE;TYPE:O-CLIP,HOSE SIZE:5/8 IN,MOUNTING SIZE:15-18 MM,MATERIAL:METAL,COATING/FINISH:ZINC PLATED,FASTENING DEVICE TYPE: COMPRESSION,ADDITIONAL FEATURES EN:OTK,MNFR:01)BURWELL TECHNOLOGIES P/L,PTNO:01)0601-0434 | EN_01)O-CLIP,EN_01)5/8 IN,15-18 MM,METAL,ZINC PLATED,EN_01)COMPRESSION,01)OTK,01)BURWELL TECHNOLOGIES P/L,01)0601-0434 |  |  | BURWELL TECHNOLOGIES P/L | BURWELL TECHNOLOGIES P/L | 0601-0434 | BURWELL TECHNOLOGIES P/L |  |  |  |  | https://www.burwell.com.au/products/parts-and-accessories/air-hose-fittings/o-clips | [10 empty] | Cleansed | 31162906 Hose or pipe clamps | CLAMP | HOSE | TYPE | O-CLIP | HOSE SIZE | 5/8 IN | WIDTH |  | LOAD CAPACITY |  | MOUNTING SIZE | 15 TO 18 MM | MATERIAL | METAL | MATERIAL SPECIFICATION |  | COATING/FINISH | ZINC PLATED | PRESSURE RATING |  | TEMPERATURE RATING |  | FASTENING DEVICE TYPE | COMPRESSION | HAZARD CLASS |  | CERTIFICATION/STANDARD |  | ADDITIONAL FEATURES | STYLE:OTK | [45 empty] | Production Completed
STP_009 - Lot4 | Data Enrichment | SMX | OK | 2023-07-21 | 2023-07-27 |  | 1279147 | 1279147 | EA | CLAMP,HSE;O-CLIP,7/16 IN,9-11 MM,METAL |  |  | CLAMP,HOSE;TYPE:O-CLIP,HOSE SIZE:7/16 IN,MOUNTING SIZE:9-11 MM,MATERIAL:METAL,COATING/FINISH:ZINC PLATED,FASTENING DEVICE TYPE: COMPRESSION,ADDITIONAL FEATURES EN:OTK,MNFR:01)BURWELL TECHNOLOGIES P/L,PTNO:01)0601-1249 | EN_01)O-CLIP,EN_01)7/16 IN,9-11 MM,METAL,ZINC PLATED,EN_01)COMPRESSION,01)OTK,01)BURWELL TECHNOLOGIES P/L,01)0601-1249 |  |  | BURWELL TECHNOLOGIES P/L | BURWELL TECHNOLOGIES P/L | 0601-1249 | BURWELL TECHNOLOGIES P/L |  |  |  |  | https://www.burwell.com.au/products/parts-and-accessories/air-hose-fittings/o-clips | [10 empty] | Cleansed | 31162906 Hose or pipe clamps | CLAMP | HOSE | TYPE | O-CLIP | HOSE SIZE | 7/16 IN | WIDTH |  | LOAD CAPACITY |  | MOUNTING SIZE | 9 TO 11 MM | MATERIAL | METAL | MATERIAL SPECIFICATION |  | COATING/FINISH | ZINC PLATED | PRESSURE RATING |  | TEMPERATURE RATING |  | FASTENING DEVICE TYPE | COMPRESSION | HAZARD CLASS |  | CERTIFICATION/STANDARD |  | ADDITIONAL FEATURES | STYLE:OTK | [45 empty] | Production Completed
STP_009 - Lot4 | Data Enrichment | SMX | OK | 2023-07-21 | 2023-07-27 |  | 1279110 | 1279110 | EA | CLAMP,HSE;O-CLIP,9/16 IN,13-15 MM,METAL |  |  | CLAMP,HOSE;TYPE:O-CLIP,HOSE SIZE:9/16 IN,MOUNTING SIZE:13-15 MM,MATERIAL:METAL,COATING/FINISH:ZINC PLATED,FASTENING DEVICE TYPE: COMPRESSION,ADDITIONAL FEATURES EN:OTK,MNFR:01)BURWELL TECHNOLOGIES P/L,PTNO:01)0601-0073 | EN_01)O-CLIP,EN_01)9/16 IN,13-15 MM,METAL,ZINC PLATED,EN_01)COMPRESSION,01)OTK,01)BURWELL TECHNOLOGIES P/L,01)0601-0073 |  |  | BURWELL TECHNOLOGIES P/L | BURWELL TECHNOLOGIES P/L | 0601-0073 | BURWELL TECHNOLOGIES P/L |  |  |  |  | https://www.burwell.com.au/products/parts-and-accessories/air-hose-fittings/o-clips | [10 empty] | Cleansed | 31162906 Hose or pipe clamps | CLAMP | HOSE | TYPE | O-CLIP | HOSE SIZE | 9/16 IN | WIDTH |  | LOAD CAPACITY |  | MOUNTING SIZE | 13 TO 15 MM | MATERIAL | METAL | MATERIAL SPECIFICATION |  | COATING/FINISH | ZINC PLATED | PRESSURE RATING |  | TEMPERATURE RATING |  | FASTENING DEVICE TYPE | COMPRESSION | HAZARD CLASS |  | CERTIFICATION/STANDARD |  | ADDITIONAL FEATURES | STYLE:OTK | [45 empty] | Production Completed
STP_009 - Lot4 | Data Enrichment | SMX | OK | 2023-07-21 | 2023-07-27 |  | 1317526 | 1317526 | EA | CLAMP,HSE;POWER SEAL W2,35-53 MM |  |  | CLAMP,HOSE;TYPE:POWER SEAL W2,HOSE SIZE:35-53 MM,WIDTH:12.7 MM,MATERIAL:STAINLESS STEEL,COATING/FINISH:ZINC PLATED,FASTENING DEVICE TYPE:WORM DRIVE,ADDITIONAL FEATURES EN:NO 2 WITH COLLAR, 10 PER PACK,MNFR:01)BLKWOODS,PTNO:01)03405550 | EN_01)POWER SEAL W2,EN_01)35-53 MM,12.7 MM,STAINLESS STEEL,ZINC PLATED,EN_01)WORM DRIVE,01)NO 2 WITH COLLAR, 10 PER PA,01)BLKWOODS,01)03405550 |  |  | BLACKWOODS | BLACKWOODS | 03405550 | BREEZE |  |  |  |  | https://www.blackwoods.com.au/hose-hose-fittings/hose-clamps-clips/worm-drive-hose-clamps-part-full-stainless-steel-breeze/clamp-hose-breeze-part-ss-33-57mm/p/03405550 | [10 empty] | Cleansed | 31162906 Hose or pipe clamps | CLAMP | HOSE | TYPE | POWER SEAL | HOSE SIZE | 35 TO 53 MM | WIDTH | 12.7 MM | LOAD CAPACITY |  | MOUNTING SIZE |  | MATERIAL | STAINLESS STEEL | MATERIAL SPECIFICATION |  | COATING/FINISH | ZINC PLATED | PRESSURE RATING |  | TEMPERATURE RATING |  | FASTENING DEVICE TYPE | WORM DRIVE | HAZARD CLASS |  | CERTIFICATION/STANDARD |  | ADDITIONAL FEATURES | PACKAGING QUANTITY:10/PK,C/W COLLAR,W2,NO 2 | [45 empty] | Production Completed
STP_009 - Lot4 | Data Enrichment | SMX | OK | 2023-07-21 | 2023-07-27 |  | 1317524 | 1317524 | EA | CLAMP,HSE;POWER SEAL W2,65-90 MM |  |  | CLAMP,HOSE;TYPE:POWER SEAL W2,HOSE SIZE:65-90 MM,WIDTH:12.7 MM,MATERIAL:STAINLESS STEEL,COATING/FINISH:ZINC PLATED,FASTENING DEVICE TYPE:WORM DRIVE,ADDITIONAL FEATURES EN:10 PER PACK, WITH COLLAR,MNFR:01)BLKWOODS,PTNO:01)03405635 | EN_01)POWER SEAL W2,EN_01)65-90 MM,12.7 MM,STAINLESS STEEL,ZINC PLATED,EN_01)WORM DRIVE,01)10 PER PACK, WITH COLLAR,01)BLKWOODS,01)03405635 |  |  | BLACKWOODS | BLACKWOODS | 03405635 | BREEZE |  |  |  |  | https://www.blackwoods.com.au/hose-hose-fittings/hose-clamps-clips/worm-drive-hose-clamps-part-full-stainless-steel-breeze/clamp-hose-breeze-part-ss-65-89mm/p/03405635 | [10 empty] | Cleansed | 31162906 Hose or pipe clamps | CLAMP | HOSE | TYPE | POWER SEAL | HOSE SIZE | 65 TO 90 MM | WIDTH | 12.7 MM | LOAD CAPACITY |  | MOUNTING SIZE |  | MATERIAL | STAINLESS STEEL | MATERIAL SPECIFICATION |  | COATING/FINISH | ZINC PLATED | PRESSURE RATING |  | TEMPERATURE RATING |  | FASTENING DEVICE TYPE | WORM DRIVE | HAZARD CLASS |  | CERTIFICATION/STANDARD |  | ADDITIONAL FEATURES | PACKAGING QUANTITY:10/PK,C/W COLLAR,W2 | [45 empty] | Production Completed
STP_009 - Lot4 | Data Enrichment | SMX | OK | 2023-07-21 | 2023-07-27 |  | 1292253 | 1292253 | EA | CLAMP,HSE;PREFORMED,3 IN,WD 3/4 IN |  |  | CLAMP,HOSE;TYPE:PREFORMED,HOSE SIZE:3 IN,WIDTH:3/4 IN,MATERIAL:STAINLESS STEEL 201,MNFR:01)BLKWOODS,PTNO:01)03315433 | EN_01)PREFORMED,EN_01)3 IN,3/4 IN,STAINLESS STEEL 201,01)BLKWOODS,01)03315433 |  |  | BLACKWOODS | BLACKWOODS | 03315433 | MCC |  |  |  |  | https://www.blackwoods.com.au/hose-hose-fittings/hose-clamps-clips/preformed-stainless-steel-clamps-grade-201-j-series/clamp-band-mcc-j-series-19-1-ss-id-76mm/p/03315433 | [10 empty] | Cleansed | 31162906 Hose or pipe clamps | CLAMP | HOSE | TYPE | PREFORMED | HOSE SIZE | 3 IN | WIDTH | 3/4 IN | LOAD CAPACITY |  | MOUNTING SIZE |  | MATERIAL | STAINLESS STEEL 201 | MATERIAL SPECIFICATION |  | COATING/FINISH |  | PRESSURE RATING |  | TEMPERATURE RATING |  | FASTENING DEVICE TYPE |  | HAZARD CLASS |  | CERTIFICATION/STANDARD |  | ADDITIONAL FEATURES | [46 empty] | Production Completed
STP_009 - Lot4 | Data Enrichment | SMX | OK | 2023-07-21 | 2023-07-27 |  | 1382061 | 1382061 | PAC | CLAMP,HSE;PREFORMED,WD 3/8 IN,ID 1 IN |  |  | CLAMP,HOSE;TYPE:PREFORMED,WIDTH:3/8 IN,MOUNTING SIZE:ID 1 IN,MATERIAL:STAINLESS STEEL 201,ADDITIONAL FEATURES EN:100 PER PKT, MIM MIM,MNFR:01)ALFAGO,PTNO:01)I2PF00-025010 | EN_01)PREFORMED,3/8 IN,ID 1 IN,STAINLESS STEEL 201,01)100 PER PKT, MIM MIM,01)ALFAGO,01)I2PF00-025010 |  |  | ALFAGO | ALFAGO | I2PF00-025010 | [5 empty] | Url Not Found | [10 empty] | Cleansed | 31162906 Hose or pipe clamps | CLAMP | HOSE | TYPE | PREFORMED | HOSE SIZE |  | WIDTH | 3/8 IN | LOAD CAPACITY |  | MOUNTING SIZE | ID 1 IN | MATERIAL | STAINLESS STEEL 201 | MATERIAL SPECIFICATION |  | COATING/FINISH |  | PRESSURE RATING |  | TEMPERATURE RATING |  | FASTENING DEVICE TYPE |  | HAZARD CLASS |  | CERTIFICATION/STANDARD |  | ADDITIONAL FEATURES | PACKAGING QUANTITY:100/PK,MIM MIM | [45 empty] | Production Completed
STP_009 - Lot4 | Data Enrichment | SMX | OK | 2023-07-21 | 2023-07-27 |  | 1382060 | 1382060 | PAC | CLAMP,HSE;PREFORMED,WD 5/8 IN |  |  | CLAMP,HOSE;TYPE:PREFORMED,WIDTH:5/8 IN,MOUNTING SIZE:ID 1-1/2 IN,ADDITIONAL FEATURES EN:100 PER PKT,MNFR:01)ALFAGO,PTNO:01)I2PF00- 038016-K | EN_01)PREFORMED,5/8 IN,ID 1-1/2 IN,01)100 PER PKT,01)ALFAGO,01)I2PF00-038016-K |  |  | ALFAGO | ALFAGO | I2PF00- 038016-K | [5 empty] | Url Not Found | [10 empty] | Cleansed | 31162906 Hose or pipe clamps | CLAMP | HOSE | TYPE | PREFORMED | HOSE SIZE |  | WIDTH | 5/8 IN | LOAD CAPACITY |  | MOUNTING SIZE | ID 1-1/2 IN | MATERIAL |  | MATERIAL SPECIFICATION |  | COATING/FINISH |  | PRESSURE RATING |  | TEMPERATURE RATING |  | FASTENING DEVICE TYPE |  | HAZARD CLASS |  | CERTIFICATION/STANDARD |  | ADDITIONAL FEATURES | PACKAGING QUANTITY:100/PK | [45 empty] | Production Completed
STP_009 - Lot4 | Data Enrichment | SMX | OK | 2023-07-21 | 2023-07-27 |  | 1357997 | 1357997 | PAC | CLAMP,HSE;PREFORMED,WD 5/8 IN,ID 2 IN |  |  | CLAMP,HOSE;TYPE:PREFORMED,WIDTH:5/8 IN,MOUNTING SIZE:ID 2 IN,MATERIAL:STAINLESS STEEL 201,ADDITIONAL FEATURES EN:100 PER PKT, MIM MIM,MNFR:01)ALFAGO,PTNO:01)I2PF00-050016-K | EN_01)PREFORMED,5/8 IN,ID 2 IN,STAINLESS STEEL 201,01)100 PER PKT, MIM MIM,01)ALFAGO,01)I2PF00-050016-K |  |  | ALFAGO | ALFAGO | I2PF00-050016-K | [5 empty] | Url Not Found | [10 empty] | Cleansed | 31162906 Hose or pipe clamps | CLAMP | HOSE | TYPE | PREFORMED | HOSE SIZE |  | WIDTH | 5/8 IN | LOAD CAPACITY |  | MOUNTING SIZE | ID 2 IN | MATERIAL | STAINLESS STEEL 201 | MATERIAL SPECIFICATION |  | COATING/FINISH |  | PRESSURE RATING |  | TEMPERATURE RATING |  | FASTENING DEVICE TYPE |  | HAZARD CLASS |  | CERTIFICATION/STANDARD |  | ADDITIONAL FEATURES | PACKAGING QUANTITY:100/PK,MIM MIM | [45 empty] | Production Completed
STP_009 - Lot4 | Data Enrichment | SMX | OK | 2023-07-21 | 2023-07-27 |  | 1352422 | 1352422 | EA | CLAMP,HSE;S80 X 15 H735,DEUTZ,0116-6417 |  |  | CLAMP,HOSE;ADDITIONAL FEATURES EN:S80 X 15 H735,MNFR:01)DEUTZ,PTNO:01)0116-6417 | 01)S80 X 15 H735,01)DEUTZ,01)0116-6417 |  |  | DEUTZ | DEUTZ | 0116-6417 | DEUTZ |  |  |  |  | https://www.nsnlookup.com/cage/d9374 | [10 empty] | Cleansed | 31162906 Hose or pipe clamps | CLAMP | HOSE | TYPE |  | HOSE SIZE |  | WIDTH |  | LOAD CAPACITY |  | MOUNTING SIZE |  | MATERIAL |  | MATERIAL SPECIFICATION |  | COATING/FINISH |  | PRESSURE RATING |  | TEMPERATURE RATING |  | FASTENING DEVICE TYPE |  | HAZARD CLASS |  | CERTIFICATION/STANDARD |  | ADDITIONAL FEATURES | S80 X 15 H735 | [45 empty] | Production Completed
STP_009 - Lot4 | Data Enrichment | SMX | OK | 2023-07-21 | 2023-07-27 |  | 1292050 | 1292050 | EA | CLAMP,HSE;TURBO DRAIN |  |  | CLAMP,HOSE;TYPE:TURBO DRAIN,MNFR:01)MTU,PTNO:01)0069974290.MTU | EN_01)TURBO DRAIN,01)MTU,01)0069974290.MTU |  |  | MTU | MTU | 0069974290.MTU | MTU |  |  |  |  | https://www.buyfilteronline.com/cs/mtu-0069974290-2278083/ | [10 empty] | Cleansed | 31162906 Hose or pipe clamps | CLAMP | HOSE | TYPE | TURBO DRAIN | HOSE SIZE |  | WIDTH |  | LOAD CAPACITY |  | MOUNTING SIZE |  | MATERIAL |  | MATERIAL SPECIFICATION |  | COATING/FINISH |  | PRESSURE RATING |  | TEMPERATURE RATING |  | FASTENING DEVICE TYPE |  | HAZARD CLASS |  | CERTIFICATION/STANDARD |  | ADDITIONAL FEATURES | [46 empty] | Production Completed
STP_009 - Lot4 | Data Enrichment | SMX | OK | 2023-07-21 | 2023-07-27 |  | 1276967 | 1276967 | EA | CLAMP;100 X 50 MM,150 KG |  |  | CLAMP;SIZE:100 X 50 MM,CLAMPING PRESSURE:150 KG,ADDITIONAL FEATURES EN:ITEM-1 AS PER QUOT 6070 Q DATED 19/3/19,MNFR:01)WELDERS PRO SHOP,PTNO:01)ECG10CS | EN_01)100 X 50 MM,150 KG,01)ITEM-1 AS PER QUOT 6070 Q D,01)WELDERS PRO SHOP,01)ECG10CS |  |  | WELDERS PRO SHOP | WELDERS PRO SHOP | ECG10CS | EHOMA |  |  |  |  | https://www.qualitytools.co.nz/ehoma-general-duty-clamp-100mm-x-50mm-150kgp-p-3402.html | [10 empty] | Enriched | 31162900 Clamps | CLAMP | F | TYPE | GENERAL DUTY | CLAMPING CAPACITY | 150 KG | THROAT DEPTH | 100 X 50 MM | HOLDING CAPACITY |  | BODY MATERIAL | STEEL FORGED | ARM MATERIAL |  | SCREW MATERIAL |  | SCREW SIZE |  | HAZARD CLASS |  | CERTIFICATION/STANDARD |  | ADDITIONAL FEATURES | ITEM-1 AS PER QUOT 6070 Q DATED 19/3/19 | [51 empty] | Production Completed
STP_009 - Lot4 | Data Enrichment | SMX | OK | 2023-07-21 | 2023-07-27 |  | 1276619 | 1276619 | EA | CLAMP;COLMN,100 MM,SS |  |  | CLAMP;TYPE:COLUMN,SIZE:100 MM,MATERIAL:STAINLESS STEEL,MNFR:01)CNW MOUNT ISA ELECT WHOLESALER,PTNO:01)EZYE3087S | EN_01)COLUMN,EN_01)100 MM,EN_01)STAINLESS STEEL,01)CNW MOUNT ISA ELECT WHOLESA,01)EZYE3087S |  |  | CNW MOUNT ISA ELECT WHOLESALER | CNW MOUNT ISA ELECT WHOLESALER | EZYE3087S | EZYSTRUT |  |  |  |  | https://www.ezystrut.com.au/products/beam-clamps/e3087/e3087h/ | [10 empty] | Enriched | 31162905 Beam clamps | CLAMP | BEAM | TYPE | COLUMN | CAPACITY | 398 KG | MOUNTING LOCATION |  | MATERIAL | STAINLESS STEEL 316 | MATERIAL SPECIFICATION |  | COATING/FINISH | HOT DIP GALVANIZED | MOUNTING TYPE |  | SIZE | 100 MM | THREAD SIZE |  | HAZARD CLASS |  | CERTIFICATION/STANDARD |  | ADDITIONAL FEATURES | [50 empty] | Production Completed
STP_009 - Lot4 | Data Enrichment | SMX | OK | 2023-07-21 | 2023-07-27 |  | 1276563 | 1276563 | EA | CLAMP;END, FLAT |  |  | CLAMP;TYPE:END, FLAT,MNFR:01)BTE,PTNO:01)027330-160X068 | EN_01)END, FLAT,01)BTE,01)027330-160X068 |  |  | BTE | BTE | 027330-160X068 | CONDUCTIX |  |  |  |  | https://partners.conductix.us/shop/Cable-Festoon-Systems/Festoon-Other-Items/~027330-160X068 | [10 empty] | Cleansed | 39121705 Cable clamp and staple | CLAMP | CABLE | TYPE | END,FLAT | DIAMETER |  | MATERIAL |  | MOUNTING TYPE |  | AFFIXING METHOD |  | COLOUR |  | HAZARD CLASS |  | CERTIFICATION/STANDARD |  | ADDITIONAL FEATURES | [56 empty] | Production Completed
STP_009 - Lot4 | Data Enrichment | SMX | OK | 2023-07-21 | 2023-07-27 |  | 1276728 | 1276728 | EA | CLAMP;GAINT,19.1-31.8 MM |  |  | CLAMP;TYPE:GAINT,CAPACITY:19.1-31.8 MM,MNFR:01)J.BLACKWOOD AND SON LIMITED,PTNO:01)03463180 | EN_01)GAINT,EN_01)19.1-31.8 MM,01)J.BLACKWOOD & SON LIMITED,01)03463180 |  |  | J.BLACKWOOD AND SON LIMITED | J.BLACKWOOD AND SON LIMITED | 03463180 | MCC |  |  |  |  | https://www.blackwoods.com.au/hose-hose-fittings/band-clamps-buckles-tools-strapping/banding-tools/tool-clamp-mcc-giant-width-19-1-31-8mm/p/03463180 | [10 empty] | Enriched | 31162906 Hose or pipe clamps | CLAMP | HOSE | TYPE | PREFORMED,GAINT | HOSE SIZE | 19.1 TO 31.8 MM | WIDTH | 3/4 IN | LOAD CAPACITY |  | MOUNTING SIZE |  | MATERIAL | STEEL | MATERIAL SPECIFICATION |  | COATING/FINISH | BLACK | PRESSURE RATING |  | TEMPERATURE RATING |  | FASTENING DEVICE TYPE |  | HAZARD CLASS |  | CERTIFICATION/STANDARD |  | ADDITIONAL FEATURES | [46 empty] | Production Completed
STP_009 - Lot4 | Data Enrichment | SMX | OK | 2023-07-21 | 2023-07-27 |  | 1276669 | 1276669 | EA | CLAMP;GENRLPRPS,400 MM,GZ40K |  |  | CLAMP;TYPE:GENERAL PURPOSE,SIZE:400 MM,ADDITIONAL FEATURES EN:GZ40K,MNFR:01)J.BLACKWOOD AND SON LIMITED,PTNO:01)0024 0152 | EN_01)GENERAL PURPOSE,EN_01)400 MM,01)GZ40K,01)J.BLACKWOOD & SON LIMITED,01)0024 0152 |  |  | J.BLACKWOOD AND SON LIMITED | J.BLACKWOOD AND SON LIMITED | 0024 0152 | BESSEY |  | GZ40K |  |  | https://www.blackwoods.com.au/tools-hand-measuring-precision/clamps-and-vices/general-purpose-quick-action-heavy-duty-clamp-bessey/clamp-quick-act-g-p-bessey-gz40k-400mm/p/00240152 | [10 empty] | Enriched | 31162900 Clamps | CLAMP | F | TYPE | GENERAL PURPOSE | CLAMPING CAPACITY |  | THROAT DEPTH | 400 MM | HOLDING CAPACITY |  | BODY MATERIAL | STEEL | ARM MATERIAL |  | SCREW MATERIAL |  | SCREW SIZE |  | HAZARD CLASS |  | CERTIFICATION/STANDARD |  | ADDITIONAL FEATURES | [52 empty] | Production Completed
STP_009 - Lot4 | Data Enrichment | SMX | OK | 2023-07-21 | 2023-07-27 |  | 1348234 | 1348234 | EA | CLAMP;HOLD DWN, STEEL/RUBBER CUP WASHERS |  |  | CLAMP;TYPE:HOLD DOWN,SIZE:WD 100 X LG 797 X THK 30 MM,ADDITIONAL FEATURES EN:LOWER BAR, 16 MM STUDS, M16 NYLOC NUTS, M16 STRUCTURAL WASHERS, M16, STEEL/RUBBER CUP WASHERS,MNFR:01)LOSUGEN,PTNO:01)121551-17/30MM | EN_01)HOLD DOWN,EN_01)WD 100 X LG 797 X THK 30,01)LOWER BAR, 16 MM STUDS, M16,02) STEEL/RUBBER CUP WASHERS,01)LOSUGEN,01)121551-17/30MM |  |  | LOSUGEN | LOSUGEN | 121551-17/30MM | [5 empty] | URL NOT FOUND | [10 empty] | Cleansed | 31162900 Clamps | CLAMP | BAR | TYPE | HOLD DOWN,LOWER | OPENING SIZE |  | THROAT DEPTH |  | HOLDING CAPACITY |  | SIZE | 797 LGX100 WDX30 THK MM | BODY MATERIAL |  | ARM MATERIAL |  | SCREW MATERIAL |  | CLAMPING ACTION |  | HANDLE TYPE |  | SCREW SIZE |  | HAZARD CLASS |  | CERTIFICATION/STANDARD |  | ADDITIONAL FEATURES | C/W 16 MM STUDS,M16 NYLOC NUTS,M16 STRUCTURAL WASHERS,M16 STEEL/RUBBER CUP WASHERS | [45 empty] | Production Completed
STP_009 - Lot4 | Data Enrichment | SMX | OK | 2023-07-21 | 2023-07-27 |  | 1348240 | 1348240 | EA | CLAMP;HOLD DWN, STEEL/RUBBER CUP WASHERS |  |  | CLAMP;TYPE:HOLD DOWN,SIZE:WD 100 X LG 797 X THK 50 MM,ADDITIONAL FEATURES EN:LOWER BAR, 16 MM STUDS, M16 NYLOC NUTS, M16 STRUCTURAL WASHERS, M16, STEEL/RUBBER CUP WASHERS,MNFR:01)LOSUGEN,PTNO:01)121551-17/50MM | EN_01)HOLD DOWN,EN_01)WD 100 X LG 797 X THK 50,01)LOWER BAR, 16 MM STUDS, M16,02) STEEL/RUBBER CUP WASHERS,01)LOSUGEN,01)121551-17/50MM |  |  | LOSUGEN | LOSUGEN | 121551-17/50MM | [5 empty] | URL NOT FOUND | [10 empty] | Cleansed | 31162900 Clamps | CLAMP | BAR | TYPE | HOLD DOWN,LOWER | OPENING SIZE |  | THROAT DEPTH |  | HOLDING CAPACITY |  | SIZE | 797 LGX100 WDX50 THK MM | BODY MATERIAL |  | ARM MATERIAL |  | SCREW MATERIAL |  | CLAMPING ACTION |  | HANDLE TYPE |  | SCREW SIZE |  | HAZARD CLASS |  | CERTIFICATION/STANDARD |  | ADDITIONAL FEATURES | C/W 16 MM STUDS,M16 NYLOC NUTS,M16 STRUCTURAL WASHERS,M16 STEEL/RUBBER CUP WASHERS | [45 empty] | Production Completed
STP_009 - Lot4 | Data Enrichment | SMX | OK | 2023-07-21 | 2023-07-27 |  | 1299946 | 1299946 | EA | CLAMP;HOLD DWN,LG 1.2 M,SS |  |  | CLAMP;TYPE:HOLD DOWN,SIZE:LG 1.2 M,MATERIAL:STAINLESS STEEL,ADDITIONAL FEATURES EN:SKIRT ASSY, 2000, SKIRTING NOT INC,MNFR:01)ESS, PTNO:01)05005001S | EN_01)HOLD DOWN,EN_01)LG 1.2 M,EN_01)STAINLESS STEEL,01)SKIRT ASSY, 2000, SKIRTING,01)ESS,01)05005001S |  |  | ESS | ESS | 05005001S | ESS |  |  |  |  | URL NOT FOUND | [10 empty] | Cleansed | 27112100 Holding and clamping tools | CLAMP | NO MODIFIER | TYPE | HOLD DOWN | CAPACITY |  | SIZE | 1.2 M LG | MATERIAL | STAINLESS STEEL | CLAMPING PRESSURE |  | HAZARD CLASS |  | CERTIFICATION/STANDARD |  | ADDITIONAL FEATURES | ASSEBLY,2000,SKIRTING NOT INC | [57 empty] | Production Completed
STP_009 - Lot4 | Data Enrichment | SMX | OK | 2023-07-21 | 2023-07-27 |  | 1348235 | 1348235 | EA | CLAMP;HOLD DWN,LOSUGEN,121551-18/30MM |  |  | CLAMP;TYPE:HOLD DOWN,SIZE:WD 100 MM X 1.101 M X THK 30 MM,ADDITIONAL FEATURES EN:MIDDLE BAR, 16 MM STUDS, M16 NYLOC NUTS, M16 STRUCTURAL WASHERS, M1,6 STEEL/RUBBER CUP WASHERS,MNFR:01)LOSUGEN,PTNO:01)121551-18/30MM | EN_01)HOLD DOWN,EN_01)WD 100 MM X 1.101 M X TH,01)MIDDLE BAR, 16 MM STUDS, M1,02)6 STEEL/RUBBER CUP WASHERS,01)LOSUGEN,01)121551-18/30MM |  |  | LOSUGEN | LOSUGEN | 121551-18/30MM | [5 empty] | URL NOT FOUND | [10 empty] | Cleansed | 31162900 Clamps | CLAMP | BAR | TYPE | HOLD DOWN,MIDDLE | OPENING SIZE |  | THROAT DEPTH |  | HOLDING CAPACITY |  | SIZE | 1.101 M LGX100 WDX30 THK MM | BODY MATERIAL |  | ARM MATERIAL |  | SCREW MATERIAL |  | CLAMPING ACTION |  | HANDLE TYPE |  | SCREW SIZE |  | HAZARD CLASS |  | CERTIFICATION/STANDARD |  | ADDITIONAL FEATURES | C/W 16 MM STUDS,M16 NYLOC NUTS,M16 STRUCTURAL WASHERS,M16 STEEL/RUBBER CUP WASHERS | [45 empty] | Production Completed
STP_009 - Lot4 | Data Enrichment | SMX | OK | 2023-07-21 | 2023-07-27 |  | 1348241 | 1348241 | EA | CLAMP;HOLD DWN,LOSUGEN,121551-18/50MM |  |  | CLAMP;TYPE:HOLD DOWN,SIZE:WD 100 MM X LG 1.101 M X THK 50 MM,ADDITIONAL FEATURES EN:MIDDLE BAR, 16 MM STUDS, M16 NYLOC NUTS, M16 STRUCTURAL WASHERS, M1,6 STEEL/RUBBER CUP WASHERS,MNFR:01)LOSUGEN,PTNO:01)121551-18/50MM | EN_01)HOLD DOWN,EN_01)WD 100 MM X LG 1.101 M X,01)MIDDLE BAR, 16 MM STUDS, M1,02)6 STEEL/RUBBER CUP WASHERS,01)LOSUGEN,01)121551-18/50MM |  |  | LOSUGEN | LOSUGEN | 121551-18/50MM | [5 empty] | URL NOT FOUND | [10 empty] | Cleansed | 31162900 Clamps | CLAMP | BAR | TYPE | HOLD DOWN,MIDDLE | OPENING SIZE |  | THROAT DEPTH |  | HOLDING CAPACITY |  | SIZE | 1.101 M LGX100 WDX50 THK MM | BODY MATERIAL |  | ARM MATERIAL |  | SCREW MATERIAL |  | CLAMPING ACTION |  | HANDLE TYPE |  | SCREW SIZE |  | HAZARD CLASS |  | CERTIFICATION/STANDARD |  | ADDITIONAL FEATURES | C/W 16 MM STUDS,M16 NYLOC NUTS,M16 STRUCTURAL WASHERS,M16 STEEL/RUBBER CUP WASHERS | [45 empty] | Production Completed
STP_009 - Lot4 | Data Enrichment | SMX | OK | 2023-07-21 | 2023-07-27 |  | 1348236 | 1348236 | EA | CLAMP;HOLD DWN,TEEL/RUBBER CUP WASHERS |  |  | CLAMP;TYPE:HOLD DOWN,SIZE:WD 100 X LG 631 X THK 30 MM,ADDITIONAL FEATURES EN:TOP BAR, 16 MM STUDS, M16 NYLOC NUTS, M16 STRUCTURAL WASHERS, M16 S,TEEL/RUBBER CUP WASHERS,MNFR:01)LOSUGEN,PTNO:01)121551-19/30MM | EN_01)HOLD DOWN,EN_01)WD 100 X LG 631 X THK 30,01)TOP BAR, 16 MM STUDS, M16 N,02)TEEL/RUBBER CUP WASHERS,01)LOSUGEN,01)121551-19/30MM |  |  | LOSUGEN | LOSUGEN | 121551-19/30MM | [5 empty] | URL NOT FOUND | [10 empty] | Cleansed | 31162900 Clamps | CLAMP | BAR | TYPE | HOLD DOWN,TOP | OPENING SIZE |  | THROAT DEPTH |  | HOLDING CAPACITY |  | SIZE | 631 LGX100 WDX30 THK MM | BODY MATERIAL |  | ARM MATERIAL |  | SCREW MATERIAL |  | CLAMPING ACTION |  | HANDLE TYPE |  | SCREW SIZE |  | HAZARD CLASS |  | CERTIFICATION/STANDARD |  | ADDITIONAL FEATURES | C/W 16 MM STUDS,M16 NYLOC NUTS,M16 STRUCTURAL WASHERS,M16 STEEL/RUBBER CUP WASHERS | [45 empty] | Production Completed
STP_009 - Lot4 | Data Enrichment | SMX | OK | 2023-07-21 | 2023-07-27 |  | 1348675 | 1348675 | EA | CLAMP;HOLD DWN,TEEL/RUBBERCUP WASHERS |  |  | CLAMP;TYPE:HOLD DOWN,SIZE:WD 100 X LG 631 X THK 50 MM,ADDITIONAL FEATURES EN:TOP BAR, 16 MM STUDS, M16 NYLOC NUTS, M16 STRUCTURAL WASHERS, M16 S,TEEL/RUBBERCUP WASHERS,MNFR:01)LOSUGEN,PTNO:01)121551-19/50MM | EN_01)HOLD DOWN,EN_01)WD 100 X LG 631 X THK 50,01)TOP BAR, 16 MM STUDS, M16 N,02)TEEL/RUBBERCUP WASHERS,01)LOSUGEN,01)121551-19/50MM |  |  | LOSUGEN | LOSUGEN | 121551-19/50MM | [5 empty] | URL NOT FOUND | [10 empty] | Cleansed | 31162900 Clamps | CLAMP | BAR | TYPE | HOLD DOWN,TOP | OPENING SIZE |  | THROAT DEPTH |  | HOLDING CAPACITY |  | SIZE | 631 LGX100 WDX50 THK MM | BODY MATERIAL |  | ARM MATERIAL |  | SCREW MATERIAL |  | CLAMPING ACTION |  | HANDLE TYPE |  | SCREW SIZE |  | HAZARD CLASS |  | CERTIFICATION/STANDARD |  | ADDITIONAL FEATURES | C/W 16 MM STUDS,M16 NYLOC NUTS,M16 STRUCTURAL WASHERS,M16 STEEL/RUBBERCUP WASHERS | [45 empty] | Production Completed
STP_009 - Lot4 | Data Enrichment | SMX | OK | 2023-07-21 | 2023-07-27 | SERIES MATCH | 1276795 | 1276795 | EA | CLAMP;IFCL SUPER,SS304,1B W4 |  |  | CLAMP;TYPE:IFCL SUPER,MATERIAL:STAINLESS STEEL 304,ADDITIONAL FEATURES EN:1B W4,MNFR:01)ALFAGO,PTNO:01)I2LP10-09125 | EN_01)IFCL SUPER,EN_01)STAINLESS STEEL 304,01)1B W4,01)ALFAGO,01)I2LP10-09125 |  |  | ALFAGO | ALFAGO | I2LP10-09125 | ALFAGO |  |  |  |  | https://www.alfagomma.com/wp-content/uploads/2018/06/AGI_Brochure_Chemichal_LowRes-05-03-2019.pdf | [10 empty] | Cleansed | 27112100 Holding and clamping tools | CLAMP | NO MODIFIER | TYPE | SUPER | CAPACITY |  | SIZE |  | MATERIAL | STAINLESS STEEL 304 | CLAMPING PRESSURE |  | HAZARD CLASS |  | CERTIFICATION/STANDARD |  | ADDITIONAL FEATURES | 1B W4,IFCL | [57 empty] | Production Completed
STP_009 - Lot4 | Data Enrichment | SMX | OK | 2023-07-21 | 2023-07-27 |  | 1276695 | 1276695 | EA | CLAMP;MGNTC,90 DEG MS2-80, 1.2KG |  |  | CLAMP;TYPE:MAGNETIC,ADDITIONAL FEATURES EN:90 DEG MS2-80, 1.2KG,MNFR:01)J.BLACKWOOD AND SON LIMITED,PTNO:01)02139186 | EN_01)MAGNETIC,01)90 DEG MS2-80, 1.2KG,01)J.BLACKWOOD & SON LIMITED,01)02139186 |  |  | J.BLACKWOOD AND SON LIMITED | J.BLACKWOOD AND SON LIMITED | 02139186 | STRONGHAND TOOLS |  | MS2-80 |  |  | https://www.blackwoods.com.au/tools-hand-measuring-precision/clamps-and-vices/dual-switch-magnet-square-adjustable-stronghand-tools/clamp-magnetic-2-7kg-91-deg-ms2-90/p/02139203 | [10 empty] | Enriched | 27112100 Holding and clamping tools | CLAMP | NO MODIFIER | TYPE | MAGNETIC | CAPACITY | 120 KG | SIZE | WD 7-3/4XTHK 1-7/8 IN | MATERIAL | STEEL | CLAMPING PRESSURE |  | HAZARD CLASS |  | CERTIFICATION/STANDARD |  | ADDITIONAL FEATURES | ANGLE:90 DEG,WEIGT:1.2 KG | [57 empty] | Production Completed
STP_009 - Lot4 | Data Enrichment | SMX | OK | 2023-07-21 | 2023-07-27 |  | 1276964 | 1276964 | EA | CLAMP;PIPE,SS316,E5-54 |  |  | CLAMP;TYPE:PIPE,MATERIAL:STAINLESS STEEL 316,ADDITIONAL FEATURES EN:E5-54,MNFR:01)CNW (MOUNT ISA) ELECT WHOLESALER,PTNO:01)EZYE5- 54S | EN_01)PIPE,EN_01)STAINLESS STEEL 316,01)E5-54,01)CNW (MOUNT ISA) ELECT WHOLE,01)EZYE5-54S |  |  | CNW (MOUNT ISA) ELECT WHOLESALER | CNW (MOUNT ISA) ELECT WHOLESALER | EZYE554S | EZYSTRUT |  |  |  |  | https://www.ezystrut.com.au/products/angle-fittings/e5547/e5547h/ | [10 empty] | Enriched | 31162905 Beam clamps | CLAMP | BEAM | TYPE | PIPE | CAPACITY | 506 KG | MOUNTING LOCATION |  | MATERIAL | STAINLESS STEEL 316 | MATERIAL SPECIFICATION |  | COATING/FINISH | HOT DIP GALVANIZED | MOUNTING TYPE |  | SIZE |  | THREAD SIZE |  | HAZARD CLASS |  | CERTIFICATION/STANDARD |  | ADDITIONAL FEATURES | [50 empty] | Production Completed
STP_009 - Lot4 | Data Enrichment | SMX | OK | 2023-07-21 | 2023-07-27 |  | 1345264 | 1345264 | EA | CLAMP;PLATFRM,GETMAN,434561 |  |  | CLAMP;ADDITIONAL FEATURES EN:PLATFORM,MNFR:01)GETMAN,PTNO:01)434561 | 01)PLATFORM,01)GETMAN,01)434561 |  |  | GETMAN | GETMAN | 434561 | [5 empty] | URL NOT FOUND | [10 empty] | Cleansed | 27112100 Holding and clamping tools | CLAMP | NO MODIFIER | TYPE | PLATFORM | CAPACITY |  | SIZE |  | MATERIAL |  | CLAMPING PRESSURE |  | HAZARD CLASS |  | CERTIFICATION/STANDARD |  | ADDITIONAL FEATURES | [58 empty] | Production Completed
STP_009 - Lot4 | Data Enrichment | SMX | OK | 2023-07-21 | 2023-07-27 |  | 1276553 | 1276553 | EA | CLAMP;REFERENCE NO: IFCL |  |  | CLAMP;ADDITIONAL FEATURES EN:REFERENCE NO: IFCL,MNFR:01)ALFAGO,PTNO:01)I2PFJR-044016 | 01)REFERENCE NO: IFCL,01)ALFAGO,01)I2PFJR-044016 |  |  | ALFAGO | ALFAGO | I2PFJR-044016 | [5 empty] | Url Not Found | [10 empty] | Cleansed | 27112100 Holding and clamping tools | CLAMP | NO MODIFIER | TYPE |  | CAPACITY |  | SIZE |  | MATERIAL |  | CLAMPING PRESSURE |  | HAZARD CLASS |  | CERTIFICATION/STANDARD |  | ADDITIONAL FEATURES | REFERENCE NO:IFCL | [57 empty] | Production Completed
STP_009 - Lot4 | Data Enrichment | SMX | OK | 2023-07-21 | 2023-07-27 |  | 1276560 | 1276560 | EA | CLAMP;SLIDING G,200 MM,STEEL ZINC PLATED |  |  | CLAMP;TYPE:SLIDING G,SIZE:200 MM,MATERIAL:STEEL ZINC PLATED,CLAMPING PRESSURE:7000 N,MNFR:01)J.BLACKWOOD AND SON LIMITED,PTNO:01) 43 | EN_01)SLIDING G,EN_01)200 MM,EN_01)STEEL ZINC PLATED,7000 N,01)J.BLACKWOOD & SON LIMITED,01)43114- DAWN |  |  | J.BLACKWOOD AND SON LIMITED | J.BLACKWOOD AND SON LIMITED | 43 | [5 empty] | URL NOT FOUND | [10 empty] | Cleansed | 27112100 Holding and clamping tools | CLAMP | NO MODIFIER | TYPE | SLIDING,G | CAPACITY |  | SIZE | 200 MM | MATERIAL | STEEL ZINC PLATED | CLAMPING PRESSURE |  | HAZARD CLASS |  | CERTIFICATION/STANDARD |  | ADDITIONAL FEATURES | TORQUE RATING:7000 N | [57 empty] | Production Completed
STP_009 - Lot4 | Data Enrichment | SMX | OK | 2023-07-21 | 2023-07-27 |  | 1276919 | 1276919 | EA | CLAMP;SUMP PUMP |  |  | CLAMP;TYPE:SUMP PUMP,MNFR:01)BOSS,PTNO:01)TTBY104-112 | EN_01)SUMP PUMP,01)BOSS,01)TTBY104-112 |  |  | BOSS | BOSS | TTBY104-112 | TRIDON |  |  |  |  | https://www.tridon.co.nz/databank/documents/Clamp-Catalogue.pdf | [10 empty] | Enriched | 31162906 Hose or pipe clamps | CLAMP | HOSE | TYPE | PERFORATED | HOSE SIZE | 104 TO 112 MM | WIDTH |  | LOAD CAPACITY |  | MOUNTING SIZE |  | MATERIAL | STAINLESS STEEL 304 | MATERIAL SPECIFICATION |  | COATING/FINISH |  | PRESSURE RATING |  | TEMPERATURE RATING |  | FASTENING DEVICE TYPE | M6 T-BOLT | HAZARD CLASS |  | CERTIFICATION/STANDARD | SAE J1508 | ADDITIONAL FEATURES | FOR SUMP PUMP | [45 empty] | Production Completed
STP_009 - Lot4 | Data Enrichment | SMX | OK | 2023-07-21 | 2023-07-27 | SERIES MATCH | 1276973 | 1276973 | EA | CLAMP;SUPR,IFCL |  |  | CLAMP;TYPE:SUPER,ADDITIONAL FEATURES EN:IFCL,MNFR:01)ALFAGO,PTNO:01)I2LP10-13025 | EN_01)SUPER,01)IFCL,01)ALFAGO,01)I2LP10-13025 |  |  | ALFAGO | ALFAGO | I2LP10-13025 | ALFAGO |  |  |  |  | https://www.alfagomma.com/wp-content/uploads/2018/06/AGI_Brochure_Chemichal_LowRes-05-03-2019.pdf | [10 empty] | Enriched | 27112100 Holding and clamping tools | CLAMP | NO MODIFIER | TYPE | SUPER | CAPACITY |  | SIZE |  | MATERIAL | STAINLESS STEEL 304 | CLAMPING PRESSURE |  | HAZARD CLASS |  | CERTIFICATION/STANDARD |  | ADDITIONAL FEATURES | IFCL | [57 empty] | Production Completed
STP_009 - Lot4 | Data Enrichment | SMX | OK | 2023-07-21 | 2023-07-27 |  | 1295713 | 1295713 | EA | CLAMP,TUBE;15 MM,M8,STAINLESS STEEL |  |  | CLAMP,TUBE;TUBE SIZE:15 MM,MOUNTING SIZE:M8,MATERIAL:STAINLESS STEEL,ADDITIONAL FEATURES EN:P, EMMA PUMP PIPE,MNFR:01)ABV,PTNO:01) 01-5169 | 01)ABV,01)01-5169,15 MM,M8,STAINLESS STEEL,01)P, EMMA PUMP PIPE |  |  | ABV | ABV | 01-5169 |  | EMMA |  |  |  | URL NOT FOUND | [10 empty] | Cleansed | 31162900 Clamps | CLAMP | TUBE | TYPE | PUMP PIPE | TUBE SIZE | 15 MM | LOAD CAPACITY |  | MOUNTING SIZE | M8 | MATERIAL | STAINLESS STEEL | MATERIAL SPECIFICATION |  | COATING/FINISH |  | PRESSURE RATING |  | TEMPERATURE RATING |  | MOUNTING TYPE |  | HAZARD CLASS |  | CERTIFICATION/STANDARD |  | ADDITIONAL FEATURES | [48 empty] | Production Completed
STP_009 - Lot4 | Data Enrichment | SMX | OK | 2023-07-21 | 2023-07-27 |  | 1297693 | 1297693 | EA | CLUTCH;ASSY FIRST,GETMAN,434473 |  |  | CLUTCH;ADDITIONAL FEATURES EN:ASSY FIRST,MNFR:01)GETMAN,PTNO:01)434473 | 01)ASSY FIRST,01)GETMAN,01)434473 |  |  | GETMAN | GETMAN | 434473 | [5 empty] | URL NOT FOUND | [10 empty] | Cleansed | 26111900 Clutches | CLUTCH | NO MODIFIER | TYPE |  | BORE DIAMETER |  | SPEED RATING |  | TORQUE RATING |  | MATERIAL |  | MOUNTING TYPE |  | HAZARD CLASS |  | CERTIFICATION/STANDARD |  | ADDITIONAL FEATURES | ASSEMBLYS FIRST | [55 empty] | Production Completed
STP_009 - Lot4 | Data Enrichment | SMX | OK | 2023-07-21 | 2023-07-27 |  | 1298702 | 1298702 | EA | CLUTCH;ASSYS,GETMAN,434474 |  |  | CLUTCH;ADDITIONAL FEATURES EN:ASSYS,MNFR:01)GETMAN,PTNO:01)434474 | 01)ASSYS,01)GETMAN,01)434474 |  |  | GETMAN | GETMAN | 434474 | [5 empty] | URL NOT FOUND | [10 empty] | Cleansed | 26111900 Clutches | CLUTCH | NO MODIFIER | TYPE |  | BORE DIAMETER |  | SPEED RATING |  | TORQUE RATING |  | MATERIAL |  | MOUNTING TYPE |  | HAZARD CLASS |  | CERTIFICATION/STANDARD |  | ADDITIONAL FEATURES | ASSEMBLYS | [55 empty] | Production Completed
STP_009 - Lot4 | Data Enrichment | SMX | OK | 2023-07-21 | 2023-07-27 |  | 1365504 | 1365504 | EA | CLUTCH;POSITIVE,BCKSTP, L20 GEAR REDUCER |  |  | CLUTCH;TYPE:POSITIVE,ADDITIONAL FEATURES EN:BACKSTOP, L20 GEAR REDUCER,MNFR:01)FENNER,PTNO:01)044L002 | POSITIVE,01)BACKSTOP, L20 GEAR REDUCER,01)FENNER,01)044L002 |  |  | FENNER | FENNER | 044L002 | [5 empty] | URL NOT FOUND | [10 empty] | Cleansed | 26111900 Clutches | CLUTCH | NO MODIFIER | TYPE | POSITIVE,BACKSTOP | BORE DIAMETER |  | SPEED RATING |  | TORQUE RATING |  | MATERIAL |  | MOUNTING TYPE |  | HAZARD CLASS |  | CERTIFICATION/STANDARD |  | ADDITIONAL FEATURES | FOR L20 GEAR REDUCER | [55 empty] | Production Completed
STP_009 - Lot4 | Data Enrichment | SMX | OK | 2023-07-21 | 2023-07-27 |  | 1350951 | 1350951 | EA | CLUTCH;POSITIVE,BCKSTP, M20 GEAR REDUCER |  |  | CLUTCH;TYPE:POSITIVE,ADDITIONAL FEATURES EN:BACKSTOP, M20 GEAR REDUCER,MNFR:01)FENNER,PTNO:01)044M002 | POSITIVE,01)BACKSTOP, M20 GEAR REDUCER,01)FENNER,01)044M002 |  |  | FENNER | FENNER | 044M002 | [5 empty] | URL NOT FOUND | [10 empty] | Cleansed | 26111900 Clutches | CLUTCH | NO MODIFIER | TYPE | POSITIVE,BACKSTOP | BORE DIAMETER |  | SPEED RATING |  | TORQUE RATING |  | MATERIAL |  | MOUNTING TYPE |  | HAZARD CLASS |  | CERTIFICATION/STANDARD |  | ADDITIONAL FEATURES | FOR M20 GEAR REDUCER | [55 empty] | Production Completed
STP_009 - Lot4 | Data Enrichment | SMX | OK | 2023-07-21 | 2023-07-27 |  | 1302959 | 1302959 | EA | CLUTCH;POSITIVE,CBC,044J0100 |  |  | CLUTCH;TYPE:POSITIVE,ADDITIONAL FEATURES EN:100MM SHAFT, BACKSTOP, HSM315 CONVEYOR,MNFR:01)CBC,PTNO:01)044J0100 | POSITIVE,01)100MM SHAFT, BACKSTOP, HSM3,01)CBC,01)044J0100 |  |  | CBC | CBC | 044J0100 | [5 empty] | URL NOT FOUND | [10 empty] | Cleansed | 26111900 Clutches | CLUTCH | NO MODIFIER | TYPE | POSITIVE,BACKSTOP | BORE DIAMETER |  | SPEED RATING |  | TORQUE RATING |  | MATERIAL |  | MOUNTING TYPE |  | HAZARD CLASS |  | CERTIFICATION/STANDARD |  | ADDITIONAL FEATURES | FOR HSM315 CONVEYOR,100 MM SHAFT | [55 empty] | Production Completed
STP_009 - Lot4 | Data Enrichment | SMX | OK | 2023-07-21 | 2023-07-27 |  | 1350251 | 1350251 | EA | CLUTCH;POSITIVE,FENNER,044-J0002 |  |  | CLUTCH;TYPE:POSITIVE,ADDITIONAL FEATURES EN:SIZE J, BACKSTOP, J20 SHAFT MTG GEARBOX,MNFR:01)FENNER,PTNO:01)044-J0002 | POSITIVE,01)SIZE J, BACKSTOP, J20 SHAFT,01)FENNER,01)044-J0002 |  |  | FENNER | FENNER | 044-J0002 | [5 empty] | URL NOT FOUND | [10 empty] | Cleansed | 26111900 Clutches | CLUTCH | NO MODIFIER | TYPE | POSITIVE,BACKSTOP | BORE DIAMETER |  | SPEED RATING |  | TORQUE RATING |  | MATERIAL |  | MOUNTING TYPE |  | HAZARD CLASS |  | CERTIFICATION/STANDARD |  | ADDITIONAL FEATURES | SIZE J,FOR J20 SHAFT MOUNTING GEARBOX | [55 empty] | Production Completed
STP_009 - Lot4 | Data Enrichment | SMX | OK | 2023-07-21 | 2023-07-27 |  | 1229627 | 1229627 | EA | CLUTCH;WLDMT,GETMAN,434472 |  |  | CLUTCH;ADDITIONAL FEATURES EN:WELDMENT,MNFR:01)GETMAN,PTNO:01)434472 | 01)WELDMENT,01)GETMAN,01)434472 |  |  | GETMAN | GETMAN | 434472 | [5 empty] | URL NOT FOUND | [10 empty] | Cleansed | 26111900 Clutches | CLUTCH | NO MODIFIER | TYPE | WELDMENT | BORE DIAMETER |  | SPEED RATING |  | TORQUE RATING |  | MATERIAL |  | MOUNTING TYPE |  | HAZARD CLASS |  | CERTIFICATION/STANDARD |  | ADDITIONAL FEATURES | [56 empty] | Production Completed
STP_009 - Lot4 | Data Enrichment | SMX | OK | 2023-07-21 | 2023-07-27 |  | 1298705 | 1298705 | EA | CLUTCH;WLDMT,GETMAN,434487 |  |  | CLUTCH;ADDITIONAL FEATURES EN:WELDMENT,MNFR:01)GETMAN,PTNO:01)434487 | 01)WELDMENT,01)GETMAN,01)434487 |  |  | GETMAN | GETMAN | 434487 | [5 empty] | URL NOT FOUND | [10 empty] | Cleansed | 26111900 Clutches | CLUTCH | NO MODIFIER | TYPE | WELDMENT | BORE DIAMETER |  | SPEED RATING |  | TORQUE RATING |  | MATERIAL |  | MOUNTING TYPE |  | HAZARD CLASS |  | CERTIFICATION/STANDARD |  | ADDITIONAL FEATURES | [56 empty] | Production Completed
STP_009 - Lot4 | Data Enrichment | SMX | OK | 2023-07-21 | 2023-07-27 |  | 1320037 | 1320037 | EA | COOLER,OIL;HYDRAULIC |  |  | COOLER,OIL;TYPE:HYDRAULIC,MNFR:01)DEUTZ,PTNO:01)04207330 | 01)DEUTZ,01)04207330,HYDRAULIC |  |  | DEUTZ | DEUTZ | 04207330 | DEUTZ |  |  |  |  | https://www.onergys.de/en/engine-technology/engine-cooling/Hydraulic-Oil-Cooler-DEUTZ-04207330.html | [10 empty] | Cleansed | 40101700 Cooling equipment and parts and accessories | COOLER | OIL | TYPE | HYDRAULIC | TRADE SIZE |  | END CONNECTION |  | COOLING CAPACITY |  | DISPLACEMENT |  | FLOW RATING |  | PRESSURE RATING |  | TEMPERATURE RATING |  | HAZARD CLASS |  | CERTIFICATION/STANDARD |  | ADDITIONAL FEATURES | [52 empty] | Production Completed
STP_009 - Lot4 | Data Enrichment | SMX | OK | 2023-07-21 | 2023-07-27 |  | 1280561 | 1280561 | EA | CRIMPER;SKN,300 MM2,MILW, M18 |  |  | CRIMPER;TYPE:SKIN,CRIMPING RANGE:300 MM2,ADDITIONAL FEATURES EN:MILW, M18,MNFR:01)BLKWOOD,PTNO:01)04186802 | EN_01)SKIN,300 MM2,01)MILW, M18,01)BLKWOOD,01)04186802 |  |  | BLKWOOD | BLKWOOD | 04186802 | MILWAUKEE |  |  |  |  | https://www.blackwoods.com.au/power-tools/cordless-power-tools/press-tools-milwaukee/crimper-300mm-skin-milw-forcelogic-m18/p/04186802 | [10 empty] | Enriched | 27110000 Hand tools | CRIMPER | NO MODIFIER | TYPE | PRESS TOOL,SKIN | TRADE SIZE |  | CRIMPING RANGE | 300 MM2 | MATERIAL |  | SIZE | 337.8 MM LG | HAZARD CLASS |  | CERTIFICATION/STANDARD |  | ADDITIONAL FEATURES | M18 | [57 empty] | Production Completed
STP_009 - Lot4 | Data Enrichment | SMX | OK | 2023-07-21 | 2023-07-27 |  | 1365525 | 1365525 | EA | ELECTRODE,CUTNG;PLASMA |  |  | ELECTRODE,CUTTING;TYPE:PLASMA,ADDITIONAL FEATURES EN:TUBULAR: TORCH, 5 PER PKT,MNFR:01)BOC,PTNO:01)BOC9/5633 | PLASMA,01)TUBULAR: TORCH, 5 PER PKT,01)BOC,01)BOC9/5633 |  |  | BOC | BOC | BOC9/5633 | BOC LIMITED |  |  |  |  | https://tgaabrasives.co.nz/shop/welding-plasma/plasma-consumables-welding-plasma/plasma-electrode-pch-51-5pk/ | [10 empty] | Enriched | 23271814 Cutting electrode | ELECTRODE | CUTTING | TYPE | PLASMA,THERMAL | DIAMETER |  | LENGTH |  | MATERIAL |  | HAZARD CLASS |  | CERTIFICATION/STANDARD |  | ADDITIONAL FEATURES | SHAPE:TUBULAR TORCH,PACKAGING QUANTITY:5/PK | [59 empty] | Production Completed
STP_009 - Lot4 | Data Enrichment | SMX | OK | 2023-07-21 | 2023-07-27 |  | 1215072 | 1215072 | PAC | ELECTRODE,WLDG;CST | ELECTRODO SOLDRA; | ELCTRD SOUDU; | ELECTRODE,WELDING;MATERIAL:CAST,ADDITIONAL FEATURES EN:CASTCRAFT 100,3.25MM,PK/2.5KG,MNFR:BOC LIMITED,PTNO:611733 | EN_01)CAST,01)CASTCRAFT 100,3.25MM,PK/2.5,01)BOC LIMITED,01)611733 | 611733 | 1068135 | BOC LIMITED | BOC LIMITED | 611733 | CIGWELD |  |  |  |  | https://www.cigweld.com.au/product/castcraft-100-2-5-mm-3-2-mm/ | [10 empty] | Enriched | 23271810 Welding electrode | ELECTRODE | WELDING | TYPE | GENERAL PURPOSE,VERSATILE | DESIGNATION |  | MATERIAL | CAST IRON | CURRENT RATING |  | DIAMETER | 3.25 MM | LENGTH |  | HAZARD CLASS |  | CERTIFICATION/STANDARD |  | ADDITIONAL FEATURES | BRAND:CASTCRAFT 100,PACKAGING QUANTITY:2.5 KG/PK | [55 empty] | Production Completed
STP_009 - Lot4 | Data Enrichment | SMX | OK | 2023-07-21 | 2023-07-27 |  | 1229247 | 1229247 | PAC | ELECTRODE,WLDG;DIA 5 MM,LG 450 MM,GP6012 |  |  | ELECTRODE,WELDING;DIAMETER:5 MM,LENGTH:450 MM,ADDITIONAL FEATURES EN:GP6012,MNFR:01)BOC,PTNO:01)611144 | 5 MM,450 MM,01)GP6012,01)BOC,01)611144 |  |  | BOC | BOC | 611144 | CIGWELD |  | GP6012 |  |  | https://www.cigweld.com.au/product/gp6012-2-5-3-2-4-0-mm/ | [10 empty] | Enriched | 23271810 Welding electrode | ELECTRODE | WELDING | TYPE | GENERAL PURPOSE,VERSATILE | DESIGNATION |  | MATERIAL | STEEL | CURRENT RATING |  | DIAMETER | 5 MM | LENGTH | 450 MM | HAZARD CLASS |  | CERTIFICATION/STANDARD |  | ADDITIONAL FEATURES | [56 empty] | Production Completed
STP_009 - Lot4 | Data Enrichment | SMX | OK | 2023-07-21 | 2023-07-27 |  | 1215068 | 1215068 | PAC | ELECTRODE,WLDG;GEN PURPOSE | ELECTRODO SOLDRA; | ELCTRD SOUDU; | ELECTRODE,WELDING;MATERIAL:GEN PURPOSE,ADDITIONAL FEATURES EN:SATINCRAFT 13,3.2MM,PK/5KG,MNFR:BOC LIMITED,PTNO:611183 | EN_01)GEN PURPOSE,01)SATINCRAFT 13,3.2MM,PK/5KG,01)BOC LIMITED,01)611183 | 611183 | 1068135 | BOC LIMITED | BOC LIMITED | 611183 | CIGWELD |  |  |  |  | https://www.cigweld.com.au/product/satincraft-13-3-2mm-5kg/ | [10 empty] | Enriched | 23271810 Welding electrode | ELECTRODE | WELDING | TYPE | GENERAL PURPOSE,VERSATILE | DESIGNATION |  | MATERIAL | CAST IRON | CURRENT RATING |  | DIAMETER | 3.2 MM | LENGTH |  | HAZARD CLASS |  | CERTIFICATION/STANDARD |  | ADDITIONAL FEATURES | BRAND:SATINCRAFT 13,PACKAGING QUANTITY:5 KG/PK | [55 empty] | Production Completed
STP_009 - Lot4 | Data Enrichment | SMX | OK | 2023-07-21 | 2023-07-27 |  | 1215069 | 1215069 | PAC | ELECTRODE,WLDG;GEN PURPOSE | ELECTRODO SOLDRA; | ELCTRD SOUDU; | ELECTRODE,WELDING;MATERIAL:GEN PURPOSE,ADDITIONAL FEATURES EN:FERROCRAFT 61,7018,3.2MM,PK/5KG,MNFR:BOC LIMITED,PTNO:611343 | EN_01)GEN PURPOSE,01)FERROCRAFT 61,7018,3.2MM,PK,01)BOC LIMITED,01)611343 | 611343 | 1068135 | BOC LIMITED | BOC LIMITED | 611343 | CIGWELD |  |  |  |  | https://www.cigweld.com.au/product/ferrocraft-61-2-5-3-2-4-0-5-0-mm/ | [10 empty] | Enriched | 23271810 Welding electrode | ELECTRODE | WELDING | TYPE | GENERAL PURPOSE,VERSATILE | DESIGNATION |  | MATERIAL | CAST IRON | CURRENT RATING |  | DIAMETER | 3.2 MM | LENGTH |  | HAZARD CLASS |  | CERTIFICATION/STANDARD |  | ADDITIONAL FEATURES | BRAND:FERROCRAFT 61,TYPE:7018,PACKAGING QUANTITY:5 KG/PK | [55 empty] | Production Completed
STP_009 - Lot4 | Data Enrichment | SMX | OK | 2023-07-21 | 2023-07-27 |  | 1215071 | 1215071 | PAC | ELECTRODE,WLDG;OTHER | ELECTRODO SOLDRA; | ELCTRD SOUDU; | ELECTRODE,WELDING;MATERIAL:OTHER,ADDITIONAL FEATURES EN:WELDALL,3.25MM,PK/2.5KG,MNFR:BOC LIMITED,PTNO:611703 | EN_01)OTHER,01)WELDALL,3.25MM,PK/2.5KG,01)BOC LIMITED,01)611703 | 611703 | 1068135 | BOC LIMITED | BOC LIMITED | 611703 | CIGWELD |  |  |  |  | https://www.cigweld.com.au/product/weldall-2-5-3-2-4-0-mm/ | [10 empty] | Enriched | 23271810 Welding electrode | ELECTRODE | WELDING | TYPE | GENERAL PURPOSE,VERSATILE | DESIGNATION |  | MATERIAL | HIGHLY ALLOYED STAINLESS STEEL | CURRENT RATING |  | DIAMETER | 3.25 MM | LENGTH |  | HAZARD CLASS |  | CERTIFICATION/STANDARD |  | ADDITIONAL FEATURES | BRAND:WELDALL,PACKAGING QUANTITY:2.5 KG/PK | [55 empty] | Production Completed
STP_009 - Lot4 | Data Enrichment | SMX | OK | 2023-07-21 | 2023-07-27 |  | 1215070 | 1215070 | PAC | ELECTRODE,WLDG;S/S | ELECTRODO SOLDRA; | ELCTRD SOUDU; | ELECTRODE,WELDING;MATERIAL:S/S,ADDITIONAL FEATURES EN:SATINCROME,308L-17,2.5MM,MNFR:BOC LIMITED,PTNO:611602 | EN_01)S/S,01)SATINCROME,308L-17,2.5MM,01)BOC LIMITED,01)611602 | 611602 | 1068135 | BOC LIMITED | BOC LIMITED | 611602 | CIGWELD |  |  |  |  | https://www.cigweld.com.au/product/satincrome-308l-17-2-5-3-2-4-0-mm/ | [10 empty] | Enriched | 23271810 Welding electrode | ELECTRODE | WELDING | TYPE | GENERAL PURPOSE,VERSATILE | DESIGNATION |  | MATERIAL | STAINLESS STEEL | CURRENT RATING |  | DIAMETER | 2.5 MM | LENGTH |  | HAZARD CLASS |  | CERTIFICATION/STANDARD |  | ADDITIONAL FEATURES | BRAND:SATINCROME 308L-17 | [55 empty] | Production Completed
STP_009 - Lot4 | Data Enrichment | SMX | OK | 2023-07-21 | 2023-07-27 |  | 1215269 | 1215269 | PAC | ELECTRODE,WLDG;STEELS/ALLOYS | ELECTRODO SOLDRA; | ELCTRD SOUDU; | ELECTRODE,WELDING;MATERIAL:STEELS/ALLOYS,ADDITIONAL FEATURES EN:TUNGSTEN,RARE,2.4X150,AC/DC,MNFR:BOC LIMITED,PTNO:BOC60124 | EN_01)STEELS/ALLOYS,01)TUNGSTEN,RARE,2.4X150,AC/DC,01)BOC LIMITED,01)BOC60124 | BOC60124 | 1068135 | BOC LIMITED | BOC LIMITED | BOC60124 | BOC LIMITED |  |  |  |  | https://www.boc.com.au/shop/en/au/tungsten-3-pack-24-x-150-ac--dc-boc60124 | [10 empty] | Enriched | 23271810 Welding electrode | ELECTRODE | WELDING | TYPE | TUNGSTEN,RARE | DESIGNATION |  | MATERIAL | STEEL/ALLOY | CURRENT RATING |  | DIAMETER | 2.4 MM | LENGTH |  | HAZARD CLASS |  | CERTIFICATION/STANDARD |  | ADDITIONAL FEATURES | VOLTAGE RATING:150 VAC/DC | [55 empty] | Production Completed
STP_009 - Lot4 | Data Enrichment | SMX | OK | 2023-07-21 | 2023-07-27 |  | 1215270 | 1215270 | PAC | ELECTRODE,WLDG;STEELS/ALLOYS | ELECTRODO SOLDRA; | ELCTRD SOUDU; | ELECTRODE,WELDING;MATERIAL:STEELS/ALLOYS,ADDITIONAL FEATURES EN:TUNGSTEN,THOR,1.6X150DC,PK10,MNFR:BOC LIMITED,PTNO:BOC501116PK | EN_01)STEELS/ALLOYS,01)TUNGSTEN,THOR,1.6X150DC,PK1,01)BOC LIMITED,01)BOC501116PK | BOC501116PK | 1068135 | BOC LIMITED | BOC LIMITED | BOC501116PK | BOC LIMITED |  |  |  |  | https://www.boc.co.nz/shop/en/nz/tungsten-thoriated-16-x-150-dc-pk10-boc501116pk | [10 empty] | Enriched | 23271810 Welding electrode | ELECTRODE | WELDING | TYPE | TUNGSTEN,THORIATED | DESIGNATION |  | MATERIAL | STEEL/ALLOY | CURRENT RATING |  | DIAMETER | 1.6 MM | LENGTH |  | HAZARD CLASS |  | CERTIFICATION/STANDARD |  | ADDITIONAL FEATURES | VOLTAGE RATING:150 VAC/DC,PACKAGING QUANTITY:10/PK | [55 empty] | Production Completed
STP_009 - Lot4 | Data Enrichment | SMX | OK | 2023-07-21 | 2023-07-27 |  | 1215271 | 1215271 | PAC | ELECTRODE,WLDG;STEELS/ALLOYS | ELECTRODO SOLDRA; | ELCTRD SOUDU; | ELECTRODE,WELDING;MATERIAL:STEELS/ALLOYS,ADDITIONAL FEATURES EN:TUNGSTEN,THOR,2.4X150DC,PK10,MNFR:BOC LIMITED,PTNO:BOC501124PK | EN_01)STEELS/ALLOYS,01)TUNGSTEN,THOR,2.4X150DC,PK1,01)BOC LIMITED,01)BOC501124PK | BOC501124PK | 1068135 | BOC LIMITED | BOC LIMITED | BOC501124PK | BOC LIMITED |  |  |  |  | https://www.boc.co.nz/shop/en/nz/tungsten-thoriated-24mm-pkt-of-10-boc501124pk | [10 empty] | Enriched | 23271810 Welding electrode | ELECTRODE | WELDING | TYPE | TUNGSTEN,THORIATED | DESIGNATION |  | MATERIAL | STEEL/ALLOY | CURRENT RATING |  | DIAMETER | 2.4 MM | LENGTH |  | HAZARD CLASS |  | CERTIFICATION/STANDARD |  | ADDITIONAL FEATURES | VOLTAGE RATING:150 VAC/DC,PACKAGING QUANTITY:10/PK | [55 empty] | Production Completed
STP_009 - Lot4 | Data Enrichment | SMX | OK | 2023-07-21 | 2023-07-27 |  | 1215272 | 1215272 | PAC | ELECTRODE,WLDG;STEELS/ALLOYS | ELECTRODO SOLDRA; | ELCTRD SOUDU; | ELECTRODE,WELDING;MATERIAL:STEELS/ALLOYS,ADDITIONAL FEATURES EN:TUNGSTEN ZIR,1.6X150AC,PK10,MNFR:BOC LIMITED,PTNO:BOC503016PK | EN_01)STEELS/ALLOYS,01)TUNGSTEN ZIR,1.6X150AC,PK10,01)BOC LIMITED,01)BOC503016PK | BOC503016PK | 1068135 | BOC LIMITED | BOC LIMITED | BOC503016PK | BOC LIMITED |  |  |  |  | https://www.boc.co.nz/shop/en/nz/tungsten-zirconiated-16mm---pkt-of-10-boc503016pk | [10 empty] | Enriched | 23271810 Welding electrode | ELECTRODE | WELDING | TYPE | TUNGSTEN,ZIRCONIATED | DESIGNATION |  | MATERIAL | STEEL/ALLOY | CURRENT RATING |  | DIAMETER | 1.6 MM | LENGTH |  | HAZARD CLASS |  | CERTIFICATION/STANDARD |  | ADDITIONAL FEATURES | VOLTAGE RATING:150 VAC/DC,PACKAGING QUANTITY:10/PK | [55 empty] | Production Completed
STP_009 - Lot4 | Data Enrichment | SMX | OK | 2023-07-21 | 2023-07-27 |  | 1215273 | 1215273 | PAC | ELECTRODE,WLDG;STEELS/ALLOYS | ELECTRODO SOLDRA; | ELCTRD SOUDU; | ELECTRODE,WELDING;MATERIAL:STEELS/ALLOYS,ADDITIONAL FEATURES EN:TUNGSTEN ZIR,2.4X150AC,PK10,MNFR:BOC LIMITED,PTNO:BOC503024PK | EN_01)STEELS/ALLOYS,01)TUNGSTEN ZIR,2.4X150AC,PK10,01)BOC LIMITED,01)BOC503024PK | BOC503024PK | 1068135 | BOC LIMITED | BOC LIMITED | BOC503024PK | BOC LIMITED |  |  |  |  | https://www.boc.co.nz/shop/en/nz/tungsten-zirconiated-24mm---pkt-of-10-boc503024pk | [10 empty] | Enriched | 23271810 Welding electrode | ELECTRODE | WELDING | TYPE | TUNGSTEN,ZIRCONIATED | DESIGNATION |  | MATERIAL | STEEL/ALLOY | CURRENT RATING |  | DIAMETER | 2.4 MM | LENGTH |  | HAZARD CLASS |  | CERTIFICATION/STANDARD |  | ADDITIONAL FEATURES | VOLTAGE RATING:150 VAC/DC,PACKAGING QUANTITY:10/PK | [55 empty] | Production Completed
STP_009 - Lot4 | Data Enrichment | SMX | OK | 2023-07-21 | 2023-07-27 |  | 1215274 | 1215274 | PAC | ELECTRODE,WLDG;STEELS/ALLOYS | ELECTRODO SOLDRA; | ELCTRD SOUDU; | ELECTRODE,WELDING;MATERIAL:STEELS/ALLOYS,ADDITIONAL FEATURES EN:TUNGSTEN ZIR,3.2X150AC,PK10,MNFR:BOC LIMITED,PTNO:BOC503032PK | EN_01)STEELS/ALLOYS,01)TUNGSTEN ZIR,3.2X150AC,PK10,01)BOC LIMITED,01)BOC503032PK | BOC503032PK | 1068135 | BOC LIMITED | BOC LIMITED | BOC503032PK | BOC LIMITED |  |  |  |  | https://www.boc.co.nz/shop/en/nz/tungsten-zirconiated-32mm---pkt-of-10-boc503032pk | [10 empty] | Enriched | 23271810 Welding electrode | ELECTRODE | WELDING | TYPE | TUNGSTEN,ZIRCONIATED | DESIGNATION |  | MATERIAL | STEEL/ALLOY | CURRENT RATING |  | DIAMETER | 3.2 MM | LENGTH |  | HAZARD CLASS |  | CERTIFICATION/STANDARD |  | ADDITIONAL FEATURES | VOLTAGE RATING:150 VAC/DC,PACKAGING QUANTITY:10/PK | [55 empty] | Production Completed
STP_009 - Lot4 | Data Enrichment | SMX | OK | 2023-07-21 | 2023-07-27 |  | 1215222 | 1215222 | PAC | ELECTRODE,WLDG;STL | ELECTRODO SOLDRA; | ELCTRD SOUDU; | ELECTRODE,WELDING;MATERIAL:STEEL,ADDITIONAL FEATURES EN:COBALARC 650,3.25MM,5KG,MNFR:BOC LIMITED,PTNO:611463 | EN_01)STEEL,01)COBALARC 650,3.25MM,5KG,01)BOC LIMITED,01)611463 | 611463 | 1068135 | BOC LIMITED | BOC LIMITED | 611463 | CIGWELD |  |  |  |  | https://www.cigweld.com.au/product/cobalarc-650-3-2-4-0-mm/ | [10 empty] | Enriched | 23271810 Welding electrode | ELECTRODE | WELDING | TYPE | GENERAL PURPOSE,VERSATILE | DESIGNATION |  | MATERIAL | STEEL | CURRENT RATING |  | DIAMETER | 3.25 MM | LENGTH |  | HAZARD CLASS |  | CERTIFICATION/STANDARD |  | ADDITIONAL FEATURES | BRAND:COBALARC 650,PACKAGING QUANTITY:5 KG/PK | [55 empty] | Production Completed
STP_009 - Lot4 | Data Enrichment | SMX | OK | 2023-07-21 | 2023-07-27 |  | 1215115 | 1215115 | PAC | ELECTRODE,WLDG;TUNGSTAN | ELECTRODO SOLDRA; | ELCTRD SOUDU; | ELECTRODE,WELDING;MATERIAL:TUNGSTAN,ADDITIONAL FEATURES EN:TUNGSTEN LANT,3.2X150,ACDC,PK10,MNFR:BOC LIMITED,PTNO:BOC504032PK | EN_01)TUNGSTAN,01)TUNGSTEN LANT,3.2X150,ACDC,01)BOC LIMITED,01)BOC504032PK | BOC504032PK | 1068135 | BOC LIMITED | BOC LIMITED | BOC504032PK | BOC LIMITED |  |  |  |  | https://www.boc.com.au/wcsstore/AU_BOC_Industrial_Store/pdf/product/en_AU/Essentials%20Guide%20AU%202019%20Web%20v2.pdf | [10 empty] | Enriched | 23271810 Welding electrode | ELECTRODE | WELDING | TYPE | TUNGSTEN,LANTHIATED | DESIGNATION |  | MATERIAL | STEEL/ALLOY | CURRENT RATING |  | DIAMETER | 3.2 MM | LENGTH |  | HAZARD CLASS |  | CERTIFICATION/STANDARD |  | ADDITIONAL FEATURES | VOLTAGE RATING:150 VAC/DC,PACKAGING QUANTITY:10/PK | [55 empty] | Production Completed
STP_009 - Lot4 | Data Enrichment | SMX | OK | 2023-07-21 | 2023-07-27 |  | 1318158 | 1318158 | EA | FITTING,GRS;NIPPLE, STRAIGHT,NOM 1/4IN |  |  | FITTING,GREASE;TYPE:NIPPLE, STRAIGHT,NOMINAL SIZE:1/4 IN,END CONNECTION:19 BSP,MATERIAL:ZINC PLATED,MNFR:01)ZBLACKBH,PTNO:01) 04272203,MNFR:02)BLACKDU,PTNO:02)04272203 | NIPPLE, STRAIGHT,1/4 IN,19 BSP,ZINC PLATED,01)ZBLACKBH,02)BLACKDU,01)04272203,02)04272203 |  |  | BLACKDU | ZBLACKBH | 04272203 | ALEMLUBE | BLACKDU | 04272203 |  |  | https://www.blackwoods.com.au/lubricants-lubrication-equipment/grease-guns-pumps-accessories/alemlube-grease-nipples-bsp-gas-british-standard-pipe/nipple-grease-1-4-bsp-straight/p/04272203 | [10 empty] | Enriched | 40141736 Grease fitting | FITTING | GREASE | TYPE | NIPPLE,STRAIGHT | NOMINAL SIZE | 1/4 IN | END CONNECTION | 19 BSP | MATERIAL | MILD STEEL ZINC PLATED | ANGLE |  | LENGTH |  | HEX SIZE |  | PRESSURE RATING |  | HAZARD CLASS |  | CERTIFICATION/STANDARD | BSS 1486,DIN 71412,SAE J534,JIS B1583 | ADDITIONAL FEATURES | [52 empty] | Production Completed
STP_009 - Lot4 | Data Enrichment | SMX | OK | 2023-07-21 | 2023-07-27 |  | 1358675 | 1358675 | EA | FITTING,GRS;NIPPLE, TAPER THREAD,28 UNF |  |  | FITTING,GREASE;TYPE:NIPPLE, TAPER THREAD,NOMINAL SIZE:1/4 IN,END CONNECTION:28 UNF,MATERIAL:STEEL HARDENED ZINC PLATED,ANGLE:90 DEG,ADDITIONAL FEATURES EN:LUBRICATION: SAE-LT, PKT = 100,MNFR:01)BLKWOODS,PTNO:01)04273804 | NIPPLE, TAPER THREAD,1/4 IN,28 UNF,STEEL HARDENED ZINC PLATED,90 DEG,01)LUBRICATION: SAE-LT, PKT =,01)BLKWOODS,01)04273804 |  |  | BLACKWOODS | BLACKWOODS | 04273804 | ALEMLUBE |  |  |  |  | https://www.blackwoods.com.au/lubricants-lubrication-equipment/grease-guns-pumps-accessories/alemlube-grease-nipples-unf-sae-unified-national-fine/nipple-grease-1-4-unf-90-deg/p/04273804 | [10 empty] | Enriched | 40141736 Grease fitting | FITTING | GREASE | TYPE | NIPPLE,TAPER THREAD | NOMINAL SIZE | 1/4 IN | END CONNECTION | 28 UNF | MATERIAL | STEEL HARDENED ZINC PLATED | ANGLE | 90 DEG | LENGTH |  | HEX SIZE |  | PRESSURE RATING |  | HAZARD CLASS |  | CERTIFICATION/STANDARD | BSS 1486,DIN 71412,SAE J534,JIS B1583 | ADDITIONAL FEATURES | PACKAGING QUANTITY:100/PK,LUBRICATION:LT | [51 empty] | Production Completed
STP_009 - Lot4 | Data Enrichment | SMX | OK | 2023-07-21 | 2023-07-27 |  | 1346135 | 1346135 | EA | FLANGE;YOKE,GETMAN,434539 |  |  | FLANGE;TYPE:YOKE,MNFR:01)GETMAN,PTNO:01)434539 | YOKE,01)GETMAN,01)434539 |  |  | GETMAN | GETMAN | 434539 | [5 empty] | URL NOT FOUND | [10 empty] | Cleansed | 40170000 Pipe piping and pipe fittings | FLANGE | NO MODIFIER | TYPE | YOKE | NOMINAL SIZE |  | OUTSIDE DIMENSIONS |  | THICKNESS |  | END CONNECTION |  | MATERIAL |  | MATERIAL SPECIFICATION |  | PRESSURE RATING |  | COATING/FINISH |  | TEMPERATURE RATING |  | HAZARD CLASS |  | CERTIFICATION/STANDARD |  | ADDITIONAL FEATURES | [48 empty] | Production Completed
STP_009 - Lot4 | Data Enrichment | SMX | OK | 2023-07-21 | 2023-07-27 |  | 1284518 | 1284518 | EA | FUNNEL;PLASTIC,LINE 4 |  |  | FUNNEL;MATERIAL:PLASTIC,ADDITIONAL FEATURES EN:LINE 4,MNFR:01)BLKWOOD,PTNO:01)04255505 | PLASTIC,01)LINE 4,01)BLKWOOD,01)04255505 |  |  | BLKWOOD | BLKWOOD | 04255505 | KINGCRAFT |  |  |  |  | https://www.blackwoods.com.au/lubricants-lubrication-equipment/oil-storage-lubrication-equipment/jbs-straight-plastic-funnels/funnel-plastic-10cm-no-1450/p/04255505 | [10 empty] | Enriched | 40141735 Funnels | FUNNEL | NO MODIFIER | TYPE | STRAIGHT | CAPACITY |  | SPOUT LENGTH |  | FUNNEL END SIZE | 10 CM | SPOUT END SIZE |  | OVERALL LENGTH |  | MATERIAL | PLASTIC | HAZARD CLASS |  | CERTIFICATION/STANDARD |  | ADDITIONAL FEATURES | LINE 4 | [53 empty] | Production Completed
STP_009 - Lot4 | Data Enrichment | SMX | OK | 2023-07-21 | 2023-07-27 |  | 1294077 | 1294077 | EA | HINGE,DR;BUTT, FIXED PIN,STAINLESS STEEL |  |  | HINGE,DOOR;TYPE:BUTT, FIXED PIN,SIZE:WD 50 X LG 70 X THK 1.6 MM,MATERIAL:STAINLESS STEEL,COATING/FINISH:SATIN,NUMBER OF HOLES/SLOTS:6,ADDITIONAL FEATURES EN:OPEN, NARROW, CSK HOLES,MNFR:01)BLKWOODS,PTNO:01)04083900 | BUTT, FIXED PIN,WD 50 X LG 70 X THK 1.6 MM,STAINLESS STEEL,SATIN,01)OPEN, NARROW, CSK HOLES,01)BLKWOODS,01)04083900 |  |  | BLACKWOODS | BLACKWOODS | 04083900 | TRIO |  |  |  |  | https://www.blackwoods.com.au/hardware/hinges/butt-hinges-safety-stainless-steel-sss/hinge-butt-ltandnrw-fp-70x50x1-6mm-satinss/p/04083900 | [10 empty] | Enriched | 31162403 Hinges | HINGE | DOOR | TYPE | BUTT,FIXED PIN,OPEN,NARROW | SIZE | WD 50XLG 70XTHK 1.6 MM | MATERIAL | STAINLESS STEEL | COATING/FINISH | SATIN | NUMBER OF HOLES/SLOTS | 6 | HOLE/SLOT SIZE |  | HAZARD CLASS |  | CERTIFICATION/STANDARD |  | ADDITIONAL FEATURES | C/W CSK HOLES | [55 empty] | Production Completed
STP_009 - Lot4 | Data Enrichment | SMX | OK | 2023-07-21 | 2023-07-27 | Url Only For Refference | 1364592 | 1364592 | EA | HINGE;SCOTCH TEE,LG 300 MM,GALVANIZED |  |  | HINGE;TYPE:SCOTCH TEE,SIZE:LG 300 MM,COATING/FINISH:GALVANIZED,MNFR:01)BLKWOODS,PTNO:01)04088701 | SCOTCH TEE,EN_01)LG 300 MM,GALVANIZED,01)BLKWOODS,01)04088701 |  |  | BLACKWOODS | BLACKWOODS | 04088701 | TRIO |  |  |  |  | https://www.blackwoods.com.au/hardware/hinges-gate/gate-hinges-trio-hinging/c/308468077/208178157/variants | [10 empty] | Enriched | 31162403 Hinges | HINGE | DOOR | TYPE | BUTT,SCOTCH TEE | SIZE | 300 MM LG | MATERIAL |  | COATING/FINISH | GALVANIZED | NUMBER OF HOLES/SLOTS |  | HOLE/SLOT SIZE |  | HAZARD CLASS |  | CERTIFICATION/STANDARD |  | ADDITIONAL FEATURES | [56 empty] | Production Completed