## Sheet1
Project | Activities | Production User | Production Comments | Start Date | End Date | Remarks | Griha ID | MATNR | MEINS | MAKTX_EN | MAKTX_ES | MAKTX_FR | TEXT_EN | Class_Char_Catted | MFRPN | MFRNR | MFRNR DES | MNFR | PTNO | Verified MNFR from web | MNFR 1 | PTNO 1 | MNFR 2 | PTNO 2 | Reference URL | Reference URL1 | Item Number | Equipment Type | Equipment Manufacturer | Equipment Model | Equipment Serial | DWG | DRAWING VERSION | POS/TAG | Unused Text | Enriched/Cleansed | UNSPSC Ver.23.07 | Noun | Modifier | Attribute Name 1 | Attribute Value 1 | Attribute Name 2 | Attribute Value 2 | Attribute Name 3 | Attribute Value 3 | Attribute Name 4 | Attribute Value 4 | Attribute Name 5 | Attribute Value 5 | Attribute Name 6 | Attribute Value 6 | Attribute Name 7 | Attribute Value 7 | Attribute Name 8 | Attribute Value 8 | Attribute Name 9 | Attribute Value 9 | Attribute Name 10 | Attribute Value 10 | Attribute Name 11 | Attribute Value 11 | Attribute Name 12 | Attribute Value 12 | Attribute Name 13 | Attribute Value 13 | Attribute Name 14 | Attribute Value 14 | Attribute Name 15 | Attribute Value 15 | Attribute Name 16 | Attribute Value 16 | Attribute Name 17 | Attribute Value 17 | Attribute Name 18 | Attribute Value 18 | Attribute Name 19 | Attribute Value 19 | Attribute Name 20 | Attribute Value 20 | Attribute Name 21 | Attribute Value 21 | Attribute Name 22 | Attribute Value 22 | Attribute Name 23 | Attribute Value 23 | Attribute Name 24 | Attribute Value 24 | Attribute Name 25 | Attribute Value 25 | Attribute Name 26 | Attribute Value 26 | Attribute Name 27 | Attribute Value 27 | Attribute Name 28 | Attribute Value 28 | Attribute Name 29 | Attribute Value 29 | Attribute Name 30 | Attribute Value 30 | Attribute Name 31 | Attribute Value 31 | Attribute Name 32 | Attribute Value 32 | Attribute Name 33 | Attribute Value 33 | Attribute Name 34 | Attribute Value 34 | Attribute Name 35 | Attribute Value 35 | Attribute Name 36 | Attribute Value 36 | Remaining_Information | Status
STP_009 - Lot4 | Data Enrichment | SOZ | OK | 2023-07-21 | 2023-07-27 |  | 1281073 | 1281073 | EA | ADHESIVE;300 ML TUBE,BLACK |  |  | ADHESIVE;CONTAINER:300 ML TUBE,COLOUR:BLACK,ADDITIONAL FEATURES EN:REFERENCE NO: 260N,MNFR:01)BLKWOOD,PTNO:01)03204932 | 300 ML TUBE,BLACK,01)REFERENCE NO: 260N,01)BLKWOOD,01)03204932 |  |  | BLKWOOD | BLKWOOD | 03204932 | [5 empty] | https://www.blackwoods.com.au/adhesives-sealants-fillers/adhesives-sealants/sikaflex-260n-structural-multipurpose-adhesive-polyurethane/adhesive-sikaflex-260n-300ml-black/p/03204932 | [10 empty] | E |  | ADHESIVE | No Modifier | TYPE | Structural Multipurpose | CURE TIME |  | CONTAINER | 300 ML TUBE | COLOUR | BLACK | TEMPERATURE RATING |  | HAZARD CLASS |  | CERTIFICATION/STANDARD |  | ADDITIONAL FEATURES | REF:260N | [57 empty] | Production Completed
STP_009 - Lot4 | Data Enrichment | SOZ | OK | 2023-07-21 | 2023-07-27 |  | 1280631 | 1280631 | EA | ADHESIVE;35 G STICK,CLEAR |  |  | ADHESIVE;CONTAINER:35 G STICK,COLOUR:CLEAR,MNFR:01)WINC AUSTRALIA PTY LTD,PTNO:01)86515086 | 35 G STICK,CLEAR,01)WINC AUSTRALIA PTY LTD,01)86515086 |  |  | WINC AUSTRALIA PTY LTD | WINC AUSTRALIA PTY LTD | 86515086 | [5 empty] | https://www.winc.com.au/main-catalogue-productdetail/bostik-glue-stik-35g/86515086 | [10 empty] | C |  | ADHESIVE | No Modifier | TYPE |  | CURE TIME |  | CONTAINER | 35 G STICK | COLOUR | CLEAR | TEMPERATURE RATING |  | HAZARD CLASS |  | CERTIFICATION/STANDARD |  | ADDITIONAL FEATURES | [58 empty] | Production Completed
STP_009 - Lot4 | Data Enrichment | SOZ | OK | 2023-07-21 | 2023-07-27 |  | 1280807 | 1280807 | EA | ADHESIVE;AHR,1 HR,380 ML CARTRIDGE,GREY |  |  | ADHESIVE;TYPE:ANCHOR,CURE TIME:1 HR,CONTAINER:380 ML CARTRIDGE,COLOUR:GREY,MNFR:01)MOUNT ISA HIRE SERVICE,PTNO:01)RAMSC801C | EN_01)ANCHOR,EN_01)1 HR,380 ML CARTRIDGE,GREY,01)MOUNT ISA HIRE SERVICE,01)RAMSC801C |  |  | MOUNT ISA HIRE SERVICE | MOUNT ISA HIRE SERVICE | RAMSC801C | RAMSET |  |  |  |  | https://ramset.com.au/Product/Detail/5/ChemSet-801-XTREM- | https://www.cdaets.com.au/product/ramset-chemset-801-cartridge-380ml-c801x380--678770 | [9 empty] | C |  | ADHESIVE | No Modifier | TYPE | ANCHOR | CURE TIME | 1 HR | CONTAINER | 380 ML CARTRIDGE | COLOUR | GREY | TEMPERATURE RATING |  | HAZARD CLASS |  | CERTIFICATION/STANDARD |  | ADDITIONAL FEATURES | [58 empty] | Production Completed
STP_009 - Lot4 | Data Enrichment | SOZ | OK | 2023-07-21 | 2023-07-27 |  | 1280663 | 1280663 | EA | ADHESIVE;AHR,35 MIN,380 ML CARTRIDGE |  |  | ADHESIVE;TYPE:ANCHOR,CURE TIME:35 MIN,CONTAINER:380 ML CARTRIDGE,COLOUR:GREY,TEMPERATURE RATING:-40 TO 50 DEG C,ADDITIONAL FEATURES EN:REFERENCE NO: Q002645,MNFR:01)MOUNT ISA HIRE SERVICE,PTNO:01)RAMSC101C | EN_01)ANCHOR,EN_01)35 MIN,380 ML CARTRIDGE,GREY,-40 TO 50 DEG C,01)REFERENCE NO: Q002645,01)MOUNT ISA HIRE SERVICE,01)RAMSC101C |  |  | MOUNT ISA HIRE SERVICE | MOUNT ISA HIRE SERVICE | RAMSC101C | RAMSET |  |  |  |  | https://ramset.com.au/Product/Detail/4/ChemSet-101-Plus | https://www.nepbolt.com.au/fasteners/masonry-anchors/chemical/resins/678763-C101C | [9 empty] | C |  | ADHESIVE | No Modifier | TYPE | ANCHOR | CURE TIME | 35 MIN | CONTAINER | 380 ML CARTRIDGE | COLOUR | GREY | TEMPERATURE RATING | -40 TO 50 DEG C | HAZARD CLASS |  | CERTIFICATION/STANDARD |  | ADDITIONAL FEATURES | REF:Q002645 | [57 empty] | Production Completed
STP_009 - Lot4 | Data Enrichment | SOZ | OK | 2023-07-21 | 2023-07-27 |  | 1280668 | 1280668 | EA | ADHESIVE;ANCHOR DIA 16 MM,20 MIN,P10/PK |  |  | ADHESIVE;TYPE:ANCHOR DIA 16 MM,CURE TIME:20 MIN,CONTAINER:CHEMICAL CAPSULE,ADDITIONAL FEATURES EN:P10/PK,MNFR:01)J.BLACKWOOD AND SON | EN_01)ANCHOR DIA 16 MM,EN_01)20 MIN,CHEMICAL CAPSULE,01)P10/PK,01)J.BLACKWOOD & SON LIMITED,01)08802417 |  |  | J.BLACKWOOD AND SON | J.BLACKWOOD AND SON | [6 empty] | U | [10 empty] | C |  | ADHESIVE | No Modifier | TYPE | ANCHOR DIA 16 MM | CURE TIME | 20 MIN | CONTAINER | CHEMICAL CAPSULE | COLOUR |  | TEMPERATURE RATING |  | HAZARD CLASS |  | CERTIFICATION/STANDARD |  | ADDITIONAL FEATURES | PACKAGE QUANTITY:10/PACK | [57 empty] | Production Completed
STP_009 - Lot4 | Data Enrichment | SOZ | OK | 2023-07-21 | 2023-07-27 |  | 1281047 | 1281047 | EA | ADHESIVE;BOND CRETE,4 L PAIL |  |  | ADHESIVE;TYPE:BOND CRETE,CONTAINER:4 L PAIL,ADDITIONAL FEATURES EN:QUIRED FOR U3 SHUTDOWNREQUESTED BY ROD LINES,MNFR:01)ELLIOTT TIMBER SALES PTY LTD,PTNO:01)9311904125005 | EN_01)BOND CRETE,4 L PAIL,01)QUIRED FOR U3 SHUTDOWNREQUE,01)ELLIOTT TIMBER SALES PTY LT,01)9311904125005 |  |  | ELLIOTT TIMBER SALES PTY LTD | ELLIOTT TIMBER SALES PTY LTD | 9311904125005 | BOND CRETE | [5 empty] | https://glyndemitre10.com.au/product/bondcrete-4lt | [9 empty] | C |  | ADHESIVE | No Modifier | TYPE |  | CURE TIME |  | CONTAINER | 4 L PAIL | COLOUR |  | TEMPERATURE RATING |  | HAZARD CLASS |  | CERTIFICATION/STANDARD |  | ADDITIONAL FEATURES | QUIRED FOR U3 SHUTDOWNREQUESTED BY ROD LINES | [57 empty] | Production Completed
STP_009 - Lot4 | Data Enrichment | SOZ | OK | 2023-07-21 | 2023-07-27 |  | 1280853 | 1280853 | EA | ADHESIVE;CATALYST GLASS FIBRE,15 ML |  |  | ADHESIVE;TYPE:CATALYST GLASS FIBRE,CONTAINER:15 ML,MNFR:01)PANDDECOR,PTNO:01)8001275 | EN_01)CATALYST GLASS FIBRE,15 ML,01)P&DECOR,01)8001275 |  |  | PANDDECOR | PANDDECOR | 8001275 | [5 empty] | U | [10 empty] | C |  | ADHESIVE | No Modifier | TYPE | CATALYST GLASS FIBRE | CURE TIME |  | CONTAINER | 15 ML | COLOUR |  | TEMPERATURE RATING |  | HAZARD CLASS |  | CERTIFICATION/STANDARD |  | ADDITIONAL FEATURES | [58 empty] | Production Completed
STP_009 - Lot4 | Data Enrichment | SOZ | OK | 2023-07-21 | 2023-07-27 |  | 1280681 | 1280681 | EA | ADHESIVE;COMPOUND JOINTING,24 HR |  |  | ADHESIVE;TYPE:COMPOUND JOINTING,CURE TIME:24 HR,CONTAINER:200 G TUBE,TEMPERATURE RATING:-40 TO 400 DEG C,MNFR:01)J.BLACKWOOD AND SON | EN_01)COMPOUND JOINTING,EN_01)24 HR,200 G TUBE,-40 TO 400 DEG C,01)J.BLACKWOOD & SON LIMITED,01)05064009 |  |  | J.BLACKWOOD AND SON | J.BLACKWOOD AND SON | [6 empty] | U | [10 empty] | C |  | ADHESIVE | No Modifier | TYPE | COMPOUND JOINTING | CURE TIME | 24 HR | CONTAINER | 200 G TUBE | COLOUR |  | TEMPERATURE RATING | -40 TO 400 DEG C | HAZARD CLASS |  | CERTIFICATION/STANDARD |  | ADDITIONAL FEATURES | [58 empty] | Production Completed
STP_009 - Lot4 | Data Enrichment | SOZ | OK | 2023-07-21 | 2023-07-27 |  | 1280740 | 1280740 | EA | ADHESIVE;E-POX-E, GLUE,5 MIN |  |  | ADHESIVE;TYPE:E-POX-E, GLUE,CURE TIME:5 MIN,CONTAINER:25 ML SYRINGE,MNFR:01)BOSS,PTNO:01)9235-25ML | EN_01)E-POX-E, GLUE,EN_01)5 MIN,25 ML SYRINGE,01)BOSS,01)9235-25ML |  |  | BOSS | BOSS | 9235-25ML | [6 empty] | https://appliedau.com.au/product-details/adhesives-sealants-tape/adhesives/epoxy-adhesives/354942/9e139999-d7c0-11ea-9e6c-567e73c68856 | [9 empty] | C |  | ADHESIVE | No Modifier | TYPE | EPOXY,GLUE | CURE TIME | 5 MIN | CONTAINER | 25 ML SYRINGE | COLOUR |  | TEMPERATURE RATING |  | HAZARD CLASS |  | CERTIFICATION/STANDARD |  | ADDITIONAL FEATURES | [58 empty] | Production Completed
STP_009 - Lot4 | Data Enrichment | SOZ | OK | 2023-07-21 | 2023-07-27 |  | 1280859 | 1280859 | EA | ADHESIVE;EPOXY INJECTION,585 ML |  |  | ADHESIVE;TYPE:EPOXY INJECTION,CONTAINER:585 ML,ADDITIONAL FEATURES EN:REQUIRED FOR, SHUTDOWN REQUESTED,MNFR:01)KONNECT,PTNO:01) PURE 150PRO-585 | EN_01)EPOXY INJECTION,585 ML,01)REQUIRED FOR, SHUTDOWN REQU,01)KONNECT,01)PURE 150PRO-585 |  |  | KONNECT | KONNECT | PURE 150PRO-585 | [5 empty] | https://www.konnectfasteningsystems.com.au/pure-150-pro-epoxy-injection-585ml.html | [10 empty] | C |  | ADHESIVE | No Modifier | TYPE | EPOXY INJECTION | CURE TIME |  | CONTAINER | 585 ML | COLOUR |  | TEMPERATURE RATING |  | HAZARD CLASS |  | CERTIFICATION/STANDARD |  | ADDITIONAL FEATURES | REQUIRED FOR,SHUTDOWN REQUESTED | [57 empty] | Production Completed
STP_009 - Lot4 | Data Enrichment | SOZ | OK | 2023-07-21 | 2023-07-27 |  | 1364781 | 1364781 | EA | ADHESIVE;EPOXY LIQUID,3-5 MIN,150 G | ADHESIVO;,AMARILLO | ADHESIF;,JAUNE | ADHESIVE;TYPE:EPOXY LIQUID,CURE TIME:3-5 MIN,CONTAINER:150 G,COLOUR:YELLOW,CERTIFICATION/STANDARD:S20.20:2014,ADDITIONAL FEATURES EN:MFR:DOUBLE BUBBLE | EN_01)EPOXY LIQUID,EN_01)3-5 MIN,150 G,YELLOW,EN_01)S20.20:2014,01)MFR:DOUBLE BUBBLE,01)RS COMPONENTS PTY LTD,01)1303596 |  |  | DOUBLE BUBBLE | DOUBLE BUBBLE | [6 empty] | U | [10 empty] | C |  | ADHESIVE | No Modifier | TYPE | EPOXY LIQUID | CURE TIME | 3-5 MIN | CONTAINER | 150 G | COLOUR | YELLOW | TEMPERATURE RATING |  | HAZARD CLASS |  | CERTIFICATION/STANDARD | S20.20:2014 | ADDITIONAL FEATURES | [58 empty] | Production Completed
STP_009 - Lot4 | Data Enrichment | SOZ | OK | 2023-07-21 | 2023-07-27 |  | 1294612 | 1294612 | EA | ADHESIVE;EPXY,24 HR,TUBE 35 ML,BLKWOODS |  |  | ADHESIVE;TYPE:EPOXY,CURE TIME:24 HR,CONTAINER:TUBE 35 ML,COLOUR:BLACK/WHITE,MNFR:01)BLKWOODS,PTNO:01)04345606 | EN_01)EPOXY,EN_01)24 HR,TUBE 35 ML,BLACK/WHITE,01)BLKWOODS,01)04345606 |  |  | BLACKWOODS | BLKWOODS | 04345606 | [5 empty] | https://www.blackwoods.com.au/adhesives-sealants-fillers/adhesives-sealants/selleys-araldite-super-strength-epoxy-adhesive/adhesive-araldite-super-stngth-35ml/p/04345606 | [10 empty] | E |  | ADHESIVE | No Modifier | TYPE | Super Strength Epoxy | CURE TIME | 24 HR | CONTAINER | 35 ML TUBE | COLOUR | BLACK/WHITE | TEMPERATURE RATING |  | HAZARD CLASS |  | CERTIFICATION/STANDARD |  | ADDITIONAL FEATURES | [58 empty] | Production Completed
STP_009 - Lot4 | Data Enrichment | SOZ | OK | 2023-07-21 | 2023-07-27 |  | 1353314 | 1353314 | EA | ADHESIVE;EPXY,240 MIN,GREY,RSCOMP |  |  | ADHESIVE;TYPE:EPOXY,CURE TIME:240 MIN,CONTAINER:DUAL CARTRIDGE 50 ML,COLOUR:GREY,TEMPERATURE RATING:-55 TO 120 DEG C,MNFR:01) RSCOMP,PTNO:01)458-9563 | EN_01)EPOXY,EN_01)240 MIN,DUAL CARTRIDGE 50 ML,GREY,-55 TO 120 DEG C,01)RSCOMP,01)458-9563 |  |  | RSCOMP | RSCOMP | 458-9563 | [5 empty] | https://in.rsdelivers.com/product/loctite/451231/loctite-hysol-9461-liquid-adhesive-50-ml/4589563 | [10 empty] | E |  | ADHESIVE | No Modifier | TYPE | EPOXY,Liquid | CURE TIME | 240 MIN | CONTAINER | DUAL CARTRIDGE 50 ML | COLOUR | GREY | TEMPERATURE RATING | -55 TO 120 DEG C | HAZARD CLASS |  | CERTIFICATION/STANDARD |  | ADDITIONAL FEATURES | [58 empty] | Production Completed
STP_009 - Lot4 | Data Enrichment | SOZ | OK | 2023-07-21 | 2023-07-27 |  | 1280627 | 1280627 | EA | ADHESIVE;EPXY,4-6 HR,CARTRIDGE,BLACK |  |  | ADHESIVE;TYPE:EPOXY,CURE TIME:4-6 HR,CONTAINER:CARTRIDGE,COLOUR:BLACK,TEMPERATURE RATING:23 DEG C,MNFR:01)RS COMPONENTS PTY LTD, PTNO:01)905-4545 | EN_01)EPOXY,EN_01)4-6 HR,CARTRIDGE,BLACK,23 DEG C,01)RS COMPONENTS PTY LTD,01)905-4545 |  |  | RS COMPONENTS PTY LTD | RS COMPONENTS PTY LTD | 905-4545 | [5 empty] | https://docs.rs-online.com/5831/0900766b814b7458.pdf | [10 empty] | E |  | ADHESIVE | No Modifier | TYPE | EPOXY,Structural | CURE TIME | 4 TO 6 HR | CONTAINER | CARTRIDGE | COLOUR | BLACK | TEMPERATURE RATING | 23 DEG C | HAZARD CLASS |  | CERTIFICATION/STANDARD |  | ADDITIONAL FEATURES | [58 empty] | Production Completed
STP_009 - Lot4 | Data Enrichment | SOZ | OK | 2023-07-21 | 2023-07-27 |  | 1280801 | 1280801 | EA | ADHESIVE;GASKET SEALANT |  |  | ADHESIVE;TYPE:GASKET SEALANT,MNFR:01)ACTROL PARTS PTY LTD,PTNO:01)2701828 | EN_01)GASKET SEALANT,01)ACTROL PARTS PTY LTD,01)2701828 |  |  | ACTROL PARTS PTY LTD | ACTROL PARTS PTY LTD | 2701828 | [5 empty] | https://www.actrol.com.au/product/nylog-blue-gasket-sealant-2701828 | [10 empty] | E |  | SEALANT | NO MODIFIER | TYPE | GASKET | CONTAINER |  | COLOUR | BLUE | SETTING TIME |  | FLASH POINT |  | SIZE | 30 ML | HAZARD CLASS |  | CERTIFICATION/STANDARD |  | ADDITIONAL FEATURES | [56 empty] | Production Completed
STP_009 - Lot4 | Data Enrichment | SOZ | OK | 2023-07-21 | 2023-07-27 |  | 1280886 | 1280886 | EA | ADHESIVE;GASKET SEALANT |  |  | ADHESIVE;TYPE:GASKET SEALANT,MNFR:01)ACTROL PARTS PTY LTD,PTNO:01)2701827 | EN_01)GASKET SEALANT,01)ACTROL PARTS PTY LTD,01)2701827 |  |  | ACTROL PARTS PTY LTD | ACTROL PARTS PTY LTD | 2701827 | [5 empty] | https://www.actrol.com.au/product/nylog-red-gasket-sealant-2701827 | [10 empty] | E |  | SEALANT | NO MODIFIER | TYPE | GASKET | CONTAINER |  | COLOUR | RED | SETTING TIME |  | FLASH POINT |  | SIZE | 30 ML | HAZARD CLASS |  | CERTIFICATION/STANDARD |  | ADDITIONAL FEATURES | [56 empty] | Production Completed
STP_009 - Lot4 | Data Enrichment | SOZ | OK | 2023-07-21 | 2023-07-27 |  | 1317256 | 1317256 | CAR | ADHESIVE;GLUE STICK, HOT MELT |  |  | ADHESIVE;TYPE:GLUE STICK, HOT MELT,CONTAINER:5 KG CARTON,MNFR:01)ATOMSUP,PTNO:01)40006575 | EN_01)GLUE STICK, HOT MELT,5 KG CARTON,01)ATOMSUP,01)40006575 |  |  | ATOM SUPPLY | ATOMSUP | 40006575 | [5 empty] | https://www.atom.com.au/adhesive-hot-melt-tan-tc-q-3738-scotch-weld-3m-5kg-40006575 | [10 empty] | E |  | ADHESIVE | No Modifier | TYPE | GLUE STICK,HOT MELT | CURE TIME |  | CONTAINER | 5 KG CARTON | COLOUR | TAN | TEMPERATURE RATING |  | HAZARD CLASS |  | CERTIFICATION/STANDARD |  | ADDITIONAL FEATURES | [58 empty] | Production Completed
STP_009 - Lot4 | Data Enrichment | SOZ | OK | 2023-07-21 | 2023-07-27 |  | 1280942 | 1280942 | EA | ADHESIVE;GLUE STICK,PACKET OF 12 |  |  | ADHESIVE;TYPE:GLUE STICK,CONTAINER:PACKET OF 12,MNFR:01)BUNNINGS WAREHOUSE MT ISA,PTNO:01)6330017 | EN_01)GLUE STICK,PACKET OF 12,01)BUNNINGS WAREHOUSE MT ISA,01)6330017 |  |  | BUNNINGS WAREHOUSE MT ISA | BUNNINGS WAREHOUSE MT ISA | 6330017 | [5 empty] | https://www.bunnings.com.au/craftright-10-8-x-100mm-glue-stick-12-pack_p6330017 | [10 empty] | E |  | ADHESIVE | No Modifier | TYPE | GLUE | CURE TIME |  | CONTAINER | STICK | COLOUR | CLEAR | TEMPERATURE RATING |  | HAZARD CLASS |  | CERTIFICATION/STANDARD |  | ADDITIONAL FEATURES | PACKAGE QUANTITY: 12/PACK | [57 empty] | Production Completed
STP_009 - Lot4 | Data Enrichment | SOZ | OK | 2023-07-21 | 2023-07-27 |  | 1348657 | 1348657 | EA | ADHESIVE;GLUE,4 L,PBZN HMP D20B CYCLONE |  |  | ADHESIVE;TYPE:GLUE,CONTAINER:4 L,ADDITIONAL FEATURES EN:PBZN HMP D20B CYCLONE,MNFR:01)KREBS,PTNO:01)KE749G-698 | EN_01)GLUE,4 L,01)PBZN HMP D20B CYCLONE,01)KREBS,01)KE749G-698 |  |  | KREBS | KREBS | KE749G-698 | [6 empty] | https://unifysolutions.in/shop/ke749g-698-adhesivecan1gafluidcyclone-rubber-liner-installationpnke749g-oem-flsmidth-krebsbrand-krebstik/ | [9 empty] | C |  | ADHESIVE | No Modifier | TYPE | GLUE | CURE TIME |  | CONTAINER | 4 L CAN | COLOUR |  | TEMPERATURE RATING |  | HAZARD CLASS |  | CERTIFICATION/STANDARD |  | ADDITIONAL FEATURES | PBZN HMP D20B CYCLONE | [57 empty] | Production Completed
STP_009 - Lot4 | Data Enrichment | SOZ | OK | 2023-07-21 | 2023-07-27 |  | 1318017 | 1318017 | EA | ADHESIVE;GRPHTE, PIPE JOINTING COMPOUND |  |  | ADHESIVE;GRAPHITE, PIPE JOINTING COMPOUND,CONTAINER:750 G,ADDITIONAL FEATURES EN:HIGH PRESSURE, HIGH TEMP.STEAM,MNFR:01)ATOMSUP, PTNO:01)1140021 | EN_01)GRAPHITE, PIPE JOINTING,750 G,01)HIGH PRESSURE, HIGH TEMP.ST,01)ATOMSUP,01)1140021 |  |  | ATOM SUPPLY | ATOMSUP | 1140021 | [5 empty] | U | [10 empty] | C |  | ADHESIVE | No Modifier | TYPE | HIGH PRESSURE,HIGH TEMPERATURE STEAM | CURE TIME |  | CONTAINER | 750 G | COLOUR |  | TEMPERATURE RATING |  | HAZARD CLASS |  | CERTIFICATION/STANDARD |  | ADDITIONAL FEATURES | [58 empty] | Production Completed
STP_009 - Lot4 | Data Enrichment | SOZ | OK | 2023-07-21 | 2023-07-27 | CONFLICT IN CONTAINER, PROCESSED BASED ON WEB SOURCE | 1318128 | 1318128 | BT | ADHESIVE;HIGH STRENTGH,20 G BOTTLE |  |  | ADHESIVE;TYPE:HIGH STRENTGH,CONTAINER:20 G BOTTLE,COLOUR:TRANPARENT,TEMPERATURE RATING:-40 TO 120 DEG C,ADDITIONAL FEATURES EN: CYANOACRYLIC,MNFR:01)ATOMSUP,PTNO:01)265607 / 401,MNFR:02)LOCTITE,PTNO:02)1326041 | EN_01)HIGH STRENTGH,20 G BOTTLE,TRANPARENT,-40 TO 120 DEG C,01)CYANOACRYLIC,01)ATOMSUP,02)LOCTITE,01)265607 / 401,02)1326041 |  |  | LOCTITE | ATOMSUP | 265607 |  | LOCTITE | 1326041 |  |  | https://www.atom.com.au/molykote-1000-anti-seize-aerosol-400ml-1326041 | https://datasheets.tdx.henkel.com/LOCTITE-401-en_US.pdf | [9 empty] | E |  | ADHESIVE | No Modifier | TYPE | HIGH STRENTGH | CURE TIME | 3 TO 10 sec | CONTAINER | 25 ML BOTTLE | COLOUR | TRANPARENT | TEMPERATURE RATING | -40 TO 120 DEG C | HAZARD CLASS |  | CERTIFICATION/STANDARD |  | ADDITIONAL FEATURES | MODEL:401, CYANOACRYLIC | [57 empty] | Production Completed
STP_009 - Lot4 | Data Enrichment | SOZ | OK | 2023-07-21 | 2023-07-27 |  | 1317562 | 1317562 | EA | ADHESIVE;HIGH VISCOSITY, HIGH STRENGTH |  |  | ADHESIVE;TYPE:HIGH VISCOSITY, HIGH STRENGTH,CURE TIME:24 HR,CONTAINER:50 ML,MNFR:01)LOCTITE,PTNO:01)90318012,MNFR:02)ATOMSUP,PTNO: 02)277-50ML | EN_01)HIGH VISCOSITY, HIGH STR,EN_01)24 HR,50 ML,01)LOCTITE,02)ATOMSUP,01)90318012,02)277-50ML |  |  | ATOM SUPPLY | LOCTITE | 277-50ML |  | ATOMSUP |  |  |  | https://www.tryloctite.in/loctite-277.html | [10 empty] | E |  | ADHESIVE | No Modifier | TYPE | HIGH VISCOSITY,HIGH STRENGTH | CURE TIME | 24 HR | CONTAINER | 50 ML | COLOUR | RED | TEMPERATURE RATING | 150 DEG C | HAZARD CLASS |  | CERTIFICATION/STANDARD |  | ADDITIONAL FEATURES | [58 empty] | Production Completed
STP_009 - Lot4 | Data Enrichment | SOZ | OK | 2023-07-21 | 2023-07-27 |  | 1352628 | 1352628 | EA | ADHESIVE;INJECTION CHEM SET |  |  | ADHESIVE;TYPE:INJECTION CHEM SET,CONTAINER:380 ML CARTRIDGE,ADDITIONAL FEATURES EN:SERIES NO: 101,MNFR:01)ATOM SUPPLY,PTNO:01) C101C | EN_01)INJECTION CHEM SET,380 ML CARTRIDGE,01)SERIES NO: 101,01)ATOM SUPPLY,01)C101C |  |  | ATOM SUPPLY | ATOM SUPPLY | C101C | RAMSET | [5 empty] | https://sydneytools.com.au/product/ramset-c101c-chemsettm-101-plus-101-380ml-medium-duty-anchoring-injection-adhesive | [9 empty] | E |  | ADHESIVE | No Modifier | TYPE | Medium Duty,Anchoring Injection | CURE TIME |  | CONTAINER | 380 ML CARTRIDGE | COLOUR | green/grey | TEMPERATURE RATING | -10 TO 80 DEG C | HAZARD CLASS |  | CERTIFICATION/STANDARD |  | ADDITIONAL FEATURES | SERIES NO: 101,TRADEMARK: CHEMSET | [57 empty] | Production Completed
STP_009 - Lot4 | Data Enrichment | SOZ | OK | 2023-07-21 | 2023-07-27 |  | 1280929 | 1280929 | EA | ADHESIVE;INSULN,500 ML TIN |  |  | ADHESIVE;TYPE:INSULATION,CONTAINER:500 ML TIN,MNFR:01)ACTROL PARTS PTY LTD,PTNO:01)1904377 | EN_01)INSULATION,500 ML TIN,01)ACTROL PARTS PTY LTD,01)1904377 |  |  | ACTROL PARTS PTY LTD | ACTROL PARTS PTY LTD | 1904377 | [5 empty] | https://www.actrol.com.au/product/mm-kembla-insulation-adhesive-500ml-1904377 | [10 empty] | C |  | ADHESIVE | No Modifier | TYPE | INSULATION | CURE TIME |  | CONTAINER | 500 ML TIN | COLOUR |  | TEMPERATURE RATING |  | HAZARD CLASS |  | CERTIFICATION/STANDARD |  | ADDITIONAL FEATURES | [58 empty] | Production Completed
STP_009 - Lot4 | Data Enrichment | SOZ | OK | 2023-07-21 | 2023-07-27 |  | 1280626 | 1280626 | EA | ADHESIVE;INSULN,500 ML,W/BR |  |  | ADHESIVE;TYPE:INSULATION,CONTAINER:500 ML,ADDITIONAL FEATURES EN:W/BR,MNFR:01)BOSS,PTNO:01)KADH500ML | EN_01)INSULATION,500 ML,01)W/BR,01)BOSS,01)KADH500ML |  |  | BOSS | BOSS | KADH500ML | [5 empty] | https://www.kirbyhvacr.com.au/product-detail/KADH500ML | [10 empty] | E |  | ADHESIVE | No Modifier | TYPE | INSULATION,GLUE | CURE TIME |  | CONTAINER | 500 ML | COLOUR |  | TEMPERATURE RATING |  | HAZARD CLASS |  | CERTIFICATION/STANDARD |  | ADDITIONAL FEATURES | W/BR | [57 empty] | Production Completed
STP_009 - Lot4 | Data Enrichment | SOZ | OK | 2023-07-21 | 2023-07-27 |  | 1280953 | 1280953 | EA | ADHESIVE;INTUCOAT,5 L DRUM |  |  | ADHESIVE;TYPE:INTUCOAT,CONTAINER:5 L DRUM,MNFR:01)CHUBB FIRE AND SECURITY,PTNO:01)136635 | EN_01)INTUCOAT,5 L DRUM,01)CHUBB FIRE & SECURITY,01)136635 |  |  | CHUBB FIRE AND SECURITY | CHUBB FIRE AND SECURITY | 136635 | [5 empty] | U | [10 empty] | C |  | ADHESIVE | No Modifier | TYPE | INTUCOAT | CURE TIME |  | CONTAINER | 5 L DRUM | COLOUR |  | TEMPERATURE RATING |  | HAZARD CLASS |  | CERTIFICATION/STANDARD |  | ADDITIONAL FEATURES | [58 empty] | Production Completed
STP_009 - Lot4 | Data Enrichment | SOZ | OK | 2023-07-21 | 2023-07-27 |  | 1281021 | 1281021 | EA | ADHESIVE;MAXX RTV GASKET,BLACK |  |  | ADHESIVE;TYPE:MAXX RTV GASKET,COLOUR:BLACK,ADDITIONAL FEATURES EN:ATTENTION ALEX CEREDNIC EXT 2476,MNFR:01)J.BLACKWOOD AND SON LIMIT | EN_01)MAXX RTV GASKET,BLACK,01)ATTENTION ALEX CEREDNIC EXT,01)J.BLACKWOOD & SON LIMITED,01)03846852 |  |  | J.BLACKWOOD AND SON LIMIT | J.BLACKWOOD AND SON LIMIT | [6 empty] | U | [10 empty] | C |  | ADHESIVE | No Modifier | TYPE | MAXX RTV GASKET | CURE TIME |  | CONTAINER |  | COLOUR | BLACK | TEMPERATURE RATING |  | HAZARD CLASS |  | CERTIFICATION/STANDARD |  | ADDITIONAL FEATURES | ATTENTION ALEX CEREDNIC EXT 2476 | [57 empty] | Production Completed
STP_009 - Lot4 | Data Enrichment | SOZ | OK | 2023-07-21 | 2023-07-27 |  | 1352660 | 1352660 | EA | ADHESIVE;REMOVABLE/REUSABLE MULTIPURPOSE |  |  | ADHESIVE;TYPE:REMOVABLE/REUSABLE MULTIPURPOSE,COLOUR:BLUE,ADDITIONAL FEATURES EN:75 G EACH,MNFR:01)OFFICEMAX *USE #34387*,PTNO:01) 1950517 | EN_01)REMOVABLE/REUSABLE MULTI,BLUE,01)75 G EACH,01)OFFICEMAX *USE #34387*,01)1950517 |  |  | OFFICEMAX *USE #34387* | OFFICEMAX *USE #34387* | 1950517 | [6 empty] | https://www.myschool.co.nz/adhesive-officemax-max-tack-squares-reusable-75gm | [9 empty] | E |  | ADHESIVE | No Modifier | TYPE | REMOVABLE,REUSABLE MULTIPURPOSE | CURE TIME |  | CONTAINER | 75 G | COLOUR | BLUE | TEMPERATURE RATING |  | HAZARD CLASS |  | CERTIFICATION/STANDARD |  | ADDITIONAL FEATURES | [58 empty] | Production Completed
STP_009 - Lot4 | Data Enrichment | SOZ | OK | 2023-07-21 | 2023-07-27 |  | 1317927 | 1317927 | BT | ADHESIVE;RETAINING COMPOUND, VERY HIGH S |  |  | ADHESIVE;TYPE:RETAINING COMPOUND, VERY HIGH STRENGTH,CURE TIME:24 HR,CONTAINER:50 ML BOTTLE,COLOUR:GREEN,TEMPERATURE RATING:-65 TO 300 DEG F,MNFR:01)LOCTITE,PTNO:01)01336511,MNFR:02)BLKWOODS,PTNO:02)680-50ML-LOC,MNFR:03)ATOMSUP,PTNO:03)90318049 |  |  |  | ATOM SUPPLY | LOCTITE | 01336511 |  | BLKWOODS | 680-50ML-LOC | ATOMSUP | 90318049 | https://www.blackwoods.com.au/adhesives-sealants-fillers/thread-sealants-and-threadlockers/henkel-loctite-620-680-super-retaining-compounds/compound-retain-vhs-loctite-680-50ml/p/01336511 | [10 empty] | E |  | ADHESIVE | No Modifier | TYPE | RETAINING COMPOUND,VERY HIGH STRENGTH | CURE TIME | 24 HR | CONTAINER | 50 ML BOTTLE | COLOUR | GREEN | TEMPERATURE RATING | -65 TO 300 DEG F | HAZARD CLASS |  | CERTIFICATION/STANDARD |  | ADDITIONAL FEATURES | [58 empty] | Production Completed
STP_009 - Lot4 | Data Enrichment | SOZ | OK | 2023-07-21 | 2023-07-27 |  | 1230764 | 1230764 | PAC | ADHESIVE;REUSBL,75 G PKT,BLUE |  |  | ADHESIVE;TYPE:REUSABLE,CONTAINER:75 G PKT,COLOUR:BLUE,MNFR:01)WINC,PTNO:01)86695456,MNFR:02)STAPLES,PTNO:02)86695456 | EN_01)REUSABLE,75 G PKT,BLUE,01)WINC,02)STAPLES,01)86695456,02)86695456 |  |  | STAPLES | WINC | 86695456 |  | STAPLES | 86695456 |  |  | https://www.winc.com.au/main-catalogue-productdetail/bostik-blu-tack-reusable-adhesive-75g/86695456 | [10 empty] | C |  | ADHESIVE | No Modifier | TYPE | REUSABLE | CURE TIME |  | CONTAINER | 75 G PAKT | COLOUR | BLUE | TEMPERATURE RATING |  | HAZARD CLASS |  | CERTIFICATION/STANDARD |  | ADDITIONAL FEATURES | [58 empty] | Production Completed
STP_009 - Lot4 | Data Enrichment | SOZ | OK | 2023-07-21 | 2023-07-27 |  | 1302822 | 1302822 | EA | ADHESIVE;SEALING COMPOUND,72 HR,OFFWHITE |  |  | ADHESIVE;TYPE:SEALING COMPOUND,CURE TIME:72 HR,COLOUR:OFFWHITE,TEMPERATURE RATING:204 DEG C,MNFR:01)FLENDER,PTNO:01) FFA000000243185 | EN_01)SEALING COMPOUND,EN_01)72 HR,OFFWHITE,204 DEG C,01)FLENDER,01)FFA000000243185 |  |  | FLENDER | FLENDER | FFA000000243185 | [5 empty] | U | [10 empty] | C |  | ADHESIVE | No Modifier | TYPE | SEALING COMPOUND | CURE TIME | 72 HR | CONTAINER |  | COLOUR | OFFWHITE | TEMPERATURE RATING | 204 DEG C | HAZARD CLASS |  | CERTIFICATION/STANDARD |  | ADDITIONAL FEATURES | [58 empty] | Production Completed
STP_009 - Lot4 | Data Enrichment | SOZ | OK | 2023-07-21 | 2023-07-27 |  | 1280666 | 1280666 | EA | ADHESIVE;SEALING COMPOUND,BLACK |  |  | ADHESIVE;TYPE:SEALING COMPOUND,CONTAINER:300 G CARTRIDGE,COLOUR:BLACK,CERTIFICATION/STANDARD:ASTM C920 TYPE S, GR NS, CL 12.5, ADDITIONAL FEATURES EN:TO ATTACH SITE ID DIGITS, SCM, REFERENCE NO: 11,MNFR:01)ENERGYQLD,PTNO:01)2406020 | EN_01)SEALING COMPOUND,300 G CARTRIDGE,BLACK,EN_01)ASTM C920 TYPE S, GR NS,01)TO ATTACH SITE ID DIGITS, S,01)ENERGYQLD,01)2406020 |  |  | ENERGYQLD | ENERGYQLD | 2406020 | [5 empty] | https://www.ergon.com.au/__data/assets/pdf_file/0003/8481/RSMO2-UDC-Compatible-Materials-Listing.pdf | [10 empty] | C |  | ADHESIVE | No Modifier | TYPE | SEALING COMPOUND | CURE TIME |  | CONTAINER | 300 G CARTRIDGE | COLOUR | BLACK | TEMPERATURE RATING |  | HAZARD CLASS |  | CERTIFICATION/STANDARD | ASTM C920 TYPE S,GR NS,CL 12.5 | ADDITIONAL FEATURES | TO ATTACH SITE ID DIGITS,SCM | [56 empty] | REFERENCE NO: 11 | Production Completed
STP_009 - Lot4 | Data Enrichment | SOZ | OK | 2023-07-21 | 2023-07-27 |  | 1347053 | 1347053 | CAN | ADHESIVE;SPECIAL CEMENT,500 G CAN,BLUE |  |  | ADHESIVE;TYPE:SPECIAL CEMENT,CONTAINER:500 G CAN,COLOUR:BLUE,MNFR:01)TIPTOP,PTNO:01)5150372 | EN_01)SPECIAL CEMENT,500 G CAN,BLUE,01)TIPTOP,01)5150372 |  |  | TIPTOP | TIPTOP | 5150372 | [6 empty] | http://remshina50.ru/rashodnye-materialy/specialnyy-cement-bl-500-g-5150372-tip-top.html | [9 empty] | C |  | CEMENT | NO MODIFIER | TYPE | SPECIAL CEMENT | GRADE |  | CONTAINER | 500 G CAN | COLOUR | BLUE | HAZARD CLASS |  | CERTIFICATION/STANDARD |  | ADDITIONAL FEATURES | [60 empty] | Production Completed
STP_009 - Lot4 | Data Enrichment | SOZ | OK | 2023-07-21 | 2023-07-27 |  | 1294888 | 1294888 | EA | ADHESIVE;STYRENE FREE,45 MIN,>-5 DEG C |  |  | ADHESIVE;TYPE:STYRENE FREE,CURE TIME:45 MIN,CONTAINER:POLYESTER INJECTION SYSTEM 410 ML,TEMPERATURE RATING:>-5 DEG C,MNFR:01) KONNECT,PTNO:01)PV45PRO | EN_01)STYRENE FREE,EN_01)45 MIN,POLYESTER INJECTION SYSTEM 410,>-5 DEG C,01)KONNECT,01)PV45PRO |  |  | KONNECT | KONNECT | PV45PRO | DEWALT |  |  |  |  | https://www.dewalt.com.au/products/anchors-fixings/adhesive-anchors/pv45-pro-styrene-free-adhesive | [10 empty] | E |  | ADHESIVE | No Modifier | TYPE | STYRENE FREE | CURE TIME | 45 MIN | CONTAINER | 300 ML | COLOUR |  | TEMPERATURE RATING | -5 DEG C | HAZARD CLASS |  | CERTIFICATION/STANDARD |  | ADDITIONAL FEATURES | [58 empty] | Production Completed
STP_009 - Lot4 | Data Enrichment | SOZ | OK | 2023-07-21 | 2023-07-27 |  | 1280817 | 1280817 | EA | ADHESIVE;SUPERBONDER PRISM C/A,60-120 S |  |  | ADHESIVE;TYPE:SUPERBONDER PRISM C/A,CURE TIME:60-120 S,CONTAINER:20 G BOTTLE,TEMPERATURE RATING:-55 TO 100 DEG C,MNFR:01)BLKWOOD, PTNO:01)04659257 | EN_01)SUPERBONDER PRISM C/A,EN_01)60-120 S,20 G BOTTLE,-55 TO 100 DEG C,01)BLKWOOD,01)04659257 |  |  | BLKWOOD | BLKWOOD | 04659257 | [5 empty] | https://www.blackwoods.com.au/adhesives-sealants-fillers/adhesives-sealants/henkel-loctite-480-instant-adhesive-toughened-black/superbonder-prism-c-a-loctite-480-20gm/p/04659257 | [10 empty] | E |  | ADHESIVE | No Modifier | TYPE | Instant,SUPERBONDER PRISM C/A | CURE TIME | 60 TO 120 S | CONTAINER | 20 G BOTTLE | COLOUR |  | TEMPERATURE RATING | -55 TO 100 DEG C | HAZARD CLASS |  | CERTIFICATION/STANDARD |  | ADDITIONAL FEATURES | [58 empty] | Production Completed
STP_009 - Lot4 | Data Enrichment | SOZ | OK | 2023-07-21 | 2023-07-27 |  | 1365227 | 1365227 | EA | ADHESIVE;SUPERBONDER PRISM LOCTITE 454 |  |  | ADHESIVE;TYPE:SUPERBONDER PRISM LOCTITE 454,CURE TIME:2-30 S,CONTAINER:20 G BOTTLE NON DRIP,TEMPERATURE RATING:-55 TO 80 DEG C, MNFR:01)BLKWOOD,PTNO:01)01066254 | EN_01)SUPERBONDER PRISM LOCTIT,EN_01)2-30 S,20 G BOTTLE NON DRIP,-55 TO 80 DEG C,01)BLKWOOD,01)01066254 |  |  | BLKWOOD | BLKWOOD | 01066254 | [5 empty] | https://www.blackwoods.com.au/adhesives-sealants-fillers/adhesives-sealants/henkel-loctite-454-instant-adhesive-gel/superbonder-prism-loctite-a045416-20gm/p/01066254 | [10 empty] | E |  | ADHESIVE | No Modifier | TYPE | Instant SUPERBONDER PRISM LOCTITE 454 | CURE TIME | 2 TO 30 S | CONTAINER | 20 G NON DRIP BOTTLE | COLOUR | SELF | TEMPERATURE RATING | -55 TO 80 DEG C | HAZARD CLASS |  | CERTIFICATION/STANDARD |  | ADDITIONAL FEATURES | [58 empty] | Production Completed
STP_009 - Lot4 | Data Enrichment | SOZ | CHECK | 2023-07-21 | 2023-07-27 |  | 1295266 | 1295266 | EA | ADHESIVE;SURFACE FILLER,= 454ML),REPCO |  |  | ADHESIVE;TYPE:SURFACE FILLER,ADDITIONAL FEATURES EN:ENGINE METALGUD CHEMI-I-WELD (TIN = 250ML) ORWONDERWELD 02002 (TIN,= 454ML), MNFR:01)REPCO,PTNO:01)CHEMIWELD-13A | EN_01)SURFACE FILLER,01)ENGINE METALGUD CHEMI-I-WEL,02)= 454ML),01)REPCO,01)CHEMIWELD-13A |  |  | REPCO | REPCO | CHEMIWELD-13A | [6 empty] | https://www.gssautoparts.com.au/13A | [9 empty] | C |  | ADHESIVE | No Modifier | TYPE | SURFACE FILLER | CURE TIME |  | CONTAINER |  | COLOUR |  | TEMPERATURE RATING |  | HAZARD CLASS |  | CERTIFICATION/STANDARD |  | ADDITIONAL FEATURES | ENGINE METALGUD CHEMI-I-WELD (TIN = 250ML) ORWONDERWELD 02002 (TIN,= 454ML) | [57 empty] | Production Completed
STP_009 - Lot4 | Data Enrichment | SOZ | OK | 2023-07-21 | 2023-07-27 |  | 1346358 | 1346358 | EA | ADHESIVE;VULCANISING FLUID |  |  | ADHESIVE;TYPE:VULCANISING FLUID,CONTAINER:175 G FLUID, 250 ML TIN,MNFR:01)TIPTOP,PTNO:01)505-018 | EN_01)VULCANISING FLUID,175 G FLUID, 250 ML TIN,01)TIPTOP,01)505-018 |  |  | TIPTOP | TIPTOP | 505-018 | [5 empty] | U | [10 empty] | C |  | ADHESIVE | No Modifier | TYPE | VULCANISING FLUID | CURE TIME |  | CONTAINER | 175 G FLUID,250 ML TIN | COLOUR |  | TEMPERATURE RATING |  | HAZARD CLASS |  | CERTIFICATION/STANDARD |  | ADDITIONAL FEATURES | [58 empty] | Production Completed
STP_009 - Lot4 | Data Enrichment | SOZ | OK | 2023-07-21 | 2023-07-27 |  | 1280615 | 1280615 | EA | ADHESIVE;WINDSCREEN,6 HR,BLACK EXTRA |  |  | ADHESIVE;TYPE:WINDSCREEN,CURE TIME:6 HR,CONTAINER:310 ML CARTRIDGE,COLOUR:BLACK EXTRA,TEMPERATURE RATING:5-40 DEG C,MNFR:01)ATOM SUPPLY,PTNO:01)1314001 | EN_01)WINDSCREEN,EN_01)6 HR,310 ML CARTRIDGE,BLACK EXTRA,5-40 DEG C,01)ATOM SUPPLY,01)1314001 |  |  | ATOM SUPPLY | ATOM SUPPLY | 1314001 | [5 empty] | https://www.atom.com.au/sikaflex-reg-252-structural-bonding-adhesive-white-300ml-1314001 | [10 empty] | E | 31201712 | ADHESIVE | No Modifier | TYPE | WINDSCREEN,Ultra Glazing Bonding | CURE TIME | 6 HR | CONTAINER | 310 ML CARTRIDGE | COLOUR | BLACK EXTRA | TEMPERATURE RATING | 5 TO 40 DEG C | HAZARD CLASS |  | CERTIFICATION/STANDARD |  | ADDITIONAL FEATURES | [58 empty] | Production Completed
STP_009 - Lot4 | Data Enrichment | SOZ | OK | 2023-07-21 | 2023-07-27 | CONFLICT IN INPUT DATA AND PART NUMBER, PROCESSED BASED ON PART NUMBER | 1280823 | 1280823 | EA | ADHESIVE;WINDSCREEN,6 HR,BLACK EXTRA |  |  | ADHESIVE;TYPE:WINDSCREEN,CURE TIME:6 HR,CONTAINER:310 ML CARTRIDGE,COLOUR:BLACK EXTRA,TEMPERATURE RATING:5-40 DEG C,ADDITIONAL FEATURES EN:PR: SUBMITTED AS THIS IS FOR A S/D AND SUPERINT,ARE TO NOTEMPTY LOCAL STORES OF CONSUMABLES,MNFR:01)ATOM SUPPLY,PTNO: 01)SIKA255B | EN_01)WINDSCREEN,EN_01)6 HR,310 ML CARTRIDGE,BLACK EXTRA,5-40 DEG C,01)PR: SUBMITTED AS THIS IS FO,02)ARE TO NOTEMPTY LOCAL STORE,01)ATOM SUPPLY,01)SIKA255B |  |  | ATOM SUPPLY | ATOM SUPPLY | SIKA255B | SIKA |  |  |  |  | https://ind.sika.com/content/dam/dms/in01/q/sikaceram-255-largetile.pdf | [10 empty] | E |  | ADHESIVE | No Modifier | TYPE | Cementitious high performance POWDER | CURE TIME | 24 TO 36 hR | CONTAINER | 25 KG BAG | COLOUR | Grey or White | TEMPERATURE RATING | -5 TO 35 DEG C | HAZARD CLASS |  | CERTIFICATION/STANDARD | EN 12004-1,ISO 13007-1 | ADDITIONAL FEATURES | PR: SUBMITTED AS THIS IS FOR A S/D AND SUPERINT,ARE TO NOTEMPTY LOCAL STORES OF CONSUMABLES | [57 empty] | Production Completed
STP_009 - Lot4 | Data Enrichment | SOZ | OK | 2023-07-21 | 2023-07-27 |  | 1281004 | 1281004 | EA | ADHESIVE;WINDSCREEN,6 HR,BLACK EXTRA |  |  | ADHESIVE;TYPE:WINDSCREEN,CURE TIME:6 HR,CONTAINER:310 ML CARTRIDGE,COLOUR:BLACK EXTRA,TEMPERATURE RATING:5-40 DEG C,MNFR:01) ATOMSUP,PTNO:01)1314001 | EN_01)WINDSCREEN,EN_01)6 HR,310 ML CARTRIDGE,BLACK EXTRA,5-40 DEG C,01)ATOMSUP,01)1314001 |  |  | ATOMSUP | ATOMSUP | 1314001 | [5 empty] | https://www.atom.com.au/sikaflex-reg-252-structural-bonding-adhesive-white-300ml-1314001 | [10 empty] | E |  | ADHESIVE | No Modifier | TYPE | WINDSCREEN,Ultra Glazing Bonding | CURE TIME | 6 HR | CONTAINER | 310 ML CARTRIDGE | COLOUR | BLACK EXTRA | TEMPERATURE RATING | 5 TO 40 DEG C | HAZARD CLASS |  | CERTIFICATION/STANDARD |  | ADDITIONAL FEATURES | [58 empty] | Production Completed
STP_009 - Lot4 | Data Enrichment | SOZ | OK | 2023-07-21 | 2023-07-27 | CONFLICT IN INPUT DATA AND PART NUMBER, PROCESSED BASED ON PART NUMBER | 1281065 | 1281065 | EA | ADHESIVE;WINDSCREEN,6 HR,BLACK EXTRA |  |  | ADHESIVE;TYPE:WINDSCREEN,CURE TIME:6 HR,CONTAINER:310 ML CARTRIDGE,COLOUR:BLACK EXTRA,TEMPERATURE RATING:5-40 DEG C,MNFR:01) ATOMSUP,PTNO:01)SIKA255B | EN_01)WINDSCREEN,EN_01)6 HR,310 ML CARTRIDGE,BLACK EXTRA,5-40 DEG C,01)ATOMSUP,01)SIKA255B |  |  | ATOMSUP | ATOMSUP | SIKA255B | SIKA |  |  |  |  | https://ind.sika.com/content/dam/dms/in01/q/sikaceram-255-largetile.pdf | [10 empty] | E |  | ADHESIVE | No Modifier | TYPE | Cementitious high performance POWDER | CURE TIME | 24 TO 36 hR | CONTAINER | 25 KG BAG | COLOUR | Grey or White | TEMPERATURE RATING | -5 TO 35 DEG C | HAZARD CLASS |  | CERTIFICATION/STANDARD | EN 12004-1,ISO 13007-1 | ADDITIONAL FEATURES | [58 empty] | Production Completed
STP_009 - Lot4 | Data Enrichment | SOZ | OK | 2023-07-21 | 2023-07-27 |  | 1300642 | 1300642 | EA | CABLE,ELEC;INTFC,LG 1 M,ALENBRAD |  |  | CABLE,ELECTRICAL;TYPE:INTERFACE,LENGTH:1 M,ADDITIONAL FEATURES EN:ASSY, PLC, PREW, SPEC.PURPOSE,MNFR:01)ALENBRAD,PTNO:01)1492 CABLE10D | 01)ALENBRAD,01)1492 CABLE10D,EN_01)INTERFACE,1 M,01)ASSY, PLC, PREW, SPEC.PURPO |  |  | ALENBRAD | ALENBRAD | 1492 CABLE10D | [6 empty] | https://www.radwell.com/en-US/Buy/ALLEN%20BRADLEY/ALLEN%20BRADLEY/1492-CABLE10D/ | [9 empty] | C |  | CABLE | ELECTRICAL | TYPE | INTERFACE | VOLTAGE RATING |  | CURRENT RATING |  | CONDUCTOR SIZE |  | NUMBER OF CONDUCTORS |  | CORE STRANDS |  | CONDUCTOR MATERIAL |  | JACKET MATERIAL |  | INSULATION MATERIAL |  | FILLER MATERIAL |  | ARMOR TYPE |  | TEMPERATURE RATING |  | LENGTH | 1 M | JACKET COLOUR |  | HAZARD CLASS |  | CERTIFICATION/STANDARD |  | ADDITIONAL FEATURES | ASSY,PLC,PREW,SPEC.PURPOSE | [39 empty] | Production Completed
STP_009 - Lot4 | Data Enrichment | SOZ | OK | 2023-07-21 | 2023-07-27 |  | 1300643 | 1300643 | EA | CABLE,ELEC;INTFC,LG 1 M,ALENBRAD |  |  | CABLE,ELECTRICAL;TYPE:INTERFACE,LENGTH:1 M,ADDITIONAL FEATURES EN:ASSY, PLC, PREW, SPEC.PURPOSE,MNFR:01)ALENBRAD,PTNO:01)1492 CABLE10A | 01)ALENBRAD,01)1492 CABLE10A,EN_01)INTERFACE,1 M,01)ASSY, PLC, PREW, SPEC.PURPO |  |  | ALENBRAD | ALENBRAD | 1492 CABLE10A | [6 empty] | https://www.radwell.com/en-US/Buy/ALLEN%20BRADLEY/ALLEN%20BRADLEY/1492-CABLE10A/ | [9 empty] | C |  | CABLE | ELECTRICAL | TYPE | INTERFACE | VOLTAGE RATING |  | CURRENT RATING |  | CONDUCTOR SIZE |  | NUMBER OF CONDUCTORS |  | CORE STRANDS |  | CONDUCTOR MATERIAL |  | JACKET MATERIAL |  | INSULATION MATERIAL |  | FILLER MATERIAL |  | ARMOR TYPE |  | TEMPERATURE RATING |  | LENGTH | 1 M | JACKET COLOUR |  | HAZARD CLASS |  | CERTIFICATION/STANDARD |  | ADDITIONAL FEATURES | ASSY,PLC,PREW,SPEC.PURPOSE | [39 empty] | Production Completed
STP_009 - Lot4 | Data Enrichment | SOZ | OK | 2023-07-21 | 2023-07-27 |  | 1300641 | 1300641 | EA | CABLE,ELEC;INTFC,LG 2.5 M,ALENBRAD |  |  | CABLE,ELECTRICAL;TYPE:INTERFACE,LENGTH:2.5 M,ADDITIONAL FEATURES EN:ASSY, PLC, PREW, SPEC.PURPOSE,MNFR:01)ALENBRAD,PTNO:01)1492 CABLE 25B | 01)ALENBRAD,01)1492 CABLE 25B,EN_01)INTERFACE,2.5 M,01)ASSY, PLC, PREW, SPEC.PURPO |  |  | ALENBRAD | ALENBRAD | 1492 CABLE 25B | [6 empty] | https://www.radwell.com/en-US/Buy/ALLEN%20BRADLEY/ALLEN%20BRADLEY/1492-CABLE-25B/ | [9 empty] | C |  | CABLE | ELECTRICAL | TYPE | INTERFACE | VOLTAGE RATING |  | CURRENT RATING |  | CONDUCTOR SIZE |  | NUMBER OF CONDUCTORS |  | CORE STRANDS |  | CONDUCTOR MATERIAL |  | JACKET MATERIAL |  | INSULATION MATERIAL |  | FILLER MATERIAL |  | ARMOR TYPE |  | TEMPERATURE RATING |  | LENGTH | 2.5 M | JACKET COLOUR |  | HAZARD CLASS |  | CERTIFICATION/STANDARD |  | ADDITIONAL FEATURES | ASSY,PLC,PREW,SPEC.PURPOSE | [39 empty] | Production Completed
STP_009 - Lot4 | Data Enrichment | SOZ | OK | 2023-07-21 | 2023-07-27 |  | 1300645 | 1300645 | EA | CABLE,ELEC;INTFC,LG 2.5 M,ALENBRAD |  |  | CABLE,ELECTRICAL;TYPE:INTERFACE,LENGTH:2.5 M,ADDITIONAL FEATURES EN:ASSY, PLC, PREW, SPEC.PURPOSE,MNFR:01)ALENBRAD,PTNO:01)1492 CABLE25D | 01)ALENBRAD,01)1492 CABLE25D,EN_01)INTERFACE,2.5 M,01)ASSY, PLC, PREW, SPEC.PURPO |  |  | ALENBRAD | ALENBRAD | 1492 CABLE25D | [6 empty] | https://www.santaclarasystems.com/allen-bradley/1492-cable25d | [9 empty] | C |  | CABLE | ELECTRICAL | TYPE | INTERFACE | VOLTAGE RATING |  | CURRENT RATING |  | CONDUCTOR SIZE |  | NUMBER OF CONDUCTORS |  | CORE STRANDS |  | CONDUCTOR MATERIAL |  | JACKET MATERIAL |  | INSULATION MATERIAL |  | FILLER MATERIAL |  | ARMOR TYPE |  | TEMPERATURE RATING |  | LENGTH | 2.5 M | JACKET COLOUR |  | HAZARD CLASS |  | CERTIFICATION/STANDARD |  | ADDITIONAL FEATURES | ASSY,PLC,PREW,SPEC.PURPOSE | [39 empty] | Production Completed
STP_009 - Lot4 | Data Enrichment | SOZ | OK | 2023-07-21 | 2023-07-27 |  | 1300646 | 1300646 | EA | CABLE,ELEC;INTFC,LG 2.5 M,ALENBRAD |  |  | CABLE,ELECTRICAL;TYPE:INTERFACE,LENGTH:2.5 M,ADDITIONAL FEATURES EN:ASSY, PLC, PREW, SPEC.PURPOSE,MNFR:01)ALENBRAD,PTNO:01)1492 CABLE25A | 01)ALENBRAD,01)1492 CABLE25A,EN_01)INTERFACE,2.5 M,01)ASSY, PLC, PREW, SPEC.PURPO |  |  | ALENBRAD | ALENBRAD | 1492 CABLE25A | [6 empty] | https://sigmasurplus.com/allen-bradley-1492-cable25a-cable/ | [9 empty] | C |  | CABLE | ELECTRICAL | TYPE | INTERFACE | VOLTAGE RATING |  | CURRENT RATING |  | CONDUCTOR SIZE |  | NUMBER OF CONDUCTORS |  | CORE STRANDS |  | CONDUCTOR MATERIAL |  | JACKET MATERIAL |  | INSULATION MATERIAL |  | FILLER MATERIAL |  | ARMOR TYPE |  | TEMPERATURE RATING |  | LENGTH | 2.5 M | JACKET COLOUR |  | HAZARD CLASS |  | CERTIFICATION/STANDARD |  | ADDITIONAL FEATURES | ASSY,PLC,PREW,SPEC.PURPOSE | [39 empty] | Production Completed
STP_009 - Lot4 | Data Enrichment | SOZ | OK | 2023-07-21 | 2023-07-27 |  | 1282290 | 1282290 | EA | CABLE,F/OPT;AERIAL, OPGW, SMOF,CORE 24 |  |  | CABLE,FIBER OPTIC;TYPE:AERIAL, OPGW, SMOF,NUMBER OF CORES:24,CORE DIAMETER:11.4 MM,MNFR:01)ENERGYQLD,PTNO:01)2417921 | AERIAL, OPGW, SMOF,11.4 MM,01)ENERGYQLD,01)2417921 |  |  | ENERGYQLD | ENERGYQLD | 2417921 | SIEMENS | [5 empty] | https://www.omnical.co/products/siemens/6xv18736gt30/2417921?locale=US | [9 empty] | E |  | CABLE | FIBER OPTIC | TYPE | AERIAL,OPGW,SMOF | PROPAGATION MODE | Multimode 50/125 | NUMBER OF CORES | 24 | CORE DIAMETER | 11.4 MM | CABLE CONSTRUCTION |  | SHEATH MATERIAL |  | SHEATH COLOUR | BLACK | END CONNECTION | SC-SC | LENGTH | 300 M | TEMPERATURE RATING |  | HAZARD CLASS |  | CERTIFICATION/STANDARD |  | ADDITIONAL FEATURES | [48 empty] | Production Completed
STP_009 - Lot4 | Data Enrichment | SOZ | PARTIAL MATCH | 2023-07-21 | 2023-07-27 |  | 1300086 | 1300086 | M | CABLE,F/OPT;ANALYSER FIB,ECOTECH |  |  | CABLE,FIBER OPTIC;ADDITIONAL FEATURES EN:ANALYSER FIB,MNFR:01)ECOTECH,PTNO:01)A-ZOP-OF060S | 01)ANALYSER FIB,01)ECOTECH,01)A-ZOP-OF060S |  |  | ECOTECH | ECOTECH | A-ZOP-OF060S | OPSIS |  |  |  |  | http://www.wooritms.co.kr/wp-content/uploads/2017/11/P09_OF60-OF100_Eng_170703.pdf | [10 empty] | E |  | CABLE | FIBER OPTIC | TYPE |  | PROPAGATION MODE |  | NUMBER OF CORES |  | CORE DIAMETER |  | CABLE CONSTRUCTION |  | SHEATH MATERIAL |  | SHEATH COLOUR |  | END CONNECTION |  | LENGTH |  | TEMPERATURE RATING |  | HAZARD CLASS |  | CERTIFICATION/STANDARD |  | ADDITIONAL FEATURES | FOR ANALYSER FIB | [47 empty] | Production Completed
STP_009 - Lot4 | Data Enrichment | SOZ | OK | 2023-07-21 | 2023-07-27 |  | 1319308 | 1319308 | EA | CABLE,F/OPT;ARRAY,PN:HXGF0224H3001S,1M | CABLE FIBRA OPTICA; | CBLE F/OPTQ; | CABLE,FIBER OPTIC;TYPE:ARRAY,ADDITIONAL FEATURES EN:PN:HXGF0224H3001S,1M,MNFR:WARREN & BROWN,FIBRE CAPACITY:12,CONNECTOR:LC/UPC SIMPLEX,PROPAGATION MODE:SINGLE,MTP/MPO,FEMALE,G657A2 |  |  |  | WARREN & BROWN | WARREN & BROWN | HXGF0224H3001S | [5 empty] | U | [10 empty] | C |  | CABLE | FIBER OPTIC | TYPE | ARRAY | PROPAGATION MODE | SINGLE | NUMBER OF CORES | 12 | CORE DIAMETER |  | CABLE CONSTRUCTION |  | SHEATH MATERIAL |  | SHEATH COLOUR |  | END CONNECTION | G657A2 SINGLE MTP/MPO FEMALE LC/UPC SIMPLEX | LENGTH | 1 M | TEMPERATURE RATING |  | HAZARD CLASS |  | CERTIFICATION/STANDARD |  | ADDITIONAL FEATURES | [48 empty] | Production Completed
STP_009 - Lot4 | Data Enrichment | SOZ | OK | 2023-07-21 | 2023-07-27 |  | 1319309 | 1319309 | EA | CABLE,F/OPT;ARRAY,PN:HXGF0224H3002S,2M | CABLE FIBRA OPTICA; | CBLE F/OPTQ; | CABLE,FIBER OPTIC;TYPE:ARRAY,ADDITIONAL FEATURES EN:PN:HXGF0224H3002S,2M,MNFR:WARREN & BROWN,FIBRE CAPACITY:12,CONNECTOR:LC/UPC SIMPLEX,PROPAGATION MODE:SINGLE,MTP/MPO,FEMALE,G657A2 |  |  |  | WARREN & BROWN | WARREN & BROWN | HXGF0224H3002S | [5 empty] | U | [10 empty] | C |  | CABLE | FIBER OPTIC | TYPE | ARRAY | PROPAGATION MODE | SINGLE | NUMBER OF CORES | 12 | CORE DIAMETER |  | CABLE CONSTRUCTION |  | SHEATH MATERIAL |  | SHEATH COLOUR |  | END CONNECTION | G657A2 SINGLE MTP/MPO FEMALE LC/UPC SIMPLEX | LENGTH | 2 M | TEMPERATURE RATING |  | HAZARD CLASS |  | CERTIFICATION/STANDARD |  | ADDITIONAL FEATURES | [48 empty] | Production Completed
STP_009 - Lot4 | Data Enrichment | SOZ | OK | 2023-07-21 | 2023-07-27 |  | 1319310 | 1319310 | EA | CABLE,F/OPT;ARRAY,PN:HXGF0224H3003S,3M | CABLE FIBRA OPTICA; | CBLE F/OPTQ; | CABLE,FIBER OPTIC;TYPE:ARRAY,ADDITIONAL FEATURES EN:PN:HXGF0224H3003S,3M,MNFR:WARREN & BROWN,FIBRE CAPACITY:12,CONNECTOR:LC/UPC SIMPLEX,PROPAGATION MODE:SINGLE,MTP/MPO,FEMALE,G657A2 |  |  |  | WARREN & BROWN | WARREN & BROWN | HXGF0224H3003S | [5 empty] | U | [10 empty] | C |  | CABLE | FIBER OPTIC | TYPE | ARRAY | PROPAGATION MODE | SINGLE | NUMBER OF CORES | 12 | CORE DIAMETER |  | CABLE CONSTRUCTION |  | SHEATH MATERIAL |  | SHEATH COLOUR |  | END CONNECTION | G657A2 SINGLE MTP/MPO FEMALE LC/UPC SIMPLEX | LENGTH | 3 M | TEMPERATURE RATING |  | HAZARD CLASS |  | CERTIFICATION/STANDARD |  | ADDITIONAL FEATURES | [48 empty] | Production Completed
STP_009 - Lot4 | Data Enrichment | SOZ | OK | 2023-07-21 | 2023-07-27 |  | 1319311 | 1319311 | EA | CABLE,F/OPT;ARRAY,PN:HXGF0224H3005S,5M | CABLE FIBRA OPTICA; | CBLE F/OPTQ; | CABLE,FIBER OPTIC;TYPE:ARRAY,ADDITIONAL FEATURES EN:PN:HXGF0224H3005S,5M,MNFR:WARREN & BROWN,FIBRE CAPACITY:12,CONNECTOR:LC/UPC SIMPLEX,PROPAGATION MODE:SINGLE,MTP/MPO,FEMALE,G657A2 |  |  |  | WARREN & BROWN | WARREN & BROWN | HXGF0224H3005S | [5 empty] | U | [10 empty] | C |  | CABLE | FIBER OPTIC | TYPE | ARRAY | PROPAGATION MODE | SINGLE | NUMBER OF CORES | 12 | CORE DIAMETER |  | CABLE CONSTRUCTION |  | SHEATH MATERIAL |  | SHEATH COLOUR |  | END CONNECTION | G657A2 SINGLE MTP/MPO FEMALE LC/UPC SIMPLEX | LENGTH | 5 M | TEMPERATURE RATING |  | HAZARD CLASS |  | CERTIFICATION/STANDARD |  | ADDITIONAL FEATURES | [48 empty] | Production Completed
STP_009 - Lot4 | Data Enrichment | SOZ | OK | 2023-07-21 | 2023-07-27 |  | 1319312 | 1319312 | EA | CABLE,F/OPT;ARRAY,PN:HXGF0224H3010S,10M | CABLE FIBRA OPTICA; | CBLE F/OPTQ; | CABLE,FIBER OPTIC;TYPE:ARRAY,ADDITIONAL FEATURES EN:PN:HXGF0224H3010S,10M,MNFR:WARREN & BROWN,FIBRE CAPACITY:12,CONNECTOR:LC/UPC SIMPLEX,PROPAGATION MODE:SINGLE,MTP/MPO,FEMALE,G657A2 |  |  |  | WARREN & BROWN | WARREN & BROWN | HXGF0224H3010S | [5 empty] | U | [10 empty] | C |  | CABLE | FIBER OPTIC | TYPE | ARRAY | PROPAGATION MODE | SINGLE | NUMBER OF CORES | 12 | CORE DIAMETER |  | CABLE CONSTRUCTION |  | SHEATH MATERIAL |  | SHEATH COLOUR |  | END CONNECTION | G657A2 SINGLE MTP/MPO FEMALE LC/UPC SIMPLEX | LENGTH | 10 M | TEMPERATURE RATING |  | HAZARD CLASS |  | CERTIFICATION/STANDARD |  | ADDITIONAL FEATURES | [48 empty] | Production Completed
STP_009 - Lot4 | Data Enrichment | SOZ | OK | 2023-07-21 | 2023-07-27 |  | 1319313 | 1319313 | EA | CABLE,F/OPT;ARRAY,PN:HXGF0224H3015S,15M | CABLE FIBRA OPTICA; | CBLE F/OPTQ; | CABLE,FIBER OPTIC;TYPE:ARRAY,ADDITIONAL FEATURES EN:PN:HXGF0224H3015S,15M,MNFR:WARREN & BROWN,FIBRE CAPACITY:12,CONNECTOR:LC/UPC SIMPLEX,PROPAGATION MODE:SINGLE,MTP/MPO,FEMALE,G657A2 |  |  |  | WARREN & BROWN | WARREN & BROWN | HXGF0224H3015S | [5 empty] | U | [10 empty] | C |  | CABLE | FIBER OPTIC | TYPE | ARRAY | PROPAGATION MODE | SINGLE | NUMBER OF CORES | 12 | CORE DIAMETER |  | CABLE CONSTRUCTION |  | SHEATH MATERIAL |  | SHEATH COLOUR |  | END CONNECTION | G657A2 SINGLE MTP/MPO FEMALE LC/UPC SIMPLEX | LENGTH | 15 M | TEMPERATURE RATING |  | HAZARD CLASS |  | CERTIFICATION/STANDARD |  | ADDITIONAL FEATURES | [48 empty] | Production Completed
STP_009 - Lot4 | Data Enrichment | SOZ | OK | 2023-07-21 | 2023-07-27 |  | 1319314 | 1319314 | EA | CABLE,F/OPT;ARRAY,PN:HXGF0224H3020S,20M | CABLE FIBRA OPTICA; | CBLE F/OPTQ; | CABLE,FIBER OPTIC;TYPE:ARRAY,ADDITIONAL FEATURES EN:PN:HXGF0224H3020S,20M,MNFR:WARREN & BROWN,FIBRE CAPACITY:12,CONNECTOR:LC/UPC SIMPLEX,PROPAGATION MODE:SINGLE,MTP/MPO,FEMALE,G657A2 |  |  |  | WARREN & BROWN | WARREN & BROWN | HXGF0224H3020S | [5 empty] | U | [10 empty] | C |  | CABLE | FIBER OPTIC | TYPE | ARRAY | PROPAGATION MODE | SINGLE | NUMBER OF CORES | 12 | CORE DIAMETER |  | CABLE CONSTRUCTION |  | SHEATH MATERIAL |  | SHEATH COLOUR |  | END CONNECTION | G657A2 SINGLE MTP/MPO FEMALE LC/UPC SIMPLEX | LENGTH | 20 M | TEMPERATURE RATING |  | HAZARD CLASS |  | CERTIFICATION/STANDARD |  | ADDITIONAL FEATURES | [48 empty] | Production Completed
STP_009 - Lot4 | Data Enrichment | SOZ | OK | 2023-07-21 | 2023-07-27 |  | 1282166 | 1282166 | EA | CABLE,F/OPT;DATA,LG 100 M,FDPF 4002 EH |  |  | CABLE,FIBER OPTIC;TYPE:DATA,LENGTH:100 M,ADDITIONAL FEATURES EN:FDPF 4002 EH,MNFR:01)CNW (MOUNT ISA) ELECT WHOLESALER,PTNO:01) ELE1208843 FDPF 4002 EH | DATA,100 M,01)FDPF 4002 EH,01)CNW (MOUNT ISA) ELECT WHOLE,01)ELE1208843 FDPF 4002 EH |  |  | CNW (MOUNT ISA) ELECT WHOLESALER | CNW (MOUNT ISA) ELECT WHOLESALER | FDPF 4002 EH | OMC |  | ELE1208843 |  |  | https://www.farnell.com/datasheets/2802455.pdf | [10 empty] | E |  | CABLE | FIBER OPTIC | TYPE |  | PROPAGATION MODE |  | NUMBER OF CORES | 2 | CORE DIAMETER | 1 MM | CABLE CONSTRUCTION |  | SHEATH MATERIAL |  | SHEATH COLOUR |  | END CONNECTION |  | LENGTH | 100 M | TEMPERATURE RATING |  | HAZARD CLASS |  | CERTIFICATION/STANDARD |  | ADDITIONAL FEATURES | JACKET MATERIAL:Polyethylene,JACKET COLOR:GREY | [47 empty] | Production Completed
STP_009 - Lot4 | Data Enrichment | SOZ | OK | 2023-07-21 | 2023-07-27 |  | 1282344 | 1282344 | EA | CABLE,F/OPT;DRY CORE, UNDERGROUND |  |  | CABLE,FIBER OPTIC;TYPE:DRY CORE, UNDERGROUND,NUMBER OF CORES:36,LENGTH:4 KM,ADDITIONAL FEATURES EN:ETS 03-01-07), DRUM, SMOF, C/W TERMITE PROTECTI,MNFR:01)ENERGYQLD,PTNO:01)104441 | DRY CORE, UNDERGROUND,4 KM,01)ETS 03-01-07), DRUM, SMOF,01)ENERGYQLD,01)104441 |  |  | ENERGYQLD | ENERGYQLD | 104441 |  |  | ETS 03-01-07 |  |  |  | https://materialsales.net/index.php?route=product/product&product_id=16256 | [9 empty] | C |  | CABLE | FIBER OPTIC | TYPE | DRY CORE,UNDERGROUND | PROPAGATION MODE |  | NUMBER OF CORES | 36 | CORE DIAMETER |  | CABLE CONSTRUCTION |  | SHEATH MATERIAL |  | SHEATH COLOUR |  | END CONNECTION |  | LENGTH | 4 KM | TEMPERATURE RATING |  | HAZARD CLASS |  | CERTIFICATION/STANDARD |  | ADDITIONAL FEATURES | C/W TERMITE PROTECTI,DRUM,SMOF | [47 empty] | Production Completed
STP_009 - Lot4 | Data Enrichment | SOZ | OK | 2023-07-21 | 2023-07-27 |  | 1293638 | 1293638 | EA | CABLE,F/OPT;DUPLEX, REDUNDANCY,CORE 2 |  |  | CABLE,FIBER OPTIC;TYPE:DUPLEX, REDUNDANCY,NUMBER OF CORES:2,SHEATH COLOUR:ORANGE,END CONNECTION:SC-SC,LENGTH:1 M,ADDITIONAL FEATURES EN:ASSEMBLY,MNFR:01)HONEYWEL,PTNO:01)GN-KRR011,MNFR:02)AMP,PTNO:02)504971-1 | DUPLEX, REDUNDANCY,ORANGE,SC-SC,1 M,01)ASSEMBLY,01)HONEYWEL,02)AMP,01)GN-KRR011,02)504971-1 |  |  | AMP | AMP | 504971-1 |  | HONEYWEL | GN-KRR011 |  |  |  | https://www.digikey.in/en/products/detail/te-connectivity-amp-connectors/504971-1/264329 | [9 empty] | E |  | CABLE | FIBER OPTIC | TYPE | DUPLEX,REDUNDANCY | PROPAGATION MODE | Multimode | NUMBER OF CORES | 2 | CORE DIAMETER | 3 mm | CABLE CONSTRUCTION |  | SHEATH MATERIAL |  | SHEATH COLOUR | ORANGE | END CONNECTION | SC-SC | LENGTH | 1 M | TEMPERATURE RATING |  | HAZARD CLASS |  | CERTIFICATION/STANDARD |  | ADDITIONAL FEATURES | ASSEMBLY | [47 empty] | Production Completed
STP_009 - Lot4 | Data Enrichment | SOZ | OK | 2023-07-21 | 2023-07-27 |  | 1282340 | 1282340 | EA | CABLE,F/OPT;DUPLEX,COR DIA 0.02 MM,ST-LC |  |  | CABLE,FIBER OPTIC;TYPE:DUPLEX,CORE DIAMETER:0.02 MM,CABLE CONSTRUCTION:ST-LC,LENGTH:10 M,CERTIFICATION/STANDARD:G.657.A1,MNFR:01) HAYMANS,PTNO:01)AFLD1STLC10M-SA1-2L | DUPLEX,0.02 MM,ST-LC,10 M,EN_01)G.657.A1,01)HAYMANS,01)AFLD1STLC10M-SA1-2L |  |  | HAYMANS | HAYMANS | D1STLC10M-SA1-2L | AFL |  |  |  |  | https://cdn2.idealelectrical.com/medias/sys_Auideal/sheets/sheets/h29/h08/9182282579998/1890-Data-Fibre-Optic-Patch-Cords-16.03.20.pdf | [10 empty] | E |  | CABLE | FIBER OPTIC | TYPE | DUPLEX | PROPAGATION MODE | Singlemode OS2 | NUMBER OF CORES |  | CORE DIAMETER | 0.02 MM | CABLE CONSTRUCTION |  | SHEATH MATERIAL |  | SHEATH COLOUR |  | END CONNECTION | ST-LC | LENGTH | 10 M | TEMPERATURE RATING | -20 to 60 DEG C | HAZARD CLASS |  | CERTIFICATION/STANDARD | IEC 60332-1,G.657.A1 | ADDITIONAL FEATURES | CABLE SIZE:2 MM,JACKET MATERIAL:LSZH | [47 empty] | Production Completed
STP_009 - Lot4 | Data Enrichment | SOZ | OK | 2023-07-21 | 2023-07-27 |  | 1282380 | 1282380 | EA | CABLE,F/OPT;DUPLEX,COR DIA 50 UM,ST-LC |  |  | CABLE,FIBER OPTIC;TYPE:DUPLEX,CORE DIAMETER:50 UM,CABLE CONSTRUCTION:ST-LC,LENGTH:15 M,ADDITIONAL FEATURES EN:SERIES NO: OS1,MNFR: 01)HAYMANS,PTNO:01)AFLD1STLC15M-2 | DUPLEX,50 UM,ST-LC,15 M,01)SERIES NO: OS1,01)HAYMANS,01)AFLD1STLC15M-2 |  |  | HAYMANS | HAYMANS | D1STLC15M-2 | AFL |  |  |  |  | https://cdn2.idealelectrical.com/medias/sys_Auideal/sheets/sheets/h29/h08/9182282579998/1890-Data-Fibre-Optic-Patch-Cords-16.03.20.pdf | [10 empty] | E |  | CABLE | FIBER OPTIC | TYPE | DUPLEX | PROPAGATION MODE | Singlemode OS2 | NUMBER OF CORES |  | CORE DIAMETER | 50 UM | CABLE CONSTRUCTION |  | SHEATH MATERIAL |  | SHEATH COLOUR |  | END CONNECTION | ST-LC | LENGTH | 15 M | TEMPERATURE RATING | -20 to 60 DEG C | HAZARD CLASS |  | CERTIFICATION/STANDARD | IEC 60332-1 | ADDITIONAL FEATURES | CABLE SIZE:2 MM,SERIES NO: OS1 | [47 empty] | Production Completed
STP_009 - Lot4 | Data Enrichment | SOZ | OK | 2023-07-21 | 2023-07-27 |  | 1282455 | 1282455 | EA | CABLE,F/OPT;DUPLEX,LC-LC,LG 30 M |  |  | CABLE,FIBER OPTIC;TYPE:DUPLEX,CABLE CONSTRUCTION:LC-LC,LENGTH:30 M,MNFR:01)HAYMANS,PTNO:01)AFLD6LCLC30M-2 | DUPLEX,LC-LC,30 M,01)HAYMANS,01)AFLD6LCLC30M-2 |  |  | HAYMANS | HAYMANS | D6LCLC30M-2 | AFL |  |  |  |  | https://cdn2.idealelectrical.com/medias/sys_Auideal/sheets/sheets/h29/h08/9182282579998/1890-Data-Fibre-Optic-Patch-Cords-16.03.20.pdf | [10 empty] | E |  | CABLE | FIBER OPTIC | TYPE | DUPLEX | PROPAGATION MODE | Multimode OM1 | NUMBER OF CORES |  | CORE DIAMETER |  | CABLE CONSTRUCTION |  | SHEATH MATERIAL |  | SHEATH COLOUR |  | END CONNECTION | LC-LC | LENGTH | 30 M | TEMPERATURE RATING | -20 to 60 DEG C | HAZARD CLASS |  | CERTIFICATION/STANDARD | IEC 60332-1 | ADDITIONAL FEATURES | CABLE SIZE:2 MM | [47 empty] | Production Completed
STP_009 - Lot4 | Data Enrichment | SOZ | OK | 2023-07-21 | 2023-07-27 |  | 1282368 | 1282368 | EA | CABLE,F/OPT;DUPLEX,ST-LC,LG 10 M |  |  | CABLE,FIBER OPTIC;TYPE:DUPLEX,CABLE CONSTRUCTION:ST-LC,LENGTH:10 M,MNFR:01)HAYMANS,PTNO:01)AFLD6STLC10M-2L | DUPLEX,ST-LC,10 M,01)HAYMANS,01)AFLD6STLC10M-2L |  |  | HAYMANS | HAYMANS | D6STLC10M-2L | AFL |  |  |  |  | https://cdn2.idealelectrical.com/medias/sys_Auideal/sheets/sheets/h29/h08/9182282579998/1890-Data-Fibre-Optic-Patch-Cords-16.03.20.pdf | [10 empty] | E |  | CABLE | FIBER OPTIC | TYPE | DUPLEX | PROPAGATION MODE | Multimode OM1 | NUMBER OF CORES |  | CORE DIAMETER |  | CABLE CONSTRUCTION |  | SHEATH MATERIAL |  | SHEATH COLOUR |  | END CONNECTION | ST-LC | LENGTH | 10 M | TEMPERATURE RATING | -20 to 60 DEG C | HAZARD CLASS |  | CERTIFICATION/STANDARD | IEC 60332-1 | ADDITIONAL FEATURES | CABLE SIZE:2 MM | [47 empty] | Production Completed
STP_009 - Lot4 | Data Enrichment | SOZ | PARTIAL MATCH | 2023-07-21 | 2023-07-27 |  | 1319796 | 1319796 | EA | CABLE,F/OPT;LG 10 M,ASSY,ECOTECH |  |  | CABLE,FIBER OPTIC;LENGTH:10 M,ADDITIONAL FEATURES EN:ASSEMBLY,MNFR:01)ECOTECH,PTNO:01)ZOP-OF60S-10 | 10 M,01)ASSEMBLY,01)ECOTECH,01)ZOP-OF60S-10 |  |  | ECOTECH | ECOTECH | ZOP-OF60S-10 | OPSIS |  |  |  |  | http://www.wooritms.co.kr/wp-content/uploads/2017/11/P09_OF60-OF100_Eng_170703.pdf | [10 empty] | E |  | CABLE | FIBER OPTIC | TYPE |  | PROPAGATION MODE |  | NUMBER OF CORES |  | CORE DIAMETER |  | CABLE CONSTRUCTION |  | SHEATH MATERIAL |  | SHEATH COLOUR |  | END CONNECTION |  | LENGTH | 10 M | TEMPERATURE RATING |  | HAZARD CLASS |  | CERTIFICATION/STANDARD |  | ADDITIONAL FEATURES | ASSEMBLY | [47 empty] | Production Completed
STP_009 - Lot4 | Data Enrichment | SOZ | PARTIAL MATCH | 2023-07-21 | 2023-07-27 |  | 1319795 | 1319795 | EA | CABLE,F/OPT;LG 20 M,ECOTECH,ZOP-OF60S-20 |  |  | CABLE,FIBER OPTIC;LENGTH:20 M,MNFR:01)ECOTECH,PTNO:01)ZOP-OF60S-20 | 20 M,01)ECOTECH,01)ZOP-OF60S-20 |  |  | ECOTECH | ECOTECH | ZOP-OF60S-20 | OPSIS |  |  |  |  | http://www.wooritms.co.kr/wp-content/uploads/2017/11/P09_OF60-OF100_Eng_170703.pdf | [10 empty] | E |  | CABLE | FIBER OPTIC | TYPE |  | PROPAGATION MODE |  | NUMBER OF CORES |  | CORE DIAMETER |  | CABLE CONSTRUCTION |  | SHEATH MATERIAL |  | SHEATH COLOUR |  | END CONNECTION |  | LENGTH | 20 M | TEMPERATURE RATING |  | HAZARD CLASS |  | CERTIFICATION/STANDARD |  | ADDITIONAL FEATURES | [48 empty] | Production Completed
STP_009 - Lot4 | Data Enrichment | SOZ | PARTIAL MATCH | 2023-07-21 | 2023-07-27 |  | 1319794 | 1319794 | EA | CABLE,F/OPT;LG 40 M,ASSY,ECOTECH |  |  | CABLE,FIBER OPTIC;LENGTH:40 M,ADDITIONAL FEATURES EN:ASSEMBLY,MNFR:01)ECOTECH,PTNO:01)ZOP-OF60S-40 | 40 M,01)ASSEMBLY,01)ECOTECH,01)ZOP-OF60S-40 |  |  | ECOTECH | ECOTECH | ZOP-OF60S-40 | OPSIS |  |  |  |  | http://www.wooritms.co.kr/wp-content/uploads/2017/11/P09_OF60-OF100_Eng_170703.pdf | [10 empty] | E |  | CABLE | FIBER OPTIC | TYPE |  | PROPAGATION MODE |  | NUMBER OF CORES |  | CORE DIAMETER |  | CABLE CONSTRUCTION |  | SHEATH MATERIAL |  | SHEATH COLOUR |  | END CONNECTION |  | LENGTH | 40 M | TEMPERATURE RATING |  | HAZARD CLASS |  | CERTIFICATION/STANDARD |  | ADDITIONAL FEATURES | ASSEMBLY | [47 empty] | Production Completed
STP_009 - Lot4 | Data Enrichment | SOZ | PARTIAL MATCH | 2023-07-21 | 2023-07-27 |  | 1319797 | 1319797 | EA | CABLE,F/OPT;LG 5 M,ECOTECH,ZOP-OF60S-5 |  |  | CABLE,FIBER OPTIC;LENGTH:5 M,MNFR:01)ECOTECH,PTNO:01)ZOP-OF60S-5 | 5 M,01)ECOTECH,01)ZOP-OF60S-5 |  |  | ECOTECH | ECOTECH | ZOP-OF60S-5 | OPSIS |  |  |  |  | http://www.wooritms.co.kr/wp-content/uploads/2017/11/P09_OF60-OF100_Eng_170703.pdf | [10 empty] | E |  | CABLE | FIBER OPTIC | TYPE |  | PROPAGATION MODE |  | NUMBER OF CORES |  | CORE DIAMETER |  | CABLE CONSTRUCTION |  | SHEATH MATERIAL |  | SHEATH COLOUR |  | END CONNECTION |  | LENGTH | 5 M | TEMPERATURE RATING |  | HAZARD CLASS |  | CERTIFICATION/STANDARD |  | ADDITIONAL FEATURES | [48 empty] | Production Completed
STP_009 - Lot4 | Data Enrichment | SOZ | OK | 2023-07-21 | 2023-07-27 |  | 1282314 | 1282314 | EA | CABLE,F/OPT;LG 90 M |  |  | CABLE,FIBER OPTIC;LENGTH:90 M,ADDITIONAL FEATURES EN:ST-SC 2F SM STSC90M23921Z,MNFR:01)HAYMANS ELECTRICAL (PARTS),PTNO:01) AFLRD2STSC90M23921Z | 90 M,01)ST-SC 2F SM STSC90M23921Z,01)HAYMANS ELECTRICAL (PARTS),01)AFLRD2STSC90M23921Z |  |  | HAYMANS ELECTRICAL (PARTS) | HAYMANS ELECTRICAL (PARTS) | RD2STSC90M23921Z | AFL |  |  |  |  | U | [10 empty] | C |  | CABLE | FIBER OPTIC | TYPE |  | PROPAGATION MODE |  | NUMBER OF CORES |  | CORE DIAMETER |  | CABLE CONSTRUCTION |  | SHEATH MATERIAL |  | SHEATH COLOUR |  | END CONNECTION | ST-SC | LENGTH | 90 M | TEMPERATURE RATING |  | HAZARD CLASS |  | CERTIFICATION/STANDARD |  | ADDITIONAL FEATURES | 2F SM | [47 empty] | Production Completed
STP_009 - Lot4 | Data Enrichment | SOZ | OK | 2023-07-21 | 2023-07-27 |  | 1237421 | 1237421 | EA | CABLE,F/OPT;MULTI MODE,LG 1 M,PN:68017 | CABLE FIBRA OPTICA;,LG 1 M | CBLE F/OPTQ;,LG 1 M | CABLE,FIBER OPTIC;TYPE:MULTI MODE,LENGTH:1 M,ADDITIONAL FEATURES EN:PN:68017,MNFR:FS.COM, CONNECTOR:MTPÂ® FEMALE TO MTPÂ® FEMALE, FIBER MODE:OM4,ELITE TRUNK CABLE, 12 FIBERS, TYPE B, CABLE JACKET:PLENUM (OFNP),COLOUR:MAGENTA |  |  |  | FS.COM | FS.COM | 68017 | [5 empty] | https://www.fs.com/products/68017.html | [10 empty] | E |  | CABLE | FIBER OPTIC | TYPE | Elite Trunk | PROPAGATION MODE | MULTIMODE OM4 50/125 Um | NUMBER OF CORES | 12 | CORE DIAMETER |  | CABLE CONSTRUCTION |  | SHEATH MATERIAL |  | SHEATH COLOUR |  | END CONNECTION | US Conec MTP Female (Pinless) TO US Conec MTP Female (Pinless) | LENGTH | 1 M | TEMPERATURE RATING | -10 to 70 DEG C | HAZARD CLASS |  | CERTIFICATION/STANDARD | IEC-61754-7,TIA-604-5 (FOCIS-5) | ADDITIONAL FEATURES | TYPE B,COLOR:MAGENTA,JACKET MATERIAL:Plenum (OFNP) | [46 empty] | CONNECTOR:MTPÂ® FEMALE TO MTPÂ® FEMALE,FIBER MODE:OM4,ELITE TRUNK CABLE,12 FIBERS,TYPE B,CABLE JACKET:PLENUM (OFNP),COLOUR:MAGENTA | Production Completed
STP_009 - Lot4 | Data Enrichment | SOZ | OK | 2023-07-21 | 2023-07-27 |  | 1237480 | 1237480 | EA | CABLE,F/OPT;MULTI MODE,LG 1.5 M,PN:73704 | CABLE FIBRA OPTICA;,LG 1.5 M | CBLE F/OPTQ;,LG 1.5 M | CABLE,FIBER OPTIC;TYPE:MULTI MODE,LENGTH:1.5 M,ADDITIONAL FEATURES EN:PN:73704,MNFR:FS.COM, CONNECTOR:MTPÂ® FEMALE TO MTPÂ® FEMALE, FIBER MODE:OM4,ELITE TRUNK CABLE, 12 FIBERS, TYPE B, CABLE JACKET:PLENUM (OFNP),COLOUR:MAGENTA |  |  |  | FS.COM | FS.COM | 73704 | [5 empty] | https://www.fs.com/products/73704.html?attribute=6137&id=109344 | [10 empty] | E |  | CABLE | FIBER OPTIC | TYPE | Elite Trunk,MULTIMODE | PROPAGATION MODE | MULTIMODE OM4 50/125 Um | NUMBER OF CORES | 12 | CORE DIAMETER |  | CABLE CONSTRUCTION |  | SHEATH MATERIAL |  | SHEATH COLOUR |  | END CONNECTION | US Conec MTP Female (Pinless) TO US Conec MTP Female (Pinless) | LENGTH | 1.5 M | TEMPERATURE RATING | -10 to 70 DEG C | HAZARD CLASS |  | CERTIFICATION/STANDARD | IEC-61754-7,TIA-604-5 (FOCIS-5) | ADDITIONAL FEATURES | TYPE B,COLOR:MAGENTA,JACKET MATERIAL:Plenum (OFNP) | [46 empty] | CONNECTOR:MTPÂ® FEMALE TO MTPÂ® FEMALE,FIBER MODE:OM4,ELITE TRUNK CABLE,12 FIBERS,TYPE B,CABLE JACKET:PLENUM (OFNP),COLOUR:MAGENTA | Production Completed
STP_009 - Lot4 | Data Enrichment | SOZ | OK | 2023-07-21 | 2023-07-27 |  | 1237424 | 1237424 | EA | CABLE,F/OPT;MULTI MODE,LG 10 M,PN:68116 | CABLE FIBRA OPTICA;,LG 10 M | CBLE F/OPTQ;,LG 10 M | CABLE,FIBER OPTIC;TYPE:MULTI MODE,LENGTH:10 M,ADDITIONAL FEATURES EN:PN:68116,MNFR:FS.COM, CONNECTOR:MTPÂ® FEMALE TO MTPÂ® FEMALE, FIBER MODE:OM4,ELITE TRUNK CABLE, 12 FIBERS, TYPE B, CABLE JACKET:PLENUM (OFNP),COLOUR:MAGENTA |  |  |  | FS.COM | FS.COM | 68116 | [5 empty] | https://www.fs.com/products/68116.html?attribute=6140&id=109403 | [10 empty] | E |  | CABLE | FIBER OPTIC | TYPE | Elite Trunk,MULTIMODE | PROPAGATION MODE | MULTIMODE OM4 50/125 Um | NUMBER OF CORES | 12 | CORE DIAMETER |  | CABLE CONSTRUCTION |  | SHEATH MATERIAL |  | SHEATH COLOUR |  | END CONNECTION | US Conec MTP Female (Pinless) TO US Conec MTP Female (Pinless) | LENGTH | 10 M | TEMPERATURE RATING | -10 to 70 DEG C | HAZARD CLASS |  | CERTIFICATION/STANDARD | IEC-61754-7,TIA-604-5 (FOCIS-5) | ADDITIONAL FEATURES | TYPE B,COLOR:MAGENTA,JACKET MATERIAL:Plenum (OFNP) | [46 empty] | CONNECTOR:MTPÂ® FEMALE TO MTPÂ® FEMALE,FIBER MODE:OM4,ELITE TRUNK CABLE,12 FIBERS,TYPE B,CABLE JACKET:PLENUM (OFNP),COLOUR:MAGENTA | Production Completed
STP_009 - Lot4 | Data Enrichment | SOZ | OK | 2023-07-21 | 2023-07-27 |  | 1237486 | 1237486 | EA | CABLE,F/OPT;MULTI MODE,LG 12 M,PN:130659 | CABLE FIBRA OPTICA;,LG 12 M | CBLE F/OPTQ;,LG 12 M | CABLE,FIBER OPTIC;TYPE:MULTI MODE,LENGTH:12 M,ADDITIONAL FEATURES EN:PN:130659,MNFR:FS.COM, CONNECTOR:MTPÂ® FEMALE TO MTPÂ® FEMALE, FIBER MODE:OM4,ELITE TRUNK CABLE, 12 FIBERS, TYPE B, CABLE JACKET:PLENUM (OFNP),COLOUR:MAGENTA |  |  |  | FS.COM | FS.COM | 130659 | [5 empty] | https://www.fs.com/products/130659.html?attribute=6139&id=109387 | [10 empty] | E |  | CABLE | FIBER OPTIC | TYPE | Elite Trunk,MULTIMODE | PROPAGATION MODE | MULTIMODE OM4 50/125 Um | NUMBER OF CORES | 12 | CORE DIAMETER |  | CABLE CONSTRUCTION |  | SHEATH MATERIAL |  | SHEATH COLOUR |  | END CONNECTION | US Conec MTP Female (Pinless) TO US Conec MTP Female (Pinless) | LENGTH | 12 M | TEMPERATURE RATING | -10 to 70 DEG C | HAZARD CLASS |  | CERTIFICATION/STANDARD | IEC-61754-7,TIA-604-5 (FOCIS-5) | ADDITIONAL FEATURES | TYPE B,COLOR:MAGENTA,JACKET MATERIAL:Plenum (OFNP) | [46 empty] | CONNECTOR:MTPÂ® FEMALE TO MTPÂ® FEMALE,FIBER MODE:OM4,ELITE TRUNK CABLE,12 FIBERS,TYPE B,CABLE JACKET:PLENUM (OFNP),COLOUR:MAGENTA | Production Completed
STP_009 - Lot4 | Data Enrichment | SOZ | OK | 2023-07-21 | 2023-07-27 |  | 1237425 | 1237425 | EA | CABLE,F/OPT;MULTI MODE,LG 15 M,PN:84152 | CABLE FIBRA OPTICA;,LG 15 M | CBLE F/OPTQ;,LG 15 M | CABLE,FIBER OPTIC;TYPE:MULTI MODE,LENGTH:15 M,ADDITIONAL FEATURES EN:PN:84152,MNFR:FS.COM, CONNECTOR:MTPÂ® FEMALE TO MTPÂ® FEMALE, FIBER MODE:OM4,ELITE TRUNK CABLE, 12 FIBERS, TYPE B, CABLE JACKET:PLENUM (OFNP),COLOUR:MAGENTA |  |  |  | FS.COM | FS.COM | 84152 | [5 empty] | https://www.fs.com/products/84152.html?attribute=6130&id=109235 | [10 empty] | E |  | CABLE | FIBER OPTIC | TYPE | Elite Trunk,MULTIMODE | PROPAGATION MODE | MULTIMODE OM4 50/125 Um | NUMBER OF CORES | 12 | CORE DIAMETER |  | CABLE CONSTRUCTION |  | SHEATH MATERIAL |  | SHEATH COLOUR |  | END CONNECTION | US Conec MTP Female (Pinless) TO US Conec MTP Female (Pinless) | LENGTH | 15 M | TEMPERATURE RATING | -10 to 70 DEG C | HAZARD CLASS |  | CERTIFICATION/STANDARD | IEC-61754-7,TIA-604-5 (FOCIS-5) | ADDITIONAL FEATURES | TYPE B,COLOR:MAGENTA,JACKET MATERIAL:Plenum (OFNP) | [46 empty] | CONNECTOR:MTPÂ® FEMALE TO MTPÂ® FEMALE,FIBER MODE:OM4,ELITE TRUNK CABLE,12 FIBERS,TYPE B,CABLE JACKET:PLENUM (OFNP),COLOUR:MAGENTA | Production Completed
STP_009 - Lot4 | Data Enrichment | SOZ | OK | 2023-07-21 | 2023-07-27 |  | 1237422 | 1237422 | EA | CABLE,F/OPT;MULTI MODE,LG 2 M,PN:69009 | CABLE FIBRA OPTICA;,LG 2 M | CBLE F/OPTQ;,LG 2 M | CABLE,FIBER OPTIC;TYPE:MULTI MODE,LENGTH:2 M,ADDITIONAL FEATURES EN:PN:69009,MNFR:FS.COM, CONNECTOR:MTPÂ® FEMALE TO MTPÂ® FEMALE, FIBER MODE:OM4,ELITE TRUNK CABLE, 12 FIBERS, TYPE B, CABLE JACKET:PLENUM (OFNP),COLOUR:MAGENTA |  |  |  | FS.COM | FS.COM | 69009 | [5 empty] | https://www.fs.com/products/69009.html?attribute=6134&id=109294 | [10 empty] | E |  | CABLE | FIBER OPTIC | TYPE | Elite Trunk,MULTIMODE | PROPAGATION MODE | MULTIMODE OM4 50/125 Um | NUMBER OF CORES | 12 | CORE DIAMETER |  | CABLE CONSTRUCTION |  | SHEATH MATERIAL |  | SHEATH COLOUR |  | END CONNECTION | US Conec MTP Female (Pinless) TO US Conec MTP Female (Pinless) | LENGTH | 2 M | TEMPERATURE RATING | -10 to 70 DEG C | HAZARD CLASS |  | CERTIFICATION/STANDARD | IEC-61754-7,TIA-604-5 (FOCIS-5) | ADDITIONAL FEATURES | TYPE B,COLOR:MAGENTA,JACKET MATERIAL:Plenum (OFNP) | [46 empty] | CONNECTOR:MTPÂ® FEMALE TO MTPÂ® FEMALE,FIBER MODE:OM4,ELITE TRUNK CABLE,12 FIBERS,TYPE B,CABLE JACKET:PLENUM (OFNP),COLOUR:MAGENTA | Production Completed
STP_009 - Lot4 | Data Enrichment | SOZ | OK | 2023-07-21 | 2023-07-27 |  | 1237487 | 1237487 | EA | CABLE,F/OPT;MULTI MODE,LG 20 M,PN:84153 | CABLE FIBRA OPTICA;,LG 20 M | CBLE F/OPTQ;,LG 20 M | CABLE,FIBER OPTIC;TYPE:MULTI MODE,LENGTH:20 M,ADDITIONAL FEATURES EN:PN:84153,MNFR:FS.COM, CONNECTOR:MTPÂ® FEMALE TO MTPÂ® FEMALE, FIBER MODE:OM4,ELITE TRUNK CABLE, 12 FIBERS, TYPE B, CABLE JACKET:PLENUM (OFNP),COLOUR:MAGENTA |  |  |  | FS.COM | FS.COM | 84153 | [5 empty] | https://www.fs.com/products/84153.html?attribute=6144&id=109474 | [10 empty] | E |  | CABLE | FIBER OPTIC | TYPE | Elite Trunk,MULTIMODE | PROPAGATION MODE | MULTIMODE OM4 50/125 Um | NUMBER OF CORES | 12 | CORE DIAMETER |  | CABLE CONSTRUCTION |  | SHEATH MATERIAL |  | SHEATH COLOUR |  | END CONNECTION | US Conec MTP Female (Pinless) TO US Conec MTP Female (Pinless) | LENGTH | 20 M | TEMPERATURE RATING | -10 to 70 DEG C | HAZARD CLASS |  | CERTIFICATION/STANDARD | IEC-61754-7,TIA-604-5 (FOCIS-5) | ADDITIONAL FEATURES | TYPE B,COLOR:MAGENTA,JACKET MATERIAL:Plenum (OFNP) | [46 empty] | CONNECTOR:MTPÂ® FEMALE TO MTPÂ® FEMALE,FIBER MODE:OM4,ELITE TRUNK CABLE,12 FIBERS,TYPE B,CABLE JACKET:PLENUM (OFNP),COLOUR:MAGENTA | Production Completed
STP_009 - Lot4 | Data Enrichment | SOZ | OK | 2023-07-21 | 2023-07-27 |  | 1237488 | 1237488 | EA | CABLE,F/OPT;MULTI MODE,LG 25 M,PN:96100 | CABLE FIBRA OPTICA;,LG 25 M | CBLE F/OPTQ;,LG 25 M | CABLE,FIBER OPTIC;TYPE:MULTI MODE,LENGTH:25 M,ADDITIONAL FEATURES EN:PN:96100,MNFR:FS.COM, CONNECTOR:MTPÂ® FEMALE TO MTPÂ® FEMALE, FIBER MODE:OM4,ELITE TRUNK CABLE, 12 FIBERS, TYPE B, CABLE JACKET:PLENUM (OFNP),COLOUR:MAGENTA |  |  |  | FS.COM | FS.COM | 96100 | [5 empty] | https://www.fs.com/products/96100.html?attribute=6143&id=109458 | [10 empty] | E |  | CABLE | FIBER OPTIC | TYPE | Elite Trunk,MULTIMODE | PROPAGATION MODE | MULTIMODE OM4 50/125 Um | NUMBER OF CORES | 12 | CORE DIAMETER |  | CABLE CONSTRUCTION |  | SHEATH MATERIAL |  | SHEATH COLOUR |  | END CONNECTION | US Conec MTP Female (Pinless) TO US Conec MTP Female (Pinless) | LENGTH | 25 M | TEMPERATURE RATING | -10 to 70 DEG C | HAZARD CLASS |  | CERTIFICATION/STANDARD | IEC-61754-7,TIA-604-5 (FOCIS-5) | ADDITIONAL FEATURES | TYPE B,COLOR:MAGENTA,JACKET MATERIAL:Plenum (OFNP) | [46 empty] | CONNECTOR:MTPÂ® FEMALE TO MTPÂ® FEMALE,FIBER MODE:OM4,ELITE TRUNK CABLE,12 FIBERS,TYPE B,CABLE JACKET:PLENUM (OFNP),COLOUR:MAGENTA | Production Completed
STP_009 - Lot4 | Data Enrichment | SOZ | OK | 2023-07-21 | 2023-07-27 |  | 1237423 | 1237423 | EA | CABLE,F/OPT;MULTI MODE,LG 3 M,PN:68020 | CABLE FIBRA OPTICA;,LG 3 M | CBLE F/OPTQ;,LG 3 M | CABLE,FIBER OPTIC;TYPE:MULTI MODE,LENGTH:3 M,ADDITIONAL FEATURES EN:PN:68020,MNFR:FS.COM, CONNECTOR:MTPÂ® FEMALE TO MTPÂ® FEMALE, FIBER MODE:OM4,ELITE TRUNK CABLE, 12 FIBERS, TYPE B, CABLE JACKET:PLENUM (OFNP),COLOUR:MAGENTA |  |  |  | FS.COM | FS.COM | 68020 | [5 empty] | https://www.fs.com/products/68020.html?attribute=6132&id=109261 | [10 empty] | E |  | CABLE | FIBER OPTIC | TYPE | Elite Trunk,MULTIMODE | PROPAGATION MODE | MULTIMODE OM4 50/125 Um | NUMBER OF CORES | 12 | CORE DIAMETER |  | CABLE CONSTRUCTION |  | SHEATH MATERIAL |  | SHEATH COLOUR |  | END CONNECTION | US Conec MTP Female (Pinless) TO US Conec MTP Female (Pinless) | LENGTH | 3 M | TEMPERATURE RATING | -10 to 70 DEG C | HAZARD CLASS |  | CERTIFICATION/STANDARD | IEC-61754-7,TIA-604-5 (FOCIS-5) | ADDITIONAL FEATURES | TYPE B,COLOR:MAGENTA,JACKET MATERIAL:Plenum (OFNP) | [46 empty] | CONNECTOR:MTPÂ® FEMALE TO MTPÂ® FEMALE,FIBER MODE:OM4,ELITE TRUNK CABLE,12 FIBERS,TYPE B,CABLE JACKET:PLENUM (OFNP),COLOUR:MAGENTA | Production Completed
STP_009 - Lot4 | Data Enrichment | SOZ | OK | 2023-07-21 | 2023-07-27 |  | 1237489 | 1237489 | EA | CABLE,F/OPT;MULTI MODE,LG 30 M,PN:82163 | CABLE FIBRA OPTICA;,LG 30 M | CBLE F/OPTQ;,LG 30 M | CABLE,FIBER OPTIC;TYPE:MULTI MODE,LENGTH:30 M,ADDITIONAL FEATURES EN:PN:82163,MNFR:FS.COM, CONNECTOR:MTPÂ® FEMALE TO MTPÂ® FEMALE, FIBER MODE:OM4,ELITE TRUNK CABLE, 12 FIBERS, TYPE B, CABLE JACKET:PLENUM (OFNP),COLOUR:MAGENTA |  |  |  | FS.COM | FS.COM | 82163 | [5 empty] | https://www.fs.com/products/82163.html?attribute=6140&id=109408 | [10 empty] | E |  | CABLE | FIBER OPTIC | TYPE | Elite Trunk,MULTIMODE | PROPAGATION MODE | MULTIMODE OM4 50/125 Um | NUMBER OF CORES | 12 | CORE DIAMETER |  | CABLE CONSTRUCTION |  | SHEATH MATERIAL |  | SHEATH COLOUR |  | END CONNECTION | US Conec MTP Female (Pinless) TO US Conec MTP Female (Pinless) | LENGTH | 30 M | TEMPERATURE RATING | -10 to 70 DEG C | HAZARD CLASS |  | CERTIFICATION/STANDARD | IEC-61754-7,TIA-604-5 (FOCIS-5) | ADDITIONAL FEATURES | TYPE B,COLOR:MAGENTA,JACKET MATERIAL:Plenum (OFNP) | [46 empty] | CONNECTOR:MTPÂ® FEMALE TO MTPÂ® FEMALE,FIBER MODE:OM4,ELITE TRUNK CABLE,12 FIBERS,TYPE B,CABLE JACKET:PLENUM (OFNP),COLOUR:MAGENTA | Production Completed
STP_009 - Lot4 | Data Enrichment | SOZ | OK | 2023-07-21 | 2023-07-27 |  | 1237481 | 1237481 | EA | CABLE,F/OPT;MULTI MODE,LG 4 M,PN:130656 | CABLE FIBRA OPTICA;,LG 4 M | CBLE F/OPTQ;,LG 4 M | CABLE,FIBER OPTIC;TYPE:MULTI MODE,LENGTH:4 M,ADDITIONAL FEATURES EN:PN:130656,MNFR:FS.COM, CONNECTOR:MTPÂ® FEMALE TO MTPÂ® FEMALE, FIBER MODE:OM4,ELITE TRUNK CABLE, 12 FIBERS, TYPE B, CABLE JACKET:PLENUM (OFNP),COLOUR:MAGENTA |  |  |  | FS.COM | FS.COM | 130656 | [5 empty] | https://www.fs.com/products/130656.html?attribute=6138&id=109364 | [10 empty] | E |  | CABLE | FIBER OPTIC | TYPE | Elite Trunk,MULTIMODE | PROPAGATION MODE | MULTIMODE OM4 50/125 Um | NUMBER OF CORES | 12 | CORE DIAMETER |  | CABLE CONSTRUCTION |  | SHEATH MATERIAL |  | SHEATH COLOUR |  | END CONNECTION | US Conec MTP Female (Pinless) TO US Conec MTP Female (Pinless) | LENGTH | 4 M | TEMPERATURE RATING | -10 to 70 DEG C | HAZARD CLASS |  | CERTIFICATION/STANDARD | IEC-61754-7,TIA-604-5 (FOCIS-5) | ADDITIONAL FEATURES | TYPE B,COLOR:MAGENTA,JACKET MATERIAL:Plenum (OFNP) | [46 empty] | CONNECTOR:MTPÂ® FEMALE TO MTPÂ® FEMALE,FIBER MODE:OM4,ELITE TRUNK CABLE,12 FIBERS,TYPE B,CABLE JACKET:PLENUM (OFNP),COLOUR:MAGENTA | Production Completed
STP_009 - Lot4 | Data Enrichment | SOZ | OK | 2023-07-21 | 2023-07-27 |  | 1237482 | 1237482 | EA | CABLE,F/OPT;MULTI MODE,LG 5 M,PN:68023 | CABLE FIBRA OPTICA;,LG 5 M | CBLE F/OPTQ;,LG 5 M | CABLE,FIBER OPTIC;TYPE:MULTI MODE,LENGTH:5 M,ADDITIONAL FEATURES EN:PN:68023,MNFR:FS.COM, CONNECTOR:MTPÂ® FEMALE TO MTPÂ® FEMALE, FIBER MODE:OM4,ELITE TRUNK CABLE, 12 FIBERS, TYPE B, CABLE JACKET:PLENUM (OFNP),COLOUR:MAGENTA |  |  |  | FS.COM | FS.COM | 68023 | [5 empty] | https://www.fs.com/products/68023.html?attribute=6129&id=109212 | [10 empty] | E |  | CABLE | FIBER OPTIC | TYPE | Elite Trunk,MULTIMODE | PROPAGATION MODE | MULTIMODE OM4 50/125 Um | NUMBER OF CORES | 12 | CORE DIAMETER |  | CABLE CONSTRUCTION |  | SHEATH MATERIAL |  | SHEATH COLOUR |  | END CONNECTION | US Conec MTP Female (Pinless) TO US Conec MTP Female (Pinless) | LENGTH | 5 M | TEMPERATURE RATING | -10 to 70 DEG C | HAZARD CLASS |  | CERTIFICATION/STANDARD | IEC-61754-7,TIA-604-5 (FOCIS-5) | ADDITIONAL FEATURES | TYPE B,COLOR:MAGENTA,JACKET MATERIAL:Plenum (OFNP) | [46 empty] | CONNECTOR:MTPÂ® FEMALE TO MTPÂ® FEMALE,FIBER MODE:OM4,ELITE TRUNK CABLE,12 FIBERS,TYPE B,CABLE JACKET:PLENUM (OFNP),COLOUR:MAGENTA | Production Completed
STP_009 - Lot4 | Data Enrichment | SOZ | OK | 2023-07-21 | 2023-07-27 |  | 1237483 | 1237483 | EA | CABLE,F/OPT;MULTI MODE,LG 6 M,PN:130657 | CABLE FIBRA OPTICA;,LG | CBLE F/OPTQ;,LG | CABLE,FIBER OPTIC;TYPE:MULTI MODE,LENGTH:6 M,ADDITIONAL FEATURES EN:PN:130657,MNFR:FS.COM, CONNECTOR:MTPÂ® FEMALE TO MTPÂ® FEMALE, FIBER MODE:OM4,ELITE TRUNK CABLE, 12 FIBERS, TYPE B, CABLE JACKET:PLENUM (OFNP),COLOUR:MAGENTA |  |  |  | FS.COM | FS.COM | 130657 | [5 empty] | https://www.fs.com/products/130657.html?attribute=6141&id=109417 | [10 empty] | E |  | CABLE | FIBER OPTIC | TYPE | Elite Trunk,MULTIMODE | PROPAGATION MODE | MULTIMODE OM4 50/125 Um | NUMBER OF CORES | 12 | CORE DIAMETER |  | CABLE CONSTRUCTION |  | SHEATH MATERIAL |  | SHEATH COLOUR |  | END CONNECTION | US Conec MTP Female (Pinless) TO US Conec MTP Female (Pinless) | LENGTH | 6 M | TEMPERATURE RATING | -10 to 70 DEG C | HAZARD CLASS |  | CERTIFICATION/STANDARD | IEC-61754-7,TIA-604-5 (FOCIS-5) | ADDITIONAL FEATURES | TYPE B,COLOR:MAGENTA,JACKET MATERIAL:Plenum (OFNP) | [46 empty] | CONNECTOR:MTPÂ® FEMALE TO MTPÂ® FEMALE,FIBER MODE:OM4,ELITE TRUNK CABLE,12 FIBERS,TYPE B,CABLE JACKET:PLENUM (OFNP),COLOUR:MAGENTA | Production Completed
STP_009 - Lot4 | Data Enrichment | SOZ | OK | 2023-07-21 | 2023-07-27 |  | 1237484 | 1237484 | EA | CABLE,F/OPT;MULTI MODE,LG 7 M,PN:93718 | CABLE FIBRA OPTICA;,LG | CBLE F/OPTQ;,LG | CABLE,FIBER OPTIC;TYPE:MULTI MODE,LENGTH:7 M,ADDITIONAL FEATURES EN:PN:93718,MNFR:FS.COM, CONNECTOR:MTPÂ® FEMALE TO MTPÂ® FEMALE, FIBER MODE:OM4,ELITE TRUNK CABLE, 12 FIBERS, TYPE B, CABLE JACKET:PLENUM (OFNP),COLOUR:MAGENTA |  |  |  | FS.COM | FS.COM | 93718 | [5 empty] | https://www.fs.com/products/93718.html?attribute=6128&id=109197 | [10 empty] | E |  | CABLE | FIBER OPTIC | TYPE | Elite Trunk,MULTIMODE | PROPAGATION MODE | MULTIMODE OM4 50/125 Um | NUMBER OF CORES | 12 | CORE DIAMETER |  | CABLE CONSTRUCTION |  | SHEATH MATERIAL |  | SHEATH COLOUR |  | END CONNECTION | US Conec MTP Female (Pinless) TO US Conec MTP Female (Pinless) | LENGTH | 7 M | TEMPERATURE RATING | -10 to 70 DEG C | HAZARD CLASS |  | CERTIFICATION/STANDARD | IEC-61754-7,TIA-604-5 (FOCIS-5) | ADDITIONAL FEATURES | TYPE B,COLOR:MAGENTA,JACKET MATERIAL:Plenum (OFNP) | [46 empty] | CONNECTOR:MTPÂ® FEMALE TO MTPÂ® FEMALE,FIBER MODE:OM4,ELITE TRUNK CABLE,12 FIBERS,TYPE B,CABLE JACKET:PLENUM (OFNP),COLOUR:MAGENTA | Production Completed
STP_009 - Lot4 | Data Enrichment | SOZ | OK | 2023-07-21 | 2023-07-27 |  | 1237485 | 1237485 | EA | CABLE,F/OPT;MULTI MODE,LG 8 M,PN:130658 | CABLE FIBRA OPTICA;,LG | CBLE F/OPTQ;,LG | CABLE,FIBER OPTIC;TYPE:MULTI MODE,LENGTH:8 M,ADDITIONAL FEATURES EN:PN:130658,MNFR:FS.COM, CONNECTOR:MTPÂ® FEMALE TO MTPÂ® FEMALE, FIBER MODE:OM4,ELITE TRUNK CABLE, 12 FIBERS, TYPE B, CABLE JACKET:PLENUM (OFNP),COLOUR:MAGENTA |  |  |  | FS.COM | FS.COM | 130658 | [5 empty] | https://www.fs.com/products/130658.html?attribute=6142&id=109436 | [10 empty] | E |  | CABLE | FIBER OPTIC | TYPE | Elite Trunk,MULTIMODE | PROPAGATION MODE | MULTIMODE OM4 50/125 Um | NUMBER OF CORES | 12 | CORE DIAMETER |  | CABLE CONSTRUCTION |  | SHEATH MATERIAL |  | SHEATH COLOUR |  | END CONNECTION | US Conec MTP Female (Pinless) TO US Conec MTP Female (Pinless) | LENGTH | 8 M | TEMPERATURE RATING | -10 to 70 DEG C | HAZARD CLASS |  | CERTIFICATION/STANDARD | IEC-61754-7,TIA-604-5 (FOCIS-5) | ADDITIONAL FEATURES | TYPE B,COLOR:MAGENTA,JACKET MATERIAL:Plenum (OFNP) | [46 empty] | CONNECTOR:MTPÂ® FEMALE TO MTPÂ® FEMALE,FIBER MODE:OM4,ELITE TRUNK CABLE,12 FIBERS,TYPE B,CABLE JACKET:PLENUM (OFNP),COLOUR:MAGENTA | Production Completed
STP_009 - Lot4 | Data Enrichment | SOZ | OK | 2023-07-21 | 2023-07-27 |  | 1282182 | 1282182 | EA | CABLE,F/OPT;PATCH DUPLEX,COR DIA 2 MM |  |  | CABLE,FIBER OPTIC;TYPE:PATCH DUPLEX,CORE DIAMETER:2 MM,CABLE CONSTRUCTION:LC-LC,LENGTH:2 M,ADDITIONAL FEATURES EN:SERIES NO: OM3, MNFR:01)CNW (MOUNT ISA) ELECT WHOLESALER,PTNO:01)D3LCLC2M-S-2L | PATCH DUPLEX,2 MM,LC-LC,2 M,01)SERIES NO: OM3,01)CNW (MOUNT ISA) ELECT WHOLE,01)D3LCLC2M-S-2L |  |  | CNW (MOUNT ISA) ELECT WHOLESALER | CNW (MOUNT ISA) ELECT WHOLESALER | D3LCLC2M-S-2L | [6 empty] | https://www.roycecrossgroup.com/documents/manualsPDF/RCG%20data%20catalogue%202020.pdf | [9 empty] | C |  | CABLE | FIBER OPTIC | TYPE | DUPLEX,PATCH | PROPAGATION MODE | OM3 | NUMBER OF CORES |  | CORE DIAMETER | 2 MM | CABLE CONSTRUCTION |  | SHEATH MATERIAL |  | SHEATH COLOUR |  | END CONNECTION | LC-LC | LENGTH | 2 M | TEMPERATURE RATING |  | HAZARD CLASS |  | CERTIFICATION/STANDARD |  | ADDITIONAL FEATURES | [48 empty] | Production Completed
STP_009 - Lot4 | Data Enrichment | SOZ | PARTIAL MATCH | 2023-07-21 | 2023-07-27 |  | 1282602 | 1282602 | EA | CABLE,F/OPT;PATCH,SINGLE MODE,ST,LG 1 M |  |  | CABLE,FIBER OPTIC;TYPE:PATCH,PROPAGATION MODE:SINGLE MODE,END CONNECTION:ST,LENGTH:1 M,MNFR:01)HAYMANS,PTNO:01)4CAFL.OS1STST1M | PATCH,SINGLE MODE,ST,1 M,01)HAYMANS,01)4CAFL.OS1STST1M |  |  | HAYMANS | HAYMANS | 4CAFL.OS1STST1M | AFL |  |  |  |  | https://www.aflhyperscale.com/read-offline/2455/os1-os2-single-mode-enhanced-pigtail.pdf | [10 empty] | C |  | CABLE | FIBER OPTIC | TYPE | PATCH | PROPAGATION MODE | SINGLEMODE | NUMBER OF CORES |  | CORE DIAMETER |  | CABLE CONSTRUCTION |  | SHEATH MATERIAL |  | SHEATH COLOUR |  | END CONNECTION | ST | LENGTH | 1 M | TEMPERATURE RATING |  | HAZARD CLASS |  | CERTIFICATION/STANDARD |  | ADDITIONAL FEATURES | [48 empty] | Production Completed
STP_009 - Lot4 | Data Enrichment | SOZ | OK | 2023-07-21 | 2023-07-27 |  | 1346107 | 1346107 | EA | CABLE,F/OPT;PYROMETER,SWA,VITON,LG 10 M |  |  | CABLE,FIBER OPTIC;TYPE:PYROMETER,CABLE CONSTRUCTION:SWA,SHEATH MATERIAL:VITON,LENGTH:10 M,ADDITIONAL FEATURES EN:ASSEMBLY, LOW TEMPERATURE,MNFR:01)MARCON,PTNO:01)RY-EF1RCB10BL | PYROMETER,SWA,VITON,10 M,01)ASSEMBLY, LOW TEMPERATURE,01)MARCON,01)RY-EF1RCB10BL |  |  | MARCON | MARCON | RY-EF1RCB10BL | [5 empty] | U | [10 empty] | C |  | CABLE | FIBER OPTIC | TYPE | PYROMETER,LOW TEMPERATURE | PROPAGATION MODE |  | NUMBER OF CORES |  | CORE DIAMETER |  | CABLE CONSTRUCTION |  | SHEATH MATERIAL | VITON | SHEATH COLOUR |  | END CONNECTION | SWA | LENGTH | 10 M | TEMPERATURE RATING |  | HAZARD CLASS |  | CERTIFICATION/STANDARD |  | ADDITIONAL FEATURES | ASSEMBLY | [47 empty] | Production Completed
STP_009 - Lot4 | Data Enrichment | SOZ | OK | 2023-07-21 | 2023-07-27 |  | 1282270 | 1282270 | EA | CABLE,F/OPT;RING,LG 150 M,SM |  |  | CABLE,FIBER OPTIC;TYPE:RING,LENGTH:150 M,ADDITIONAL FEATURES EN:SM,MNFR:01)CNW (MOUNT ISA) ELECT WHOLESALER,PTNO:01)FRI-SM-150-ST- ST | RING,150 M,01)SM,01)CNW (MOUNT ISA) ELECT WHOLE,01)FRI-SM-150-ST-ST |  |  | CNW (MOUNT ISA) ELECT WHOLESALER | CNW (MOUNT ISA) ELECT WHOLESALER | FRI-SM-150-ST- ST | [5 empty] | U | [10 empty] | C |  | CABLE | FIBER OPTIC | TYPE | RING | PROPAGATION MODE |  | NUMBER OF CORES |  | CORE DIAMETER |  | CABLE CONSTRUCTION |  | SHEATH MATERIAL |  | SHEATH COLOUR |  | END CONNECTION |  | LENGTH | 150 M | TEMPERATURE RATING |  | HAZARD CLASS |  | CERTIFICATION/STANDARD |  | ADDITIONAL FEATURES | SM | [47 empty] | Production Completed
STP_009 - Lot4 | Data Enrichment | SOZ | OK | 2023-07-21 | 2023-07-27 |  | 1282494 | 1282494 | EA | CABLE,F/OPT;RISER,ST-LC,LG 80 M |  |  | CABLE,FIBER OPTIC;TYPE:RISER,CABLE CONSTRUCTION:ST-LC,LENGTH:80 M,ADDITIONAL FEATURES EN:SM MIL SPEC,MNFR:01)CNW (MOUNT ISA) ELECT WHOLESALER,PTNO:01)AFLRD2STLC80M-6-3912 | RISER,ST-LC,80 M,01)SM MIL SPEC,01)CNW (MOUNT ISA) ELECT WHOLE,01)AFLRD2STLC80M-6-3912 |  |  | CNW (MOUNT ISA) ELECT WHOLESALER | CNW (MOUNT ISA) ELECT WHOLESALER | RD2STLC80M-6-3912 | AFL |  |  |  |  | U | [10 empty] | C |  | CABLE | FIBER OPTIC | TYPE | RISER | PROPAGATION MODE |  | NUMBER OF CORES |  | CORE DIAMETER |  | CABLE CONSTRUCTION |  | SHEATH MATERIAL |  | SHEATH COLOUR |  | END CONNECTION | ST-LC | LENGTH | 80 M | TEMPERATURE RATING |  | HAZARD CLASS |  | CERTIFICATION/STANDARD |  | ADDITIONAL FEATURES | SM MIL SPEC | [47 empty] | Production Completed
STP_009 - Lot4 | Data Enrichment | SOZ | OK | 2023-07-21 | 2023-07-27 |  | 1282180 | 1282180 | EA | CABLE,F/OPT;ST TO ST,LG 150 M |  |  | CABLE,FIBER OPTIC;END CONNECTION:ST TO ST,LENGTH:150 M,ADDITIONAL FEATURES EN:62.5 UM, MULTIMODE 50/125, RING,MNFR:01)CNW (MOUNT ISA) ELECT WHOLESALER,PTNO:01)FRI-M6-150-ST-ST | ST TO ST,150 M,01)62.5 UM, MULTIMODE 50/125,01)CNW (MOUNT ISA) ELECT WHOLE,01)FRI-M6-150-ST-ST |  |  | CNW (MOUNT ISA) ELECT WHOLESALER | CNW (MOUNT ISA) ELECT WHOLESALER | FRI-M6-150-ST-ST | [5 empty] | U | [10 empty] | C |  | CABLE | FIBER OPTIC | TYPE |  | PROPAGATION MODE | MULTIMODE 50/125 | NUMBER OF CORES |  | CORE DIAMETER | 62.5 UM | CABLE CONSTRUCTION |  | SHEATH MATERIAL |  | SHEATH COLOUR |  | END CONNECTION | ST-ST | LENGTH | 150 M | TEMPERATURE RATING |  | HAZARD CLASS |  | CERTIFICATION/STANDARD |  | ADDITIONAL FEATURES | RING | [47 empty] | Production Completed
STP_009 - Lot4 | Data Enrichment | SOZ | OK | 2023-07-21 | 2023-07-27 |  | 1282252 | 1282252 | EA | CABLE,F/OPT;TACTICAL PRE-TERM |  |  | CABLE,FIBER OPTIC;TYPE:TACTICAL PRE-TERM,ADDITIONAL FEATURES EN:LC-LC 4F SM W/GLANDS,MNFR:01)AFL TELECOMMUNICATIONS AUSTRALIA, PTNO:01)RD2LCLC5M-4-3181-Z | TACTICAL PRE-TERM,01)LC-LC 4F SM W/GLANDS,01)AFL TELECOMMUNICATIONS AUST,01)RD2LCLC5M-4-3181-Z |  |  | AFL TELECOMMUNICATIONS AUSTRALIA | AFL TELECOMMUNICATIONS AUSTRALIA | RD2LCLC5M-4-3181-Z | [5 empty] | U | [10 empty] | C |  | CABLE | FIBER OPTIC | TYPE | TACTICAL PRE-TERM | PROPAGATION MODE |  | NUMBER OF CORES |  | CORE DIAMETER |  | CABLE CONSTRUCTION |  | SHEATH MATERIAL |  | SHEATH COLOUR |  | END CONNECTION | LC-LC | LENGTH | 5 M | TEMPERATURE RATING |  | HAZARD CLASS |  | CERTIFICATION/STANDARD |  | ADDITIONAL FEATURES | C/W GLANDS,4F SM | [47 empty] | Production Completed
STP_009 - Lot4 | Data Enrichment | SOZ | OK | 2023-07-21 | 2023-07-27 |  | 1282238 | 1282238 | EA | CABLE,F/OPT;TACTICAL PRE-TERM,LG 15 M |  |  | CABLE,FIBER OPTIC;TYPE:TACTICAL PRE-TERM,LENGTH:15 M,ADDITIONAL FEATURES EN:LC-LC 2F SM W/GLANDS,MNFR:01)AFL TELECOMMUNICATIONS AUSTRALIA,PTNO:01)RD2LCLC15M-2-3981-Z | TACTICAL PRE-TERM,15 M,01)LC-LC 2F SM W/GLANDS,01)AFL TELECOMMUNICATIONS AUST,01)RD2LCLC15M-2-3981-Z |  |  | AFL TELECOMMUNICATIONS AUSTRALIA | AFL TELECOMMUNICATIONS AUSTRALIA | RD2LCLC15M-2-3981-Z | [5 empty] | U | [10 empty] | C |  | CABLE | FIBER OPTIC | TYPE | TACTICAL PRE-TERM | PROPAGATION MODE |  | NUMBER OF CORES |  | CORE DIAMETER |  | CABLE CONSTRUCTION |  | SHEATH MATERIAL |  | SHEATH COLOUR |  | END CONNECTION | LC-LC | LENGTH | 15 M | TEMPERATURE RATING |  | HAZARD CLASS |  | CERTIFICATION/STANDARD |  | ADDITIONAL FEATURES | C/W GLANDS,2F SM | [47 empty] | Production Completed
STP_009 - Lot4 | Data Enrichment | SOZ | OK | 2023-07-21 | 2023-07-27 |  | 1361099 | 1361099 | EA | CABLE,F/OPT;TACTICAL PRE-TERM,ST/LC,6F | CABLE FIBRA OPTICA;,MODO SINGULAR,ST-LC | CBLE F/OPTQ;,MODE UNIQUE,ST/LC,LG 15 M | CABLE,FIBER OPTIC;TYPE:TACTICAL PRE-TERM,PROPAGATION MODE:SINGLE MODE,END CONNECTION:ST/LC,LENGTH:15 M,ADDITIONAL FEATURES EN:6F, PRE-MADE,RISER DISTRIBUTION,MNFR:AFL GLOBAL,PTNO:RD2LCST15M-6-3911-Z |  |  |  | AFL GLOBAL | AFL GLOBAL | RD2LCST15M-6-3911-Z | [5 empty] | U | [10 empty] | C |  | CABLE | FIBER OPTIC | TYPE | TACTICAL PRE-TERM | PROPAGATION MODE | SINGLEMODE | NUMBER OF CORES |  | CORE DIAMETER |  | CABLE CONSTRUCTION |  | SHEATH MATERIAL |  | SHEATH COLOUR |  | END CONNECTION | ST-LC | LENGTH | 15 M | TEMPERATURE RATING |  | HAZARD CLASS |  | CERTIFICATION/STANDARD |  | ADDITIONAL FEATURES | 6F,PRE-MADE,RISER DISTRIBUTION | [47 empty] | Production Completed
STP_009 - Lot4 | Data Enrichment | SOZ | OK | 2023-07-21 | 2023-07-27 |  | 1292561 | 1292561 | EA | CABLE,F/OPT;YELLOW,LC X ST,LG 9.843 FT |  |  | CABLE,FIBER OPTIC;SHEATH COLOUR:YELLOW,END CONNECTION:LC X ST,LENGTH:9.843 FT,ADDITIONAL FEATURES EN:APM JUNC, ASSY, ELECT, SPEC. PURPOSE,MNFR:01)WENMEC,PTNO:01)37476 | YELLOW,LC X ST,9.843 FT,01)APM JUNC, ASSY, ELECT, SPEC,01)WENMEC,01)37476 |  |  | WENMEC SYSTEMS INC | WENMEC | 37476 | [6 empty] | https://www.cablestogo.com/networking/fiber-optic-cables/9-125-duplex-single-mode-os2-fiber-optic-cables/9-8ft-3m-lc-st-9-125-os2-duplex-single-mode-pvc-fiber-optic-cable-taa-compliant-yellow/p/cg-37476 | [9 empty] | E |  | CABLE | FIBER OPTIC | TYPE | Duplex | PROPAGATION MODE | SingleMode 9/125 | NUMBER OF CORES |  | CORE DIAMETER |  | CABLE CONSTRUCTION |  | SHEATH MATERIAL | PVC | SHEATH COLOUR | YELLOW | END CONNECTION | LC-ST | LENGTH | 9.843 FT | TEMPERATURE RATING |  | HAZARD CLASS |  | CERTIFICATION/STANDARD |  | ADDITIONAL FEATURES | JACKET MATERIAL:PVC,APM JUNC,ASSY,ELECT,SPEC. PURPOSE | [47 empty] | Production Completed
STP_009 - Lot4 | Data Enrichment | SOZ | OK | 2023-07-21 | 2023-07-27 |  | 1381588 | 1381588 | EA | BREAKER,CIRCT;COMPCT,0.63-1 A,415 VAC |  |  | BREAKER,CIRCUIT;TYPE:COMPACT,CURRENT RATING:0.63-1 A,VOLTAGE RATING:415 VAC,INTERRUPT RATING:100 KA,NUMBER OF POLES:3P,MNFR:01) ALENBRAD,PTNO:01)140-MN-0100 | EN_01)COMPACT,0.63-1 A,415 VAC,EN_01)100 KA,01)ALENBRAD,01)140-MN-0100 |  |  | ALENBRAD | ALENBRAD | 140-MN-0100 | [6 empty] | https://www.rockwellautomation.com/en-us/products/details.140-MN-0100.html | [9 empty] | E |  | CIRCUIT BREAKER | No Modifier | TYPE | COMPACT | CURRENT RATING | 0.63-1 A | VOLTAGE RATING | 415 VAC | FRAME RATING |  | INTERRUPT RATING | 100 KA | NUMBER OF POLES | 3P | OVERALL SIZE |  | TRIP SETTING |  | TERMINAL TYPE |  | MOUNTING TYPE |  | CERTIFICATION/STANDARD |  | ADDITIONAL FEATURES | [50 empty] | Production Completed
STP_009 - Lot4 | Data Enrichment | SOZ | OK | 2023-07-21 | 2023-07-27 |  | 1381363 | 1381363 | EA | BREAKER,CIRCT;MINTR,15 A,480/277 VAC |  |  | BREAKER,CIRCUIT;TYPE:MINIATURE,CURRENT RATING:15 A,VOLTAGE RATING:480/277 VAC,NUMBER OF POLES:3P,MNFR:01)ALENBRAD,PTNO:01)1492- CB3G-150 | EN_01)MINIATURE,15 A,480/277 VAC,01)ALENBRAD,01)1492-CB3G-150 |  |  | ALENBRAD | ALENBRAD | 1492- CB3G-150 | [6 empty] | https://www.plchardware.com/Products/RA-1492-CB3G150-A-NSS.aspx | [9 empty] | E |  | CIRCUIT BREAKER | No Modifier | TYPE | MINIATURE | CURRENT RATING | 15 A | VOLTAGE RATING | 480/277 VAC | FRAME RATING |  | INTERRUPT RATING |  | NUMBER OF POLES | 3P | OVERALL SIZE |  | TRIP SETTING |  | TERMINAL TYPE |  | MOUNTING TYPE |  | CERTIFICATION/STANDARD |  | ADDITIONAL FEATURES | [50 empty] | Production Completed
STP_009 - Lot4 | Data Enrichment | SOZ | OK | 2023-07-21 | 2023-07-27 |  | 1381462 | 1381462 | EA | BREAKER,CIRCT;MINTR,2 A,480 VAC,P 2P |  |  | BREAKER,CIRCUIT;TYPE:MINIATURE,CURRENT RATING:2 A,VOLTAGE RATING:480 VAC,NUMBER OF POLES:2P,MOUNTING TYPE:DIN RAIL,MNFR:01) ALENBRAD,PTNO:01)1492-CB2G-020 | EN_01)MINIATURE,2 A,480 VAC,DIN RAIL,01)ALENBRAD,01)1492-CB2G-020 |  |  | ALENBRAD | ALENBRAD | 1492-CB2G-020 | [6 empty] | https://www.radwell.com/en-US/Buy/ALLEN%20BRADLEY/ALLEN%20BRADLEY/1492-CB-2-G-020/ | [9 empty] | E |  | CIRCUIT BREAKER | No Modifier | TYPE | MINIATURE | CURRENT RATING | 2 A | VOLTAGE RATING | 480 VAC | FRAME RATING |  | INTERRUPT RATING |  | NUMBER OF POLES | 2P | OVERALL SIZE |  | TRIP SETTING |  | TERMINAL TYPE |  | MOUNTING TYPE | DIN RAIL | CERTIFICATION/STANDARD |  | ADDITIONAL FEATURES | [50 empty] | Production Completed
STP_009 - Lot4 | Data Enrichment | SOZ | OK | 2023-07-21 | 2023-07-27 |  | 1381429 | 1381429 | EA | BREAKER,CIRCT;MINTR,3 A,277/480 VAC,P 2P |  |  | BREAKER,CIRCUIT;TYPE:MINIATURE,CURRENT RATING:3 A,VOLTAGE RATING:277/480 VAC,NUMBER OF POLES:2P,MNFR:01)ALENBRAD,PTNO:01)1492- CB2G-030 | EN_01)MINIATURE,3 A,277/480 VAC,01)ALENBRAD,01)1492-CB2G-030 |  |  | ALENBRAD | ALENBRAD | 1492- CB2G-030 | [6 empty] | https://www.rockwellautomation.com/en-us/products/details.1492-CB2G030.html | [9 empty] | E |  | CIRCUIT BREAKER | No Modifier | TYPE | MINIATURE | CURRENT RATING | 3 A | VOLTAGE RATING | 277/480 VAC | FRAME RATING |  | INTERRUPT RATING |  | NUMBER OF POLES | 2P | OVERALL SIZE |  | TRIP SETTING |  | TERMINAL TYPE |  | MOUNTING TYPE |  | CERTIFICATION/STANDARD |  | ADDITIONAL FEATURES | [50 empty] | Production Completed
STP_009 - Lot4 | Data Enrichment | SOZ | OK | 2023-07-21 | 2023-07-27 |  | 1381463 | 1381463 | EA | BREAKER,CIRCT;MOT,1.6-2.5 A,415 VAC,P 3P |  |  | BREAKER,CIRCUIT;TYPE:MOTOR,CURRENT RATING:1.6-2.5 A,VOLTAGE RATING:415 VAC,INTERRUPT RATING:100 KA,NUMBER OF POLES:3P,MNFR:01) ALENBRAD,PTNO:01)140-MN-0250 | EN_01)MOTOR,1.6-2.5 A,415 VAC,EN_01)100 KA,01)ALENBRAD,01)140-MN-0250 |  |  | ALENBRAD | ALENBRAD | 140-MN-0250 | [6 empty] | https://www.rockwellautomation.com/en-us/products/details.140-MN-0250.html | [9 empty] | E |  | CIRCUIT BREAKER | No Modifier | TYPE | MOTOR | CURRENT RATING | 1.6-2.5 A | VOLTAGE RATING | 415 VAC | FRAME RATING |  | INTERRUPT RATING | 100 KA | NUMBER OF POLES | 3P | OVERALL SIZE |  | TRIP SETTING |  | TERMINAL TYPE |  | MOUNTING TYPE |  | CERTIFICATION/STANDARD |  | ADDITIONAL FEATURES | [50 empty] | Production Completed
STP_009 - Lot4 | Data Enrichment | SOZ | OK | 2023-07-21 | 2023-07-27 |  | 1381587 | 1381587 | EA | BREAKER,CIRCT;MOT,10-16 A,415 VAC,6 KA |  |  | BREAKER,CIRCUIT;TYPE:MOTOR,CURRENT RATING:10-16 A,VOLTAGE RATING:415 VAC,INTERRUPT RATING:6 KA,NUMBER OF POLES:3P,MNFR:01) ALENBRAD,PTNO:01)140-MN-1600 | EN_01)MOTOR,10-16 A,415 VAC,EN_01)6 KA,01)ALENBRAD,01)140-MN-1600 |  |  | ALENBRAD | ALENBRAD | 140-MN-1600 | [6 empty] | https://www.rockwellautomation.com/en-us/products/details.140-MN-1600.html | [9 empty] | E |  | CIRCUIT BREAKER | No Modifier | TYPE | MOTOR | CURRENT RATING | 10-16 A | VOLTAGE RATING | 415 VAC | FRAME RATING |  | INTERRUPT RATING | 6 KA | NUMBER OF POLES | 3P | OVERALL SIZE |  | TRIP SETTING |  | TERMINAL TYPE |  | MOUNTING TYPE |  | CERTIFICATION/STANDARD |  | ADDITIONAL FEATURES | [50 empty] | Production Completed
STP_009 - Lot4 | Data Enrichment | SOZ | OK | 2023-07-21 | 2023-07-27 |  | 1381586 | 1381586 | EA | BREAKER,CIRCT;MOT,16-20 A,415 VAC,6 KA |  |  | BREAKER,CIRCUIT;TYPE:MOTOR,CURRENT RATING:16-20 A,VOLTAGE RATING:415 VAC,INTERRUPT RATING:6 KA,NUMBER OF POLES:3P,MNFR:01) ALENBRAD,PTNO:01)140-MN-2000 | EN_01)MOTOR,16-20 A,415 VAC,EN_01)6 KA,01)ALENBRAD,01)140-MN-2000 |  |  | ALENBRAD | ALENBRAD | 140-MN-2000 | [6 empty] | https://www.rockwellautomation.com/en-us/products/details.140-MN-2000.html | [9 empty] | E |  | CIRCUIT BREAKER | No Modifier | TYPE | MOTOR | CURRENT RATING | 16-20 A | VOLTAGE RATING | 415 VAC | FRAME RATING |  | INTERRUPT RATING | 6 KA | NUMBER OF POLES | 3P | OVERALL SIZE |  | TRIP SETTING |  | TERMINAL TYPE |  | MOUNTING TYPE |  | CERTIFICATION/STANDARD |  | ADDITIONAL FEATURES | [50 empty] | Production Completed