## Sheet1
Project | Activities | Production User | Production Comments | Start Date | End Date | Remarks | Griha ID | MATNR | MEINS | MAKTX_EN | MAKTX_ES | MAKTX_FR | TEXT_EN | Class_Char_Catted | MFRPN | MFRNR | MFRNR DES | MNFR | PTNO | Verified MNFR from web | MNFR 1 | PTNO 1 | MNFR 2 | PTNO 2 | Reference URL | Reference URL1 | Item Number | Equipment Type | Equipment Manufacturer | Equipment Model | Equipment Serial | DWG | DRAWING VERSION | POS/TAG | Unused Text | Enriched/Cleansed | UNSPSC Ver.23.07 | Noun | Modifier | Attribute Name 1 | Attribute Value 1 | Attribute Name 2 | Attribute Value 2 | Attribute Name 3 | Attribute Value 3 | Attribute Name 4 | Attribute Value 4 | Attribute Name 5 | Attribute Value 5 | Attribute Name 6 | Attribute Value 6 | Attribute Name 7 | Attribute Value 7 | Attribute Name 8 | Attribute Value 8 | Attribute Name 9 | Attribute Value 9 | Attribute Name 10 | Attribute Value 10 | Attribute Name 11 | Attribute Value 11 | Attribute Name 12 | Attribute Value 12 | Attribute Name 13 | Attribute Value 13 | Attribute Name 14 | Attribute Value 14 | Attribute Name 15 | Attribute Value 15 | Attribute Name 16 | Attribute Value 16 | Attribute Name 17 | Attribute Value 17 | Attribute Name 18 | Attribute Value 18 | Attribute Name 19 | Attribute Value 19 | Attribute Name 20 | Attribute Value 20 | Attribute Name 21 | Attribute Value 21 | Attribute Name 22 | Attribute Value 22 | Attribute Name 23 | Attribute Value 23 | Attribute Name 24 | Attribute Value 24 | Attribute Name 25 | Attribute Value 25 | Attribute Name 26 | Attribute Value 26 | Attribute Name 27 | Attribute Value 27 | Attribute Name 28 | Attribute Value 28 | Attribute Name 29 | Attribute Value 29 | Attribute Name 30 | Attribute Value 30 | Attribute Name 31 | Attribute Value 31 | Attribute Name 32 | Attribute Value 32 | Attribute Name 33 | Attribute Value 33 | Attribute Name 34 | Attribute Value 34 | Attribute Name 35 | Attribute Value 35 | Attribute Name 36 | Attribute Value 36 | Remaining_Information | Status
STP_009 - Lot4 | Data Enrichment | MKV | OK | 21-07-2023 | 31-07-2023 |  | 1353706 | 1353706 | PAA | BOOTS,SAFTY;8.5,OLIVER 55-385,LACE UP,PU |  |  | BOOTS,SAFETY;SIZE DESIGNATION:8.5,STYLE:OLIVER 55-385,FASTENING METHOD:LACE UP,SOLE MATERIAL:PU,TOE CONSTRUCTION TYPE:STEEL TOE CAP,COLOUR:WHEAT,ADDITIONAL FEATURES EN:200MM HIGHLEG, ZIP SIDED,MNFR:01)ATOMSUP,PTNO:01)30007284 | 01)ATOMSUP,01)30007284,EN_01)8.5,OLIVER 55-385,LACE UP,EN_01)PU,EN_01)STEEL TOE CAP,WHEAT,01)200MM HIGHLEG, ZIP SIDED |  |  | ATOM SUPPLY | ATOM SUPPLY | 55-385 |  |  | 30007284 |  |  | https://www.atom.com.au/55-385-zip-up-safety-boots-with-pu-rubber-sole-metso-met55385 | [10 empty] | ENRICHED | 46181604 Safety boots | BOOTS | SAFETY | TYPE | HIGH ANKLE,SIDE ZIP | SIZE DESIGNATION | 8.5 | MATERIAL | LEATHER | STYLE |  | FASTENING METHOD | LACE UP | SOLE MATERIAL | POLYURETHANE | TOE CONSTRUCTION TYPE | STEEL TOE CAP | COLOUR | WHEAT | HAZARD CLASS |  | CERTIFICATION/STANDARD | AS 2210.3:2019,ASTM F2413-18,EN ISO 20345:2011 | ADDITIONAL FEATURES | BRAND:OLIVER,HEIGHT:200 MM | [51 empty] | Production Completed
STP_009 - Lot4 | Data Enrichment | MKV | OK | 21-07-2023 | 31-07-2023 |  | 1360538 | 1360538 | PAA | BOOTS,SAFTY;9,LTHR,WHEAT,ROTOFLEX | BOTAS SEGU;TRIGO | BOTTE SECURIT;BLE | BOOTS,SAFETY;SIZE DESIGNATION:9,MATERIAL:LEATHER,COLOUR:WHEAT,ADDITIONAL FEATURES EN:1)MFR:BLUNDSTONE,ZIP-UP135MM,ROTOFLEX | 01)ATOM SUPPLY,01)40033304,EN_01)9,EN_01)LEATHER,WHEAT,01)1)MFR:BLUNDSTONE,ZIP-UP135M,02)ROTOFLEX |  |  | BLUNDSTONE | ATOM SUPPLY | 40033304 |  | BLUNDSTONE |  |  |  | https://www.atom.com.au/8550-8553-rotoflex-zip-up-safety-boots-135mm-rf855 | [10 empty] | ENRICHED | 46181604 Safety boots | BOOTS | SAFETY | TYPE | ELECTRICAL HAZARD RESISTANT,ROTOFLEX | SIZE DESIGNATION | 9 | MATERIAL | LEATHER | STYLE |  | FASTENING METHOD | ZIP UP | SOLE MATERIAL |  | TOE CONSTRUCTION TYPE |  | COLOUR | WHEAT | HAZARD CLASS |  | CERTIFICATION/STANDARD | AS 2210.3:2019,ASTM F2413-18 | ADDITIONAL FEATURES | BRAND:BLUNDSTONE,HEIGHT:135 MM | [51 empty] | Production Completed
STP_009 - Lot4 | Data Enrichment | MKV | OK | 21-07-2023 | 31-07-2023 |  | 1230778 | 1230778 | PAA | BOOTS,SAFTY;9,OLIVER 55-385,LACE UP,PU |  |  | BOOTS,SAFETY;SIZE DESIGNATION:9,STYLE:OLIVER 55-385,FASTENING METHOD:LACE UP,SOLE MATERIAL:PU,TOE CONSTRUCTION TYPE:STEEL TOE CAP, COLOUR:WHEAT,ADDITIONAL FEATURES EN:200MM HIGH LEG, ZIP SIDED,MNFR:01)ATOMSUP,PTNO:01)30007285 | 01)ATOMSUP,01)30007285,EN_01)9,OLIVER 55-385,LACE UP,EN_01)PU,EN_01)STEEL TOE CAP,WHEAT,01)200MM HIGH LEG, ZIP SIDED |  |  | ATOM SUPPLY | ATOM SUPPLY | 55-385 |  |  | 30007285 |  |  | https://www.atom.com.au/55-385-zip-up-safety-boots-with-pu-rubber-sole-metso-met55385 | [10 empty] | ENRICHED | 46181604 Safety boots | BOOTS | SAFETY | TYPE | HIGH ANKLE,SIDE ZIP | SIZE DESIGNATION | 9 | MATERIAL | LEATHER | STYLE |  | FASTENING METHOD | LACE UP | SOLE MATERIAL | POLYURETHANE | TOE CONSTRUCTION TYPE | STEEL TOE CAP | COLOUR | WHEAT | HAZARD CLASS |  | CERTIFICATION/STANDARD | AS 2210.3:2019,ASTM F2413-18,EN ISO 20345:2011 | ADDITIONAL FEATURES | BRAND:OLIVER,HEIGHT:200 MM | [51 empty] | Production Completed
STP_009 - Lot4 | Data Enrichment | MKV | OK | 21-07-2023 | 31-07-2023 |  | 1283951 | 1283951 | EA | BOOTS,SAFTY;9,ZIP,WHEAT,PRICING |  |  | BOOTS,SAFETY;SIZE DESIGNATION:9,FASTENING METHOD:ZIP,COLOUR:WHEAT,ADDITIONAL FEATURES EN:PRICING,MNFR:01)KING GEE,PTNO:01) 03733973, | 01)KING GEE,02)J.BLACKWOOD & SON LIMITED,01)03733973,02)K27980,EN_01)9,ZIP,WHEAT,01)PRICING |  |  | KING GEE | KING GEE | 03733973 | [5 empty] | URL NOT FOUND | [10 empty] | CLEANSED | 46181604 Safety boots | BOOTS | SAFETY | TYPE |  | SIZE DESIGNATION | 9 | MATERIAL |  | STYLE |  | FASTENING METHOD | ZIP | SOLE MATERIAL |  | TOE CONSTRUCTION TYPE |  | COLOUR | WHEAT | HAZARD CLASS |  | CERTIFICATION/STANDARD |  | ADDITIONAL FEATURES | PRICING | [51 empty] | Production Completed
STP_009 - Lot4 | Data Enrichment | MKV | OK | 21-07-2023 | 31-07-2023 |  | 1360539 | 1360539 | PAA | BOOTS,SAFTY;9.5,LTHR,WHEAT,ROTOFLEX | BOTAS SEGU;TRIGO | BOTTE SECURIT;BLE | BOOTS,SAFETY;SIZE DESIGNATION:9.5,MATERIAL:LEATHER,COLOUR:WHEAT,ADDITIONAL FEATURES EN:1)MFR:BLUNDSTONE,ZIP-UP135MM,ROTOFLEX | 01)ATOM SUPPLY,01)40033305,EN_01)9.5,EN_01)LEATHER,WHEAT,01)1)MFR:BLUNDSTONE,ZIP-UP135M,02)ROTOFLEX |  |  | BLUNDSTONE | ATOM SUPPLY | 40033305 |  | BLUNDSTONE |  |  |  | https://www.atom.com.au/8550-8553-rotoflex-zip-up-safety-boots-135mm-rf855 | [10 empty] | ENRICHED | 46181604 Safety boots | BOOTS | SAFETY | TYPE | ELECTRICAL HAZARD RESISTANT,ROTOFLEX | SIZE DESIGNATION | 9.5 | MATERIAL | LEATHER | STYLE |  | FASTENING METHOD | ZIP UP | SOLE MATERIAL |  | TOE CONSTRUCTION TYPE |  | COLOUR | WHEAT | HAZARD CLASS |  | CERTIFICATION/STANDARD | AS 2210.3:2019,ASTM F2413-18 | ADDITIONAL FEATURES | BRAND:BLUNDSTONE,HEIGHT:135 MM | [51 empty] | Production Completed
STP_009 - Lot4 | Data Enrichment | MKV | OK | 21-07-2023 | 31-07-2023 |  | 1353707 | 1353707 | PAA | BOOTS,SAFTY;9.5,OLIVER 55-385,LACE UP,PU |  |  | BOOTS,SAFETY;SIZE DESIGNATION:9.5,STYLE:OLIVER 55-385,FASTENING METHOD:LACE UP,SOLE MATERIAL:PU,TOE CONSTRUCTION TYPE:STEEL TOE CAP,COLOUR:WHEAT,ADDITIONAL FEATURES EN:200MM HIGHLEG, ZIP SIDED,MNFR:01)ATOMSUP,PTNO:01)30007286 | 01)ATOMSUP,01)30007286,EN_01)9.5,OLIVER 55-385,LACE UP,EN_01)PU,EN_01)STEEL TOE CAP,WHEAT,01)200MM HIGHLEG, ZIP SIDED |  |  | ATOM SUPPLY | ATOM SUPPLY | 55-385 |  |  | 30007286 |  |  | https://www.atom.com.au/55-385-zip-up-safety-boots-with-pu-rubber-sole-metso-met55385 | [10 empty] | ENRICHED | 46181604 Safety boots | BOOTS | SAFETY | TYPE | HIGH ANKLE,SIDE ZIP | SIZE DESIGNATION | 9.5 | MATERIAL | LEATHER | STYLE |  | FASTENING METHOD | LACE UP | SOLE MATERIAL | POLYURETHANE | TOE CONSTRUCTION TYPE | STEEL TOE CAP | COLOUR | WHEAT | HAZARD CLASS |  | CERTIFICATION/STANDARD | AS 2210.3:2019,ASTM F2413-18,EN ISO 20345:2011 | ADDITIONAL FEATURES | BRAND:OLIVER,HEIGHT:200 MM | [51 empty] | Production Completed
STP_009 - Lot4 | Data Enrichment | MKV | OK | 21-07-2023 | 31-07-2023 |  | 1283975 | 1283975 | EA | BOOTS,SAFTY;ANKLE LENGTH, PADDED,LTHR |  |  | BOOTS,SAFETY;TYPE:ANKLE LENGTH, PADDED,MATERIAL:LEATHER,FASTENING METHOD:LACE UP,ADDITIONAL FEATURES EN:STC, COLLA BRAS PER QUOTATION: 001000022166,MNFR:01)TOTALLY WORKWEAR,PTNO:01)OL5337BR130 | 01)TOTALLY WORKWEAR,01)OL5337BR130,EN_01)ANKLE LENGTH, PADDED,EN_01)LEATHER,LACE UP,01)STC, COLLA BRAS PER QUOTATI |  |  | TOTALLY WORKWEAR | TOTALLY WORKWEAR | OL5337BR130 | [5 empty] | URL NOT FOUND | [10 empty] | CLEANSED | 46181604 Safety boots | BOOTS | SAFETY | TYPE | ANKLE LENGTH,PADDED | SIZE DESIGNATION |  | MATERIAL | LEATHER | STYLE |  | FASTENING METHOD | LACE UP | SOLE MATERIAL |  | TOE CONSTRUCTION TYPE |  | COLOUR |  | HAZARD CLASS |  | CERTIFICATION/STANDARD |  | ADDITIONAL FEATURES | STC COLLA BRAS PER QUOTATION:001000022166 | [51 empty] | Production Completed
STP_009 - Lot4 | Data Enrichment | MKV | OK | 21-07-2023 | 31-07-2023 |  | 1283976 | 1283976 | EA | BOOTS,SAFTY;ANKLE LENGTH, PADDED,LTHR |  |  | BOOTS,SAFETY;TYPE:ANKLE LENGTH, PADDED,MATERIAL:LEATHER,FASTENING METHOD:LACE UP,ADDITIONAL FEATURES EN:STC COLLA BRAS PER QUOTATION: 001000022166,MNFR:01)TOTALLY WORKWEAR,PTNO:01)OL5337BR120 | 01)TOTALLY WORKWEAR,01)OL5337BR120,EN_01)ANKLE LENGTH, PADDED,EN_01)LEATHER,LACE UP,01)STC COLLA BRAS PER QUOTATIO |  |  | TOTALLY WORKWEAR | TOTALLY WORKWEAR | OL5337BR120 | [5 empty] | URL NOT FOUND | [10 empty] | CLEANSED | 46181604 Safety boots | BOOTS | SAFETY | TYPE | ANKLE LENGTH,PADDED | SIZE DESIGNATION |  | MATERIAL | LEATHER | STYLE |  | FASTENING METHOD | LACE UP | SOLE MATERIAL |  | TOE CONSTRUCTION TYPE |  | COLOUR |  | HAZARD CLASS |  | CERTIFICATION/STANDARD |  | ADDITIONAL FEATURES | STC COLLA BRAS PER QUOTATION:001000022166 | [51 empty] | Production Completed
STP_009 - Lot4 | Data Enrichment | MKV | OK | 21-07-2023 | 31-07-2023 |  | 1296537 | 1296537 | PAA | BOOTS,SAFTY;HIGH LEG,11,LTHR,PORTLAND |  |  | BOOTS,SAFETY;TYPE:HIGH LEG,SIZE DESIGNATION:11,MATERIAL:LEATHER,STYLE:PORTLAND,FASTENING METHOD:LACE UP,SOLE MATERIAL:NITRILE,TOE CONSTRUCTION TYPE:STEEL TOE CAP,COLOUR:BLACK,CERTIFICATION/STANDARD:ISO EN 20345,MNFR:01)STEELBLU,PTNO:01)312104110BLK | 01)STEELBLU,01)312104110BLK,EN_01)HIGH LEG,EN_01)11,EN_01)LEATHER,PORTLAND,LACE UP,EN_01)NITRILE,EN_01)STEEL TOE CAP,BLACK,EN_01)ISO EN 20345 |  |  | STEELBLU | STEEL BLUE | 312104110BLK | [5 empty] | URL NOT FOUND | [10 empty] | CLEANSED | 46181604 Safety boots | BOOTS | SAFETY | TYPE | HIGH LEG | SIZE DESIGNATION | 11 | MATERIAL | LEATHER | STYLE | PORTLAND | FASTENING METHOD | LACE UP | SOLE MATERIAL | NITRILE | TOE CONSTRUCTION TYPE | STEEL TOE CAP | COLOUR | BLACK | HAZARD CLASS |  | CERTIFICATION/STANDARD | ISO EN 20345 | ADDITIONAL FEATURES | [52 empty] | Production Completed
STP_009 - Lot4 | Data Enrichment | MKV | OK | 21-07-2023 | 31-07-2023 |  | 1317699 | 1317699 | PAA | BOOTS,SAFTY;HIGH LEG,13,LTHR,PORTLAND |  |  | BOOTS,SAFETY;TYPE:HIGH LEG,SIZE DESIGNATION:13,MATERIAL:LEATHER,STYLE:PORTLAND,FASTENING METHOD:LACE UP,SOLE MATERIAL:NITRILE,TOE CONSTRUCTION TYPE:STEEL TOE CAP,COLOUR:BLACK,MNFR:01)STEELBLUE,PTNO:01)312104130BLK | 01)STEELBLUE,01)312104130BLK,EN_01)HIGH LEG,EN_01)13,EN_01)LEATHER,PORTLAND,LACE UP,EN_01)NITRILE,EN_01)STEEL TOE CAP,BLACK |  |  | STEELBLUE | STEEL BLUE | 312104130BLK | [5 empty] | URL NOT FOUND | [10 empty] | CLEANSED | 46181604 Safety boots | BOOTS | SAFETY | TYPE | HIGH LEG | SIZE DESIGNATION | 13 | MATERIAL | LEATHER | STYLE | PORTLAND | FASTENING METHOD | LACE UP | SOLE MATERIAL | NITRILE | TOE CONSTRUCTION TYPE | STEEL TOE CAP | COLOUR | BLACK | HAZARD CLASS |  | CERTIFICATION/STANDARD |  | ADDITIONAL FEATURES | [52 empty] | Production Completed
STP_009 - Lot4 | Data Enrichment | MKV | OK | 21-07-2023 | 31-07-2023 |  | 1230780 | 1230780 | PAA | BOOTS,SAFTY;OLIVER,10.5,55-385,ZIP,PU |  |  | BOOTS,SAFETY;TYPE:OLIVER,SIZE DESIGNATION:10.5,STYLE:55-385,FASTENING METHOD:ZIP,SOLE MATERIAL:PU,COLOUR:WHEAT,ADDITIONAL FEATURES EN:HIGH LEG,MNFR:01)ATOMSUP,PTNO:01)30007288 | 01)ATOMSUP,01)30007288,EN_01)OLIVER,EN_01)10.5,55-385,ZIP,EN_01)PU,WHEAT,01)HIGH LEG |  |  | ATOM SUPPLY | ATOM SUPPLY | 55-385 |  |  | 30007288 |  |  | https://www.atom.com.au/55-385-zip-up-safety-boots-with-pu-rubber-sole-metso-met55385 | [10 empty] | ENRICHED | 46181604 Safety boots | BOOTS | SAFETY | TYPE | HIGH ANKLE,SIDE ZIP | SIZE DESIGNATION | 10.5 | MATERIAL | LEATHER | STYLE |  | FASTENING METHOD | LACE UP | SOLE MATERIAL | POLYURETHANE | TOE CONSTRUCTION TYPE |  | COLOUR | WHEAT | HAZARD CLASS |  | CERTIFICATION/STANDARD | AS 2210.3:2019,ASTM F2413-18,EN ISO 20345:2011 | ADDITIONAL FEATURES | BRAND:OLIVER,HEIGHT:200 MM | [51 empty] | Production Completed
STP_009 - Lot4 | Data Enrichment | MKV | OK | 21-07-2023 | 31-07-2023 |  | 1215217 | 1215217 | PAA | BOOTS,SAFTY;SIZE 11,LTHR | BOTAS SEGU; | BOTTE SECURIT; | BOOTS,SAFETY;SIZE DESIGNATION:SIZE 11,MATERIAL:LEATHER,ADDITIONAL FEATURES EN:LACE UP,ZIP SIDE,MNFR:BOC LIMITED,PTNO: 332152/WT/110 | 01)BOC LIMITED,01)332152/WT/110,EN_01)SIZE 11,EN_01)LEATHER,01)LACE UP,ZIP SIDE | 332152/WT/110 | 1068135 | BOC LIMITED | BOC LIMITED | 332152/110 | [5 empty] | https://www.nepal.ubuy.com/en/product/2Y3ZQZHE-steel-blue-039-argyle-039-332152-wheat-steel-toe-cap-safety-work-boots-zip-bump-cap | [10 empty] | ENRICHED | 46181604 Safety boots | BOOTS | SAFETY | TYPE | SIDE ZIP | SIZE DESIGNATION | 11 | MATERIAL | NUBUCK LEATHER | STYLE |  | FASTENING METHOD | LACE UP | SOLE MATERIAL | POLYURETHANE | TOE CONSTRUCTION TYPE | STEEL TOE CAP | COLOUR | WHEAT | HAZARD CLASS |  | CERTIFICATION/STANDARD |  | ADDITIONAL FEATURES | [52 empty] | Production Completed
STP_009 - Lot4 | Data Enrichment | MKV | OK | 21-07-2023 | 31-07-2023 |  | 1215216 | 1215216 | PAA | BOOTS,SAFTY;SZ 10,LTHR,LACE UP,ZIP SIDE | BOTAS SEGU; | BOTTE SECURIT; | BOOTS,SAFETY;SIZE DESIGNATION:SIZE 10,MATERIAL:LEATHER,ADDITIONAL FEATURES EN:LACE UP,ZIP SIDE,MNFR:BOC LIMITED,PTNO: 332152/WT/100 | 01)BOC LIMITED,01)332152/WT/100,EN_01)SIZE 10,EN_01)LEATHER,01)LACE UP,ZIP SIDE | 332152/WT/100 | 1068135 | BOC LIMITED | BOC LIMITED | 332152/100 | [5 empty] | https://www.nepal.ubuy.com/en/product/2Y3ZQZHE-steel-blue-039-argyle-039-332152-wheat-steel-toe-cap-safety-work-boots-zip-bump-cap | [10 empty] | ENRICHED | 46181604 Safety boots | BOOTS | SAFETY | TYPE | SIDE ZIP | SIZE DESIGNATION | 10 | MATERIAL | NUBUCK LEATHER | STYLE |  | FASTENING METHOD | LACE UP | SOLE MATERIAL | POLYURETHANE | TOE CONSTRUCTION TYPE | STEEL TOE CAP | COLOUR | WHEAT | HAZARD CLASS |  | CERTIFICATION/STANDARD |  | ADDITIONAL FEATURES | [52 empty] | Production Completed
STP_009 - Lot4 | Data Enrichment | MKV | OK | 21-07-2023 | 31-07-2023 |  | 1215060 | 1215060 | PAA | BOOTS,SAFTY;SZ 13,LTHR,ARGYLE,L/U,TPU,BK | BOTAS SEGU; | BOTTE SECURIT; | BOOTS,SAFETY;SIZE DESIGNATION:SZ 13,MATERIAL:LEATHER,ADDITIONAL FEATURES EN:ARGYLE,L/U,TPU,BK,MNFR:BOC LIMITED,PTNO:312102/BK/130 | 01)BOC LIMITED,01)312102/BK/130,EN_01)SZ 13,EN_01)LEATHER,01)ARGYLE,L/U,TPU,BK | 312102/BK/130 | 1068135 | BOC LIMITED | BOC LIMITED | 312102/130 | [5 empty] | https://www.allensindustrial.com.au/SB312102_or_BLK_or_03/STEEL-BLUE-312102-_dash_-Lace-Up-Safety-Boot/pd.php | [10 empty] | ENRICHED | 46181604 Safety boots | BOOTS | SAFETY | TYPE |  | SIZE DESIGNATION | 13 | MATERIAL | LEATHER | STYLE | ARGYLE DERBY | FASTENING METHOD | LACE UP | SOLE MATERIAL | THERMOPLASTIC POLYURETHANE | TOE CONSTRUCTION TYPE |  | COLOUR | BLACK | HAZARD CLASS |  | CERTIFICATION/STANDARD |  | ADDITIONAL FEATURES | [52 empty] | Production Completed
STP_009 - Lot4 | Data Enrichment | MKV | OK | 21-07-2023 | 31-07-2023 |  | 1283785 | 1283785 | EA | BOOTS,SAFTY;WOMENS,7,ARGYLE DERBY,TPU |  |  | BOOTS,SAFETY;TYPE:WOMENS,SIZE DESIGNATION:7,STYLE:ARGYLE DERBY,FASTENING METHOD:LACE UP,SOLE MATERIAL:TPU,TOE CONSTRUCTION TYPE: STEEL TOE CAP,COLOUR:BLACK,CERTIFICATION/STANDARD:AS/NZS 2210.3,ADDITIONAL FEATURES EN:BLUE:,MNFR:01)ATOM SUPPLY,PTNO:01)6130005 | 01)ATOM SUPPLY,01)6130005,EN_01)WOMENS,EN_01)7,ARGYLE DERBY,LACE UP,EN_01)TPU,EN_01)STEEL TOE CAP,BLACK,EN_01)AS/NZS 2210.3,01)BLUE: |  |  | ATOM SUPPLY | ATOM SUPPLY | 6130005 | [5 empty] | URL NOT FOUND | [10 empty] | CLEANSED | 46181604 Safety boots | BOOTS | SAFETY | TYPE | WOMENS | SIZE DESIGNATION | 7 | MATERIAL |  | STYLE | ARGYLE DERBY | FASTENING METHOD | LACE UP | SOLE MATERIAL | TPU | TOE CONSTRUCTION TYPE | STEEL TOE CAP | COLOUR | BLACK | HAZARD CLASS |  | CERTIFICATION/STANDARD | AS/NZS 2210.3 | ADDITIONAL FEATURES | BRAND:STEEL BLUE | [51 empty] | Production Completed
STP_009 - Lot4 | Data Enrichment | MKV | OK | 21-07-2023 | 31-07-2023 |  | 1283915 | 1283915 | EA | BOOTS,SAFTY;ZIP SIDED, PANACHE |  |  | BOOTS,SAFETY;FASTENING METHOD:ZIP SIDED,ADDITIONAL FEATURES EN:200 MM REQUIRED TO REPLACE MISSING BOOTS REQUES, PANACHE,MNFR:01) STC,PTNO:01)OL5385WT100,MNFR:02)TOTALLY WORKWEAR,PTNO:02)UNK | 01)STC,02)TOTALLY WORKWEAR,01)OL5385WT100,02)UNK,ZIP SIDED,01)200 MM REQUIRED TO REPLACE,02) PANACHE |  |  | TOTALLY WORKWEAR | STC | OL5385WT100 |  | TOTALLY WORKWEAR | UNK | PANACHE |  | URL NOT FOUND | [10 empty] | CLEANSED | 46181604 Safety boots | BOOTS | SAFETY | TYPE | SIDE ZIP | SIZE DESIGNATION |  | MATERIAL |  | STYLE |  | FASTENING METHOD |  | SOLE MATERIAL |  | TOE CONSTRUCTION TYPE |  | COLOUR |  | HAZARD CLASS |  | CERTIFICATION/STANDARD |  | ADDITIONAL FEATURES | HEIGHT:200 MM,REQUIRED TO REPLACE MISSING BOOTS REQUEST | [51 empty] | Production Completed
STP_009 - Lot4 | Data Enrichment | MKV | OK | 21-07-2023 | 31-07-2023 |  | 1294184 | 1294184 | EA | BROACH;ANNULAR CUTTER,30 MM,CUT LG 35 MM |  |  | BROACH;TYPE:ANNULAR CUTTER,CUT SIZE:30 MM,CUTTING LENGTH:35 MM,MATERIAL:HIGH SPEED STEEL, TIP TUNGSTEN CARBIDE,ADDITIONAL FEATURES EN:MAXBOR REQUIRED FOR X41 WORKSHOP REQUESTED BY D BREEN,MNFR:01)ELLIOTT TIMBER SALES PTY LTD,PTNO:01)9342386054330 | ANNULAR CUTTER,30 MM,35 MM,HIGH SPEED STEEL, TIP TUNGSTEN,01)MAXBOR REQUIRED FOR X41 WOR,01)ELLIOTT TIMBER SALES PTY LT,01)9342386054330 |  |  | ELLIOTT TIMBER SALES PTY LTD | ELLIOTT TIMBER SALES PTY LTD | 9342386054330 | [5 empty] | URL NOT FOUND | [10 empty] | CLEANSED | 23241602 Broach | BROACH | No Modifier | TYPE | ANNULAR CUTTER | CUT SIZE | 30 MM DIA | KEYWAY WIDTH |  | DRILL SIZE |  | CUTTING LENGTH | 35 MM | MATERIAL | HIGH SPEED STEEL,TUNGSTEN CARBIDE TIP | BROACH LENGTH |  | TOOTH PITCH |  | TOLERANCE |  | PRESSURE RATING |  | HAZARD CLASS |  | CERTIFICATION/STANDARD |  | ADDITIONAL FEATURES | MAXBOR REQUIRED FOR X41 WORKSHOP REQUESTED BY D BREEN | [47 empty] | Production Completed
STP_009 - Lot4 | Data Enrichment | MKV | OK | 21-07-2023 | 31-07-2023 |  | 1294244 | 1294244 | EA | BROACH;ANNULAR CUTTER,30 MM,CUT LG 55 MM |  |  | BROACH;TYPE:ANNULAR CUTTER,CUT SIZE:30 MM,CUTTING LENGTH:55 MM,MATERIAL:HIGH SPEED STEEL, TIP TUNGSTEN CARBIDE,ADDITIONAL FEATURES EN:MAXBOR,MNFR:01)ELLIOTT TIMBER SALES PTY LTD,PTNO:01)8718858036462 | ANNULAR CUTTER,30 MM,55 MM,HIGH SPEED STEEL, TIP TUNGSTEN,01)MAXBOR,01)ELLIOTT TIMBER SALES PTY LT,01)8718858036462 |  |  | ELLIOTT TIMBER SALES PTY LTD | ELLIOTT TIMBER SALES PTY LTD | 8718858036462 | [5 empty] | https://www.dkmtools.nl/specs/723077919 | [10 empty] | ENRICHED | 23241602 Broach | BROACH | No Modifier | TYPE | ANNULAR CUTTER,UNI SHANK | CUT SIZE | 30 MM DIA | KEYWAY WIDTH |  | DRILL SIZE |  | CUTTING LENGTH | 55 MM | MATERIAL | HIGH SPEED STEEL,TUNGSTEN CARBIDE TIP | BROACH LENGTH |  | TOOTH PITCH |  | TOLERANCE |  | PRESSURE RATING |  | HAZARD CLASS |  | CERTIFICATION/STANDARD |  | ADDITIONAL FEATURES | MAXBOR | [47 empty] | Production Completed
STP_009 - Lot4 | Data Enrichment | MKV | OK | 21-07-2023 | 31-07-2023 |  | 1282392 | 1282392 | EA | BROACH;AUST,12 MM,CUT LG 25 MM,12256 |  |  | BROACH;TYPE:AUST,CUT SIZE:12 MM,CUTTING LENGTH:25 MM,MATERIAL:HIGH SPEED STEEL,ADDITIONAL FEATURES EN:12256,MNFR:01)BLKWOOD,PTNO: 01)02906344 | AUST,12 MM,25 MM,HIGH SPEED STEEL,01)12256,01)BLKWOOD,01)02906344 |  |  | BLKWOOD | BLACKWOODS | 02906344 | [5 empty] | https://www.blackwoods.com.au/power-tools/accessories/cutters-hss-nitto-kohki/cutter-hss-austbroach-12256-12dia-x-25mm/p/02906344 | [10 empty] | ENRICHED | 23241602 Broach | BROACH | No Modifier | TYPE | ONE TOUCH CUTTER | CUT SIZE | 12 MM DIA | KEYWAY WIDTH |  | DRILL SIZE |  | CUTTING LENGTH | 25 MM | MATERIAL | HIGH SPEED STEEL | BROACH LENGTH |  | TOOTH PITCH |  | TOLERANCE |  | PRESSURE RATING |  | HAZARD CLASS |  | CERTIFICATION/STANDARD |  | ADDITIONAL FEATURES | SERIES:AUST 12256 | [47 empty] | Production Completed
STP_009 - Lot4 | Data Enrichment | MKV | OK | 21-07-2023 | 31-07-2023 |  | 1282555 | 1282555 | EA | BROACH;AUST,40 MM,CUT LG 50 MM |  |  | BROACH;TYPE:AUST,CUT SIZE:40 MM,CUTTING LENGTH:50 MM,MATERIAL:HIGH SPEED STEEL,MNFR:01)J.BLACKWOOD AND SON LIMITED,PTNO:01)03438614 | AUST,40 MM,50 MM,HIGH SPEED STEEL,01)J.BLACKWOOD & SON LIMITED,01)03438614 |  |  | J.BLACKWOOD AND SON LIMITED | BLACKWOODS | 03438614 | [5 empty] | https://www.blackwoods.com.au/power-tools/accessories/cutters-hss-nitto-kohki/cutter-hss-austbroach-40508-40dia-x-50mm/p/03438614 | [10 empty] | ENRICHED | 23241602 Broach | BROACH | No Modifier | TYPE | ONE TOUCH CUTTER | CUT SIZE | 40 MM DIA | KEYWAY WIDTH |  | DRILL SIZE |  | CUTTING LENGTH | 50 MM | MATERIAL | HIGH SPEED STEEL | BROACH LENGTH |  | TOOTH PITCH |  | TOLERANCE |  | PRESSURE RATING |  | HAZARD CLASS |  | CERTIFICATION/STANDARD |  | ADDITIONAL FEATURES | SERIES:AUST | [47 empty] | Production Completed
STP_009 - Lot4 | Data Enrichment | MKV | OK | 21-07-2023 | 31-07-2023 |  | 1282281 | 1282281 | EA | BROACH;BROACH,EEL, LENGTH: 50 MM |  |  | BROACH;TYPE:BROACH,ADDITIONAL FEATURES EN:QUOTE I131358, BLADE DIAMETER: 16 MM, BLADE MAT,EEL, LENGTH: 50 MM,MNFR:01)ATOM SUPPLY, PTNO:01)88891202 | BROACH,01)QUOTE I131358, BLADE DIAMET,02)EEL, LENGTH: 50 MM,01)ATOM SUPPLY,01)88891202 |  |  | ATOM SUPPLY | ATOM SUPPLY | 88891202 | [5 empty] | https://www.atom.com.au/cutter-hss-16-x-50mm-doc-88891202 | [10 empty] | ENRICHED | 23241602 Broach | BROACH | No Modifier | TYPE |  | CUT SIZE | 16 MM DIA | KEYWAY WIDTH |  | DRILL SIZE |  | CUTTING LENGTH | 50 MM | MATERIAL | HIGH SPEED STEEL | BROACH LENGTH |  | TOOTH PITCH |  | TOLERANCE |  | PRESSURE RATING |  | HAZARD CLASS |  | CERTIFICATION/STANDARD |  | ADDITIONAL FEATURES | QUOTE:I131358 | [47 empty] | Production Completed
STP_009 - Lot4 | Data Enrichment | MKV | OK | 21-07-2023 | 31-07-2023 |  | 1282473 | 1282473 | EA | BROACH;COUNTERSINK, OZ,10 MM,C8 |  |  | BROACH;TYPE:COUNTERSINK, OZ,CUT SIZE:10 MM,CUTTING LENGTH:30 MM,ADDITIONAL FEATURES EN:C8,MNFR:01)J.BLACKWOOD AND SON LIMITED,PTNO: | COUNTERSINK, OZ,10 MM,30 MM,01)C8,01)J.BLACKWOOD & SON LIMITED,01)03027504 |  |  | J.BLACKWOOD AND SON LIMITED | BLACKWOODS | 03027504 | [5 empty] | URL NOT FOUND | [10 empty] | CLEANSED | 23241602 Broach | BROACH | No Modifier | TYPE | COUNTERSINK,OZ | CUT SIZE | 10 MM DIA | KEYWAY WIDTH |  | DRILL SIZE |  | CUTTING LENGTH | 30 MM | MATERIAL |  | BROACH LENGTH |  | TOOTH PITCH |  | TOLERANCE |  | PRESSURE RATING |  | HAZARD CLASS |  | CERTIFICATION/STANDARD |  | ADDITIONAL FEATURES | C8 | [47 empty] | Production Completed
STP_009 - Lot4 | Data Enrichment | MKV | OK | 21-07-2023 | 31-07-2023 |  | 1282210 | 1282210 | EA | BROACH;CUTTER,22 MM,CUT LG 50 MM |  |  | BROACH;TYPE:CUTTER,CUT SIZE:22 MM,CUTTING LENGTH:50 MM,MATERIAL:HIGH SPEED STEEL,ADDITIONAL FEATURES EN:REFERENCE NO: BCM2250, REFERENCE NO: DOCOZBROACH,MNFR:01)ATOM SUPPLY,PTNO:01)5504015 | CUTTER,22 MM,50 MM,HIGH SPEED STEEL,01)REFERENCE NO: BCM2250,REFER,01)ATOM SUPPLY,01)5504015 |  |  | ATOM SUPPLY | ATOM SUPPLY | 5504015 | [5 empty] | https://www.atom.com.au/annular-cutter-hss-18-x-50mm-doc-5504015 | [10 empty] | ENRICHED | 23241602 Broach | BROACH | No Modifier | TYPE | ANNULAR CUTTER | CUT SIZE | 22 MM DIA | KEYWAY WIDTH |  | DRILL SIZE |  | CUTTING LENGTH | 50 MM | MATERIAL | HIGH SPEED STEEL | BROACH LENGTH |  | TOOTH PITCH |  | TOLERANCE |  | PRESSURE RATING |  | HAZARD CLASS |  | CERTIFICATION/STANDARD |  | ADDITIONAL FEATURES | REFERENCE NO:BCM2250,BRAND:OZBROACH,DOC | [47 empty] | Production Completed
STP_009 - Lot4 | Data Enrichment | MKV | OK | 21-07-2023 | 31-07-2023 |  | 1282163 | 1282163 | EA | BROACH;CUTTER,40 MM,CUT LG 50 MM |  |  | BROACH;TYPE:CUTTER,CUT SIZE:40 MM,CUTTING LENGTH:50 MM,MATERIAL:HIGH SPEED STEEL,ADDITIONAL FEATURES EN:REFERENCE NO: DOCOZBROACH, REFERENCE NO: BCM4050,MNFR:01)ATOM SUPPLY,PTNO:01)93050000 | CUTTER,40 MM,50 MM,HIGH SPEED STEEL,01)REFERENCE NO: DOCOZBROACH,R,01)ATOM SUPPLY,01)93050000 |  |  | ATOM SUPPLY | ATOM SUPPLY | 93050000 | [5 empty] | https://www.atom.com.au/cutter-hss-40-x-50mm-doc-93050000 | [10 empty] | ENRICHED | 23241602 Broach | BROACH | No Modifier | TYPE | ANNULAR CUTTER | CUT SIZE | 40 MM DIA | KEYWAY WIDTH |  | DRILL SIZE |  | CUTTING LENGTH | 50 MM | MATERIAL | HIGH SPEED STEEL | BROACH LENGTH |  | TOOTH PITCH |  | TOLERANCE |  | PRESSURE RATING |  | HAZARD CLASS |  | CERTIFICATION/STANDARD |  | ADDITIONAL FEATURES | REFERENCE NO:BCM4050,BRAND:OZBROACH,DOC | [47 empty] | Production Completed
STP_009 - Lot4 | Data Enrichment | MKV | OK | 21-07-2023 | 31-07-2023 | NM BASED ON WEB SOURCE | 1282151 | 1282151 | EA | BROACH;DIA 6 MM,BRCH LG 50 MM |  |  | BROACH;DRILL SIZE:DIA 6 MM,BROACH LENGTH:50 MM,MNFR:01)ATOM SUPPLY,PTNO:01)5504021 | DIA 6 MM,50 MM,01)ATOM SUPPLY,01)5504021 |  |  | ATOM SUPPLY | ATOM SUPPLY | 5504021 | [5 empty] | https://www.atom.com.au/annular-cutter-hss-32-x-50mm-doc-5504021 | [10 empty] | CLEANSED | 31162809 Locating pins | PIN | LOCATING | TYPE |  | PILOT DIAMETER | 6 MM | PILOT LENGTH | 50 MM | SHANK DIAMETER |  | SHANK LENGTH |  | OVERALL LENGTH |  | MATERIAL |  | MATERIAL SPECIFICATION |  | COATING/FINISH |  | FLANGE DIAMETER |  | FLANGE THICKNESS |  | THREAD SIZE |  | HARDNESS |  | HAZARD CLASS |  | CERTIFICATION/STANDARD |  | ADDITIONAL FEATURES | [42 empty] | Production Completed
STP_009 - Lot4 | Data Enrichment | MKV | OK | 21-07-2023 | 31-07-2023 | NM BASED ON WEB SOURCE | 1282145 | 1282145 | EA | BROACH;DIA 8 MM,BRCH LG 50 MM |  |  | BROACH;DRILL SIZE:DIA 8 MM,BROACH LENGTH:50 MM,MNFR:01)ATOM SUPPLY,PTNO:01)5504024 | DIA 8 MM,50 MM,01)ATOM SUPPLY,01)5504024 |  |  | ATOM SUPPLY | ATOM SUPPLY | 5504024 | [5 empty] | https://www.atom.com.au/locating-pin-doc-8-x-25mm-5504024 | [10 empty] | CLEANSED | 31162809 Locating pins | PIN | LOCATING | TYPE |  | PILOT DIAMETER | 8 MM | PILOT LENGTH | 50 MM | SHANK DIAMETER |  | SHANK LENGTH |  | OVERALL LENGTH |  | MATERIAL |  | MATERIAL SPECIFICATION |  | COATING/FINISH |  | FLANGE DIAMETER |  | FLANGE THICKNESS |  | THREAD SIZE |  | HARDNESS |  | HAZARD CLASS |  | CERTIFICATION/STANDARD |  | ADDITIONAL FEATURES | [42 empty] | Production Completed
STP_009 - Lot4 | Data Enrichment | MKV | OK | 21-07-2023 | 31-07-2023 | NM BASED ON WEB SOURCE | 1282150 | 1282150 | EA | BROACH;DIA 8 MM,CUT LG 25 MM |  |  | BROACH;CUT SIZE:DIA 8 MM,CUTTING LENGTH:25 MM,MNFR:01)ATOM SUPPLY,PTNO:01)5504022 | DIA 8 MM,25 MM,01)ATOM SUPPLY,01)5504022 |  |  | ATOM SUPPLY | ATOM SUPPLY | 5504022 | [5 empty] | https://www.atom.com.au/locating-pin-doc-6-x-25mm-5504022 | [10 empty] | CLEANSED | 31162809 Locating pins | PIN | LOCATING | TYPE |  | PILOT DIAMETER | 8 MM | PILOT LENGTH | 25 MM | SHANK DIAMETER |  | SHANK LENGTH |  | OVERALL LENGTH |  | MATERIAL |  | MATERIAL SPECIFICATION |  | COATING/FINISH |  | FLANGE DIAMETER |  | FLANGE THICKNESS |  | THREAD SIZE |  | HARDNESS |  | HAZARD CLASS |  | CERTIFICATION/STANDARD |  | ADDITIONAL FEATURES | [42 empty] | Production Completed
STP_009 - Lot4 | Data Enrichment | MKV | OK | 21-07-2023 | 31-07-2023 | CONFLICT IN DESC (CUT SIZE), PROCESSED BASED ON WEB SOURCE | 1282412 | 1282412 | EA | BROACH;JET, TCT,25 MM,CUT LG 35 MM |  |  | BROACH;TYPE:JET, TCT,CUT SIZE:25 MM,CUTTING LENGTH:35 MM,MATERIAL:TUNGSTEN CARBIDE,MNFR:01)J.BLACKWOOD AND SON LIMITED,PTNO:01) 0114 | JET, TCT,25 MM,35 MM,TUNGSTEN CARBIDE,01)J.BLACKWOOD & SON LIMITED,01)01149757 |  |  | J.BLACKWOOD AND SON LIMITED | BLACKWOODS | 01149757 | [5 empty] | https://www.blackwoods.com.au/power-tools/accessories/broach-cutter-annular-one-touch-tct-nitto-kohki/cutter-tct-24mm-dia-x-35mm-jetbroach/p/01149757 | [10 empty] | ENRICHED | 23241602 Broach | BROACH | No Modifier | TYPE | CUTTER | CUT SIZE | 24 MM DIA | KEYWAY WIDTH |  | DRILL SIZE |  | CUTTING LENGTH | 35 MM | MATERIAL | TUNGSTEN CARBIDE TIP | BROACH LENGTH |  | TOOTH PITCH |  | TOLERANCE |  | PRESSURE RATING |  | HAZARD CLASS |  | CERTIFICATION/STANDARD |  | ADDITIONAL FEATURES | BRAND:JET | [47 empty] | Production Completed
STP_009 - Lot4 | Data Enrichment | MKV | OK | 21-07-2023 | 31-07-2023 |  | 1282274 | 1282274 | EA | BROACH;JET, TCT,26 MM,CUT LG 35 MM |  |  | BROACH;TYPE:JET, TCT,CUT SIZE:26 MM,CUTTING LENGTH:35 MM,MATERIAL:TUNGSTEN CARBIDE,MNFR:01)J.BLACKWOOD AND SON LIMITED,PTNO:01) 0114 | JET, TCT,26 MM,35 MM,TUNGSTEN CARBIDE,01)J.BLACKWOOD & SON LIMITED,01)01149854 |  |  | J.BLACKWOOD AND SON LIMITED | BLACKWOODS | 01149854 | [5 empty] | https://www.blackwoods.com.au/power-tools/accessories/broach-cutter-annular-one-touch-tct-nitto-kohki/cutter-tct-26mm-dia-x-35mm-jetbroach/p/01149854 | [10 empty] | ENRICHED | 23241602 Broach | BROACH | No Modifier | TYPE | CUTTER | CUT SIZE | 26 MM DIA | KEYWAY WIDTH |  | DRILL SIZE |  | CUTTING LENGTH | 35 MM | MATERIAL | TUNGSTEN CARBIDE TIP | BROACH LENGTH |  | TOOTH PITCH |  | TOLERANCE |  | PRESSURE RATING |  | HAZARD CLASS |  | CERTIFICATION/STANDARD |  | ADDITIONAL FEATURES | BRAND:JET | [47 empty] | Production Completed
STP_009 - Lot4 | Data Enrichment | MKV | OK | 21-07-2023 | 31-07-2023 |  | 1282216 | 1282216 | EA | BROACH;JET, TCT,33 MM,CUT LG 35 MM |  |  | BROACH;TYPE:JET, TCT,CUT SIZE:33 MM,CUTTING LENGTH:35 MM,MATERIAL:TUNGSTEN CARBIDE,MNFR:01)J.BLACKWOOD AND SON LIMITED,PTNO:01) 0035 | JET, TCT,33 MM,35 MM,TUNGSTEN CARBIDE,01)J.BLACKWOOD & SON LIMITED,01)00359805 |  |  | J.BLACKWOOD AND SON LIMITED | BLACKWOODS | 00359805 | [5 empty] | https://www.blackwoods.com.au/power-tools/accessories/broach-cutter-annular-one-touch-tct-nitto-kohki/cutter-tct-33mm-dia-x-35mm-jetbroach/p/00359805 | [10 empty] | ENRICHED | 23241602 Broach | BROACH | No Modifier | TYPE | CUTTER | CUT SIZE | 33 MM DIA | KEYWAY WIDTH |  | DRILL SIZE |  | CUTTING LENGTH | 35 MM | MATERIAL | TUNGSTEN CARBIDE TIP | BROACH LENGTH |  | TOOTH PITCH |  | TOLERANCE |  | PRESSURE RATING |  | HAZARD CLASS |  | CERTIFICATION/STANDARD |  | ADDITIONAL FEATURES | BRAND:JET | [47 empty] | Production Completed
STP_009 - Lot4 | Data Enrichment | MKV | OK | 21-07-2023 | 31-07-2023 |  | 1282244 | 1282244 | EA | BROACH;JET,42 MM,CUT LG 50 MM |  |  | BROACH;TYPE:JET,CUT SIZE:42 MM,CUTTING LENGTH:50 MM,MATERIAL:TUNGSTEN CARBIDE,ADDITIONAL FEATURES EN:, SHANK 3/4 IN,MNFR:01)ATOM SUPPLY,PTNO:01)60020127 | JET,42 MM,50 MM,TUNGSTEN CARBIDE,01), SHANK 3/4 IN,01)ATOM SUPPLY,01)60020127 |  |  | ATOM SUPPLY | ATOM SUPPLY | 60020127 | [5 empty] | https://www.atom.com.au/cutter-tungsten-carbide-tip-42-x-50mm-depth-3-4-shank-60020127 | [10 empty] | ENRICHED | 23241602 Broach | BROACH | No Modifier | TYPE |  | CUT SIZE | 42 MM DIA | KEYWAY WIDTH |  | DRILL SIZE |  | CUTTING LENGTH | 50 MM | MATERIAL | TUNGSTEN CARBIDE TIP | BROACH LENGTH |  | TOOTH PITCH |  | TOLERANCE |  | PRESSURE RATING |  | HAZARD CLASS |  | CERTIFICATION/STANDARD |  | ADDITIONAL FEATURES | BRAND:JET,SHANK SIZE:3/4 IN | [47 empty] | Production Completed
STP_009 - Lot4 | Data Enrichment | MKV | OK | 21-07-2023 | 31-07-2023 |  | 1284931 | 1284931 | EA | BUCKLE;9.53 MM,STAINLESS STEEL 201 |  |  | BUCKLE;SIZE:9.53 MM,MATERIAL:STAINLESS STEEL 201,ADDITIONAL FEATURES EN:BOX QTY: 100,MNFR:01)J.BLACKWOOD AND SON LIMITED,PTNO:01) B0 | 9.53 MM,STAINLESS STEEL 201,01)BOX QTY: 100,01)J.BLACKWOOD & SON LIMITED,01)B0084-0463 |  |  | J.BLACKWOOD AND SON LIMITED | BLACKWOODS | B0084-0463 | [5 empty] | URL NOT FOUND | [10 empty] | CLEANSED | 53141504 Buckles | BUCKLE | No Modifier | TYPE |  | LOCKING MECHANISM |  | SIZE | 9.53 MM | MATERIAL | STAINLESS STEEL 201 | HAZARD CLASS |  | CERTIFICATION/STANDARD |  | ADDITIONAL FEATURES | BOX QUANTITY:100 | [59 empty] | Production Completed
STP_009 - Lot4 | Data Enrichment | MKV | OK | 21-07-2023 | 31-07-2023 |  | 1284803 | 1284803 | EA | BUCKLE;POLYWOVEN,HD, CT500 |  |  | BUCKLE;MATERIAL:POLYWOVEN,ADDITIONAL FEATURES EN:HD, CT500,MNFR:01)SIGNET IDENTIFICATION SYSTEMS,PTNO:01)10596 | POLYWOVEN,01)HD, CT500,01)SIGNET IDENTIFICATION SYSTE,01)10596 |  |  | SIGNET IDENTIFICATION SYSTEMS | SIGNET IDENTIFICATION SYSTEMS | 10596 | [5 empty] | https://www.signet.net.au/signet-heavy-duty-poly-woven-buckles-10596.html | [10 empty] | ENRICHED | 53141504 Buckles | BUCKLE | No Modifier | TYPE | HEAVY DUTY | LOCKING MECHANISM |  | SIZE |  | MATERIAL | POLYWOVEN | HAZARD CLASS |  | CERTIFICATION/STANDARD |  | ADDITIONAL FEATURES | PACK QUANTITY:500 PER CARTON | [59 empty] | Production Completed
STP_009 - Lot4 | Data Enrichment | MKV | OK | 21-07-2023 | 31-07-2023 |  | 1284729 | 1284729 | EA | BUCKLE;SUIT,10 MM,STAINLESS STEEL |  |  | BUCKLE;TYPE:SUIT,SIZE:10 MM,MATERIAL:STAINLESS STEEL,ADDITIONAL FEATURES EN:REFERENCE NO: P100,REFERENCE NO: SCM,MNFR:01) ENERGYQLD,PTNO:01)406303 | SUIT,10 MM,STAINLESS STEEL,01)REFERENCE NO: P100,REFERENC,01)ENERGYQLD,01)406303 |  |  | ENERGYQLD | ENERGY QLD | 406303 | [5 empty] | URL NOT FOUND | [10 empty] | CLEANSED | 53141504 Buckles | BUCKLE | No Modifier | TYPE | SUIT | LOCKING MECHANISM |  | SIZE | 10 MM | MATERIAL | STAINLESS STEEL | HAZARD CLASS |  | CERTIFICATION/STANDARD |  | ADDITIONAL FEATURES | REFERENCE NO:P100,SCM | [59 empty] | Production Completed
STP_009 - Lot4 | Data Enrichment | MKV | OK | 21-07-2023 | 31-07-2023 |  | 1284661 | 1284661 | EA | BUCKLE;SUIT,19 MM,STAINLESS STEEL |  |  | BUCKLE;TYPE:SUIT,SIZE:19 MM,MATERIAL:STAINLESS STEEL,ADDITIONAL FEATURES EN:REFERENCE NO: SCM,MNFR:01)ENERGYQLD,PTNO:01)406311 | SUIT,19 MM,STAINLESS STEEL,01)REFERENCE NO: SCM,01)ENERGYQLD,01)406311 |  |  | ENERGYQLD | ENERGY QLD | 406311 | [5 empty] | URL NOT FOUND | [10 empty] | CLEANSED | 53141504 Buckles | BUCKLE | No Modifier | TYPE | SUIT | LOCKING MECHANISM |  | SIZE | 19 MM | MATERIAL | STAINLESS STEEL | HAZARD CLASS |  | CERTIFICATION/STANDARD |  | ADDITIONAL FEATURES | REFERENCE NO:SCM | [59 empty] | Production Completed
STP_009 - Lot4 | Data Enrichment | MKV | OK | 21-07-2023 | 31-07-2023 |  | 1354877 | 1354877 | EA | BURNER;AUX,FOREHEARTH NATURAL GAS B |  |  | BURNER;TYPE:AUXILIARY,FUEL TYPE:FOREHEARTH NATURAL GAS B,END CONNECTION:INLET 3/4, OUTLET 2-1/2 IN,MATERIAL:STEEL,OVERALL SIZE:65 MM,ADDITIONAL FEATURES EN:ASSEMBLY, N3070-5-12,VARIABLE FLOW,200KPA NPT,2-1/2IN NPT X 2-1/2IN,BSP,ADAPTOR FLANGE,MNFR:01)ADELFURN, PTNO:01)CBA652025T | EN_01)AUXILIARY,FOREHEARTH NATURAL GAS B,INLET 3/4, OUTLET 2-1/2 IN,STEEL,EN_01)65 MM,01)ASSEMBLY, N3070-5-12,VARIAB,02),BSP,ADAPTOR FLANGE,01)ADELFURN,01)CBA652025T |  |  | ADELFURN | ADELFURN | N3070-5-12 |  |  | CBA652025T |  |  | https://www.systemcontrol.com.au/amfile/file/download/file/117892/product/160336/ | [10 empty] | CLEANSED | 40101834 Burners | BURNER | GAS | TYPE | AUXILIARY,FOREHEARTH NATURAL GAS B,VARIABLE FLOW,FLANGE ADAPTOR | WIDTH |  | LENGTH |  | END STYLE | 3/4 IN INLET,2-1/2 IN NPT X 2-1/2 IN BSP OUTLET | PIPE SIZE |  | MATERIAL | STEEL | CONSTRUCTION |  | FLOW RATING |  | HEATING CAPACITY |  | CERTIFICATION/STANDARD |  | ADDITIONAL FEATURES | FLAME LENGTH:65 MM,ASSEMBLY,PRESSURE RATING:200 KPA | [51 empty] | Production Completed
STP_009 - Lot4 | Data Enrichment | MKV | OK | 21-07-2023 | 31-07-2023 |  | 1215257 | 1215257 | EA | BURNER;BROAD FLAME,LPG,50MM | QUEMADOR; | BRULEUR; | BURNER;TYPE:BROAD FLAME,ADDITIONAL FEATURES EN:LPG,50MM,MNFR:BOC LIMITED,PTNO:BB50 | EN_01)BROAD FLAME,01)LPG,50MM,01)BOC LIMITED,01)BB50 | BB50 | 1068135 | BOC LIMITED | BOC LIMITED | BB50 | [5 empty] | https://www.boc.co.nz/shop/en/nz/boc-lpg-broad-flame-burner-50mm-bb50 | [10 empty] | CLEANSED | 40101834 Burners | BURNER | GAS | TYPE | BROAD FLAME,LPG | WIDTH |  | LENGTH |  | END STYLE |  | PIPE SIZE |  | MATERIAL | STAINLESS STEEL | CONSTRUCTION |  | FLOW RATING |  | HEATING CAPACITY |  | CERTIFICATION/STANDARD |  | ADDITIONAL FEATURES | FLAME LENGTH:50 MM | [51 empty] | Production Completed
STP_009 - Lot4 | Data Enrichment | MKV | OK | 21-07-2023 | 31-07-2023 |  | 1215258 | 1215258 | EA | BURNER;BROAD FLAME,LPG,60MM | QUEMADOR; | BRULEUR; | BURNER;TYPE:BROAD FLAME,ADDITIONAL FEATURES EN:LPG,60MM,MNFR:BOC LIMITED,PTNO:BB60 | EN_01)BROAD FLAME,01)LPG,60MM,01)BOC LIMITED,01)BB60 | BB60 | 1068135 | BOC LIMITED | BOC LIMITED | BB60 | [5 empty] | https://www.boc.co.nz/shop/en/nz/boc-lpg-broad-flame-burner-50mm-bb50 | [10 empty] | CLEANSED | 40101834 Burners | BURNER | GAS | TYPE | BROAD FLAME,LPG | WIDTH |  | LENGTH |  | END STYLE |  | PIPE SIZE |  | MATERIAL | STAINLESS STEEL | CONSTRUCTION |  | FLOW RATING |  | HEATING CAPACITY |  | CERTIFICATION/STANDARD |  | ADDITIONAL FEATURES | FLAME LENGTH:60 MM | [51 empty] | Production Completed
STP_009 - Lot4 | Data Enrichment | MKV | OK | 21-07-2023 | 31-07-2023 |  | 1215259 | 1215259 | EA | BURNER;BROAD FLAME,LPG,80MM | QUEMADOR; | BRULEUR; | BURNER;TYPE:BROAD FLAME,ADDITIONAL FEATURES EN:LPG,80MM,MNFR:BOC LIMITED,PTNO:BB80 | EN_01)BROAD FLAME,01)LPG,80MM,01)BOC LIMITED,01)BB80 | BB80 | 1068135 | BOC LIMITED | BOC LIMITED | BB80 | [5 empty] | https://www.boc.co.nz/shop/en/nz/boc-lpg-broad-flame-burner-50mm-bb50 | [10 empty] | CLEANSED | 40101834 Burners | BURNER | GAS | TYPE | BROAD FLAME,LPG | WIDTH |  | LENGTH |  | END STYLE |  | PIPE SIZE |  | MATERIAL | STAINLESS STEEL | CONSTRUCTION |  | FLOW RATING |  | HEATING CAPACITY |  | CERTIFICATION/STANDARD |  | ADDITIONAL FEATURES | FLAME LENGTH:80 MM | [51 empty] | Production Completed
STP_009 - Lot4 | Data Enrichment | MKV | OK | 21-07-2023 | 31-07-2023 |  | 1318799 | 1318799 | EA | BURNER;DN 25 BARREL UNION EACH END |  |  | BURNER;MOUNTING TYPE:DN 25 BARREL UNION EACH END,OVERALL SIZE:1 IN X 1 M,ADDITIONAL FEATURES EN:RHF2 END WALL BURNER PLANT AIR, MNFR:01)PIRTEK,PTNO:01)148-6-3057-18 | DN 25 BARREL UNION EACH END,EN_01)1 IN X 1 M,01)RHF2 END WALL BURNER PLANT,01)PIRTEK,01)148-6-3057-18 |  |  | PIRTEK ISA FLUID CONNECTIONS PTY LT | PIRTEK | 148-6-3057-18 | [5 empty] | URL NOT FOUND | [10 empty] | CLEANSED | 40101834 Burners | BURNER | No Modifier | TYPE |  | CAPACITY |  | FUEL TYPE |  | POWER SUPPLY |  | END CONNECTION |  | TEMPERATURE RATING |  | MATERIAL |  | MOUNTING TYPE | DN 25 BARREL UNION EACH END | OVERALL SIZE | 1 IN X 1 M | HAZARD CLASS |  | CERTIFICATION/STANDARD |  | ADDITIONAL FEATURES | FOR RHF2 END WALL BURNER PLANT AIR | [49 empty] | Production Completed
STP_009 - Lot4 | Data Enrichment | MKV | OK | 21-07-2023 | 31-07-2023 |  | 1285733 | 1285733 | EA | BURNER;SOFT FLAME,LPG,38 MM |  |  | BURNER;TYPE:SOFT FLAME,FUEL TYPE:LPG,ADDITIONAL FEATURES EN:38 MM,MNFR:01)BOC LIMITED,PTNO:01)SV3341 | EN_01)SOFT FLAME,LPG,01)38 MM,01)BOC LIMITED,01)SV3341 |  |  | BOC LIMITED | BOC LIMITED | SV3341 | [5 empty] | https://www.boc.com.au/shop/en/au/sievert-soft-flame-burner | [10 empty] | CLEANSED | 40101834 Burners | BURNER | GAS | TYPE | SOFT FLAME,LPG | WIDTH |  | LENGTH |  | END STYLE |  | PIPE SIZE |  | MATERIAL |  | CONSTRUCTION |  | FLOW RATING |  | HEATING CAPACITY |  | CERTIFICATION/STANDARD |  | ADDITIONAL FEATURES | FLAME LENGTH:38 MM | [51 empty] | Production Completed
STP_009 - Lot4 | Data Enrichment | MKV | OK | 21-07-2023 | 31-07-2023 |  | 1281563 | 1281563 | EA | CAMERA;1920 X 1080 PX,2.8-10 MM,3.5X |  |  | CAMERA;RESOLUTION:1920 X 1080 PX,FOCUS RANGE:2.8-10 MM,ZOOM:3.5X,LENS:EXCHANGEABLE,MNFR:01)CNW (MOUNT ISA) ELECT WHOLESALER,PTNO: 01)P1375-E 01533-001 | EN_01)1920 X 1080 PX,2.8-10 MM,3.5X,EN_01)EXCHANGEABLE,01)CNW (MOUNT ISA) ELECT WHOLE,01)P1375-E 01533-001 |  |  | CNW (MOUNT ISA) ELECT WHOLESALER | CNW (MOUNT ISA) ELECT WHOLESALER | P1375-E 01533-001 | [5 empty] | https://www.axis.com/products/axis-p1375-e | https://www.cdw.com/product/axis-p1375-e-network-surveillance-camera/5618335 | [9 empty] | ENRICHED | 45121500 Cameras | CAMERA | No Modifier | TYPE | NETWORK | MEGAPIXEL | 2 MP | POWER SUPPLY | 28 V | RESOLUTION | 1920X1080 | FOCUS RANGE | 2.8 TO 10 MM | FLASH RANGE |  | ZOOM | 3.5X | LENS |  | SIZE |  | DISPLAY SIZE |  | HAZARD CLASS |  | CERTIFICATION/STANDARD |  | ADDITIONAL FEATURES | EXCHANGEABLE | [47 empty] | Production Completed
STP_009 - Lot4 | Data Enrichment | MKV | OK | 21-07-2023 | 31-07-2023 | CHECK MFR | 1230969 | 1230969 | EA | CAMERA;BULLET, CCTV, VIDEO RECORDING |  |  | CAMERA;TYPE:BULLET, CCTV, VIDEO RECORDING,MEGAPIXEL:2 MPXL,POWER SUPPLY:POE 12/24 V,RESOLUTION:1920 X 1080 PX,FOCUS RANGE:2.8-12 MM,ADDITIONAL FEATURES EN:ENV, H265 ENCODING,MNFR:01)BGWTECHN,PTNO:01)PELIBP231-1ER | EN_01)BULLET, CCTV, VIDEO RECO,2 MPXL,EN_01)POE 12/24 V,EN_01)1920 X 1080 PX,2.8-12 MM,01)ENV, H265 ENCODING,01)BGWTECHN,01)PELIBP231-1ER |  |  | BGWTECHN | BGWTECHN | PELIBP231-1ER | [5 empty] | URL NOT FOUND | [10 empty] | CLEANSED | 45121500 Cameras | CAMERA | No Modifier | TYPE | BULLET,CCTV,VIDEO RECORDING | MEGAPIXEL | 2 MP | POWER SUPPLY | 12/24 V POE | RESOLUTION | 1920X1080 | FOCUS RANGE | 2.8 TO 12 MM | FLASH RANGE |  | ZOOM |  | LENS |  | SIZE |  | DISPLAY SIZE |  | HAZARD CLASS |  | CERTIFICATION/STANDARD |  | ADDITIONAL FEATURES | ENV,H265 ENCODING | [47 empty] | Production Completed
STP_009 - Lot4 | Data Enrichment | MKV | OK | 21-07-2023 | 31-07-2023 |  | 1317693 | 1317693 | EA | CAMERA;BULLET, HEAVY DUTY,3.5-16 MM,IP67 |  |  | CAMERA;TYPE:BULLET, HEAVY DUTY,FOCUS RANGE:3.5-16 MM,LENS:VARIFOCAL,SIZE:DIA 68.4 X LG 193 MM,HAZARD CLASS:IP67,ADDITIONAL FEATURES EN:TELEVISION, 600 TV LINES, LOW ILLUMINATION, LEN,MNFR:01)REMCONT,PTNO:01)11586,MNFR:02)REMCONT,PTNO:02)14220 | EN_01)BULLET, HEAVY DUTY,3.5-16 MM,EN_01)VARIFOCAL,EN_01)DIA 68.4 X LG 193 MM,IP67,01)TELEVISION, 600 TV LINES, L,01)REMCONT,02)REMCONT,01)11586,02)14220 |  |  | REMCONT | REMCONT | 14220 | [5 empty] | https://rct-global.com/part/ball-camera-ip69k-heavy-duty/ | [10 empty] | ENRICHED | 45121500 Cameras | CAMERA | No Modifier | TYPE | BULLET,HEAVY DUTY,LOW ILLUMINATION LENS | MEGAPIXEL |  | POWER SUPPLY |  | RESOLUTION |  | FOCUS RANGE | 3.5 TO 16 MM | FLASH RANGE |  | ZOOM |  | LENS | VARIFOCAL | SIZE | 68.4 DIAX193 LG MM | DISPLAY SIZE |  | HAZARD CLASS |  | CERTIFICATION/STANDARD |  | ADDITIONAL FEATURES | DEGREE OF PROTECTION:IP67,IP69K,C/W 11586 ADAPTOR LOOM,TELEVISION,600 TV LINES | [47 empty] | Production Completed
STP_009 - Lot4 | Data Enrichment | MKV | OK | 21-07-2023 | 31-07-2023 |  | 1281498 | 1281498 | EA | CAMERA;BULLET,2 MPXL,24 V AC, 12 V DC |  |  | CAMERA;TYPE:BULLET,MEGAPIXEL:2 MPXL,POWER SUPPLY:24 V AC, 12 V DC,RESOLUTION:1920 X 1080,LENS:VARIFOCAL 3-10.5 MM,ADDITIONAL FEATURES EN:SRX PRO2 ENV,MNFR:01)BGW TECHNOLOGIES,PTNO:01)PELIBP221-1R | EN_01)BULLET,2 MPXL,EN_01)24 V AC, 12 V DC,EN_01)1920 X 1080,EN_01)VARIFOCAL 3-10.5 MM,01)SRX PRO2 ENV,01)BGW TECHNOLOGIES,01)PELIBP221-1R |  |  | BGW TECHNOLOGIES | BGW TECHNOLOGIES | PEL-IBP2211R | [5 empty] | https://absupply.net/Pelco-PEL-IBP2211R-2MP-Sarix-Pro-Environment-Bullet-Camera.aspx | [10 empty] | ENRICHED | 45121500 Cameras | CAMERA | No Modifier | TYPE | ENVIRONMENT BULLET | MEGAPIXEL | 2 MP | POWER SUPPLY | 24/12 VAC/DC | RESOLUTION | 1920X1080 | FOCUS RANGE | 3 TO 10.5 MM | FLASH RANGE |  | ZOOM |  | LENS | VARIFOCAL | SIZE |  | DISPLAY SIZE |  | HAZARD CLASS |  | CERTIFICATION/STANDARD |  | ADDITIONAL FEATURES | SERIES:SARIX PRO 2 | [47 empty] | Production Completed
STP_009 - Lot4 | Data Enrichment | MKV | OK | 21-07-2023 | 31-07-2023 |  | 1281455 | 1281455 | EA | CAMERA;BULLET,5,2.8-12 MM,SARIX PRO 3 |  |  | CAMERA;TYPE:BULLET,MEGAPIXEL:5,LENS:2.8-12 MM,ADDITIONAL FEATURES EN:SARIX PRO 3,MNFR:01)BGW TECHNOLOGIES,PTNO:01)PELIBP531-1ER | EN_01)BULLET,5,EN_01)2.8-12 MM,01)SARIX PRO 3,01)BGW TECHNOLOGIES,01)PELIBP531-1ER |  |  | BGW TECHNOLOGIES | BGW TECHNOLOGIES | PEL-IBP5311ER | [5 empty] | https://www.posglobal.com/PEL-IBP5311ER.html | [10 empty] | CLEANSED | 45121500 Cameras | CAMERA | No Modifier | TYPE | BULLET | MEGAPIXEL | 5 MP | POWER SUPPLY |  | RESOLUTION |  | FOCUS RANGE | 2.8 TO 12 MM | FLASH RANGE |  | ZOOM |  | LENS |  | SIZE |  | DISPLAY SIZE |  | HAZARD CLASS |  | CERTIFICATION/STANDARD |  | ADDITIONAL FEATURES | SERIES:SARIX PRO 3 | [47 empty] | Production Completed
STP_009 - Lot4 | Data Enrichment | MKV | OK | 21-07-2023 | 31-07-2023 |  | 1281539 | 1281539 | EA | CAMERA;DGTL,12,BATRY,4000 PX,25-100 MM |  |  | CAMERA;TYPE:DIGITAL,MEGAPIXEL:12,POWER SUPPLY:BATTERY,RESOLUTION:4000 PX,FOCUS RANGE:25-100 MM,ZOOM:4X,LENS:OPTICAL F/2,SIZE:WD 113 X HT 66 X DP 32.4 MM,DISPLAY SIZE:3 IN,CERTIFICATION/STANDARD:ISO 12800,MNFR:01)OLYMPUS,PTNO:01)V104210BA000 | EN_01)DIGITAL,12,EN_01)BATTERY,EN_01)4000 PX,25-100 MM,4X,EN_01)OPTICAL F/2,EN_01)WD 113 X HT 66 X DP 32.4,3 IN,EN_01)ISO 12800,01)OLYMPUS,01)V104210BA000 |  |  | OLYMPUS | OLYMPUS | V104210BA000 | [5 empty] | https://www.camerahouse.com.au/olympus-tg-6-black-digital-compact-camera | [10 empty] | ENRICHED | 45121504 Digital cameras | CAMERA | DIGITAL | TYPE | 4K VIDEO RECORDING | MEMORY |  | POWER SUPPLY | BATTERY | RESOLUTION | 4000 | FOCAL LENGTH |  | FLASH RANGE |  | ZOOM | 25 TO 100 MM | LENS | OPTICAL F/2 | DIMENSIONS | 113 WDX66 HTX32.4 DP MM | DISPLAY TYPE |  | HAZARD CLASS |  | CERTIFICATION/STANDARD | ISO 12800 | ADDITIONAL FEATURES | MEGAPIXEL:12 MP,DISPLAY SIZE:3 IN | [47 empty] | Production Completed
STP_009 - Lot4 | Data Enrichment | MKV | OK | 21-07-2023 | 31-07-2023 |  | 1352593 | 1352593 | EA | CAMERA;DGTL,16.1 MPXL,2-45/64 IN |  |  | CAMERA;TYPE:DIGITAL,MEGAPIXEL:16.1 MPXL,SIZE:WD 103.7 X HT 58.3 X DP 19.7 MM,DISPLAY SIZE:2-45/64 IN,ADDITIONAL FEATURES EN:FT30 BLU TOUGHAS PER QOUTE CT1697,MNFR:01)HARVEY NORMAN FURNITURE MT ISA,PTNO:01)DMCFT30GNA | EN_01)DIGITAL,16.1 MPXL,EN_01)WD 103.7 X HT 58.3 X DP,2-45/64 IN,01)FT30 BLU TOUGHAS PER QOUTE,01)HARVEY NORMAN FURNITURE MT,01)DMCFT30GNA |  |  | HARVEY NORMAN FURNITURE MT ISA | HARVEY NORMAN FURNITURE MT ISA | DMCFT30GNA | [5 empty] | https://www.ryda.com.au/panasonic-dmcft30gna-underwater-camera-blue | [10 empty] | ENRICHED | 45121504 Digital cameras | CAMERA | DIGITAL | TYPE | UNDERWATER | MEMORY | 220 MB | POWER SUPPLY |  | RESOLUTION |  | FOCAL LENGTH |  | FLASH RANGE |  | ZOOM | 4X | LENS |  | DIMENSIONS | 103.7 WDX58.3 HTX19.7 DP MM | DISPLAY TYPE |  | HAZARD CLASS |  | CERTIFICATION/STANDARD |  | ADDITIONAL FEATURES | MEGAPIXEL:16.1 MP,DISPLAY SIZE:2-45/64 IN,COLOUR:BLUE,TOUGHAS PER QOUTE:CT1697 | [47 empty] | Production Completed
STP_009 - Lot4 | Data Enrichment | MKV | OK | 21-07-2023 | 31-07-2023 |  | 1281208 | 1281208 | EA | CAMERA;DOME,2 MPXL,FIXED PEL 2.8 MM |  |  | CAMERA;TYPE:DOME,MEGAPIXEL:2 MPXL,LENS:FIXED PEL 2.8 MM,ADDITIONAL FEATURES EN:VANDAL OUTDOOR IP SECURITY,MNFR:01)BGW TECHNOLOGIES,PTNO:01)IWP221-1ES | EN_01)DOME,2 MPXL,EN_01)FIXED PEL 2.8 MM,01)VANDAL OUTDOOR IP SECURITY,01)BGW TECHNOLOGIES,01)IWP221-1ES |  |  | BGW TECHNOLOGIES | BGW TECHNOLOGIES | IWP221-1ES | PELCO |  |  |  |  | https://www.surveillance-video.com/camera-iwp221-1es.html | [10 empty] | ENRICHED | 45121500 Cameras | CAMERA | No Modifier | TYPE | DOME,VANDAL OUTDOOR IP SECURITY | MEGAPIXEL | 2 MP | POWER SUPPLY | 4.3 W | RESOLUTION |  | FOCUS RANGE |  | FLASH RANGE |  | ZOOM |  | LENS | FIXED 2.8 MM | SIZE |  | DISPLAY SIZE |  | HAZARD CLASS |  | CERTIFICATION/STANDARD |  | ADDITIONAL FEATURES | [48 empty] | Production Completed
STP_009 - Lot4 | Data Enrichment | MKV | OK | 21-07-2023 | 31-07-2023 |  | 1387608 | 1387608 | EA | CAMERA;ECAM,FIN-DIG-12013 |  |  |  |  | FIN-DIG-12013 | 3000424 | ECAM | ECAM | FIN-DIG-12013 | [5 empty] | URL NOT FOUND | [10 empty] | CLEANSED | 45121500 Cameras | CAMERA | No Modifier | TYPE |  | MEGAPIXEL |  | POWER SUPPLY |  | RESOLUTION |  | FOCUS RANGE |  | FLASH RANGE |  | ZOOM |  | LENS |  | SIZE |  | DISPLAY SIZE |  | HAZARD CLASS |  | CERTIFICATION/STANDARD |  | ADDITIONAL FEATURES | [48 empty] | Production Completed
STP_009 - Lot4 | Data Enrichment | MKV | OK | 21-07-2023 | 31-07-2023 |  | 1281262 | 1281262 | EA | CAMERA;ENV BULLET SURFACE MOUNT |  |  | CAMERA;TYPE:ENV BULLET SURFACE MOUNT,MNFR:01)BGW TECHNOLOGIES,PTNO:01)PELIBP2BBAP-ES | EN_01)ENV BULLET SURFACE MOUNT,01)BGW TECHNOLOGIES,01)PELIBP2BBAP-ES |  |  | BGW TECHNOLOGIES | BGW TECHNOLOGIES | PEL-IBP2BBAPES | [5 empty] | https://absupply.net/Pelco-PELIBP2BBAPES-SRX-PRO2-Environmental-Bullet-Surface-Mount-Camera.aspx | [10 empty] | CLEANSED | 45121500 Cameras | CAMERA | No Modifier | TYPE | ENVIRONMENTAL BULLET SURFACE MOUNT | MEGAPIXEL |  | POWER SUPPLY |  | RESOLUTION |  | FOCUS RANGE |  | FLASH RANGE |  | ZOOM |  | LENS |  | SIZE |  | DISPLAY SIZE |  | HAZARD CLASS |  | CERTIFICATION/STANDARD |  | ADDITIONAL FEATURES | [48 empty] | Production Completed
STP_009 - Lot4 | Data Enrichment | MKV | OK | 21-07-2023 | 31-07-2023 |  | 1281323 | 1281323 | EA | CAMERA;FIXED NETWORK,5 W |  |  | CAMERA;TYPE:FIXED NETWORK,POWER SUPPLY:5 W,RESOLUTION:HDTV 720P 25/30 FPS, 1280 X 960-160 X 90 PX,FOCUS RANGE:2.8-8.5 MM, F1.2, LENS:IR CORRECTED, CS-MOUNT,SIZE:WD 155 X LG 382 X HT 120 MM,CERTIFICATION/STANDARD:EN 55022 CL A, 55024, 61000-3-2, 61000-3-3, MNFR:01)MINE SITE TECHNOLOGIES PTY LTD,PTNO:01)P1364-E | EN_01)FIXED NETWORK,EN_01)5 W,EN_01)HDTV 720P 25/30 FPS, 128,2.8-8.5 MM, F1.2,EN_01)IR CORRECTED, CS-MOUNT,EN_01)WD 155 X LG 382 X HT 120,EN_01)EN 55022 CL A, 55024, 61,01)MINE SITE TECHNOLOGIES PTY,01)P1364-E |  |  | MINE SITE TECHNOLOGIES PTY LTD | MINE SITE TECHNOLOGIES PTY LTD | P1364-E | [5 empty] | https://www.axis.com/dam/public/06/39/b7/datasheet-axis-p1364-e-network-camera-en-US-273526.pdf | [10 empty] | ENRICHED | 45121500 Cameras | CAMERA | No Modifier | TYPE | FIXED NETWORK,EXTERNAL MICROPHONE INPUT | MEGAPIXEL |  | POWER SUPPLY | 5 W | RESOLUTION | 1280X960 TO 160X90 PX | FOCUS RANGE | 2.8 TO 8.5 MM | FLASH RANGE |  | ZOOM | DIGITAL PTZ | LENS | IR CORRECTED,CS-MOUNT | SIZE | 382 LGX55 WDX120 HT MM | DISPLAY SIZE |  | HAZARD CLASS |  | CERTIFICATION/STANDARD | EN 55022 CLASS A,EN 55024,EN 61000-3-2,EN 61000-3-3 | ADDITIONAL FEATURES | MINIMUM ILLUMINATION:HDTV 720P AT 25/30 FPS,F1.2 | [47 empty] | Production Completed
STP_009 - Lot4 | Data Enrichment | MKV | OK | 21-07-2023 | 31-07-2023 |  | 1281217 | 1281217 | EA | CAMERA;HERO8, BLACK,12 MPXL |  |  | CAMERA;TYPE:HERO8, BLACK,MEGAPIXEL:12 MPXL,SIZE:WD 66.3 X HT 48.6 X DP 28.4 MM,MNFR:01)MTI AVIT PTY LIMITED T/A MTI,PTNO:01)CHDHX- 801-RW | EN_01)HERO8, BLACK,12 MPXL,EN_01)WD 66.3 X HT 48.6 X DP 2,01)MTI AVIT PTY LIMITED T/A MT,01)CHDHX-801-RW |  |  | MTI AVIT PTY LIMITED T/A MTI | MTI AVIT PTY LIMITED T/A MTI | CHDHX-801-RW | [5 empty] | https://shop.broot.in/products/gopro-hero-8-black-chdhx-801-rw-action-camera | [10 empty] | ENRICHED | 45121500 Cameras | CAMERA | No Modifier | TYPE | ACTION | MEGAPIXEL | 12 MP | POWER SUPPLY |  | RESOLUTION | 4K60 1080P240 | FOCUS RANGE |  | FLASH RANGE |  | ZOOM |  | LENS |  | SIZE | 66.3 WDX48.6 HTX28.4 DP MM | DISPLAY SIZE | 2 IN | HAZARD CLASS |  | CERTIFICATION/STANDARD |  | ADDITIONAL FEATURES | SERIES:HERO 8,COLOUR:BLACK | [47 empty] | Production Completed
STP_009 - Lot4 | Data Enrichment | MKV | OK | 21-07-2023 | 31-07-2023 |  | 1281406 | 1281406 | EA | CAMERA;INTERFACE BOX |  |  | CAMERA;TYPE:INTERFACE BOX,ADDITIONAL FEATURES EN:FOR PANASONIC TOUGH PAD,MNFR:01)MINE SITE TECHNOLOGIES PTY LTD,PTNO:01)W-PANA- CIM-2 | EN_01)INTERFACE BOX,01)FOR PANASONIC TOUGH PAD,01)MINE SITE TECHNOLOGIES PTY,01)W-PANA-CIM-2 |  |  | MINE SITE TECHNOLOGIES PTY LTD | MINE SITE TECHNOLOGIES PTY LTD | W-PANA- CIM-2 | [5 empty] | URL NOT FOUND | [10 empty] | CLEANSED | 45121500 Cameras | CAMERA | No Modifier | TYPE | INTERFACE BOX | MEGAPIXEL |  | POWER SUPPLY |  | RESOLUTION |  | FOCUS RANGE |  | FLASH RANGE |  | ZOOM |  | LENS |  | SIZE |  | DISPLAY SIZE |  | HAZARD CLASS |  | CERTIFICATION/STANDARD |  | ADDITIONAL FEATURES | FOR PANASONIC TOUGHPAD | [47 empty] | Production Completed
STP_009 - Lot4 | Data Enrichment | MKV | OK | 21-07-2023 | 31-07-2023 |  | 1281307 | 1281307 | EA | CAMERA;LONGSPAN POE MOTION SECURITY |  |  | CAMERA;TYPE:LONGSPAN POE MOTION SECURITY,SIZE:WD 36 X LG 120 X HT 23 MM,ADDITIONAL FEATURES EN:UNIT WITH EXTENDED POE IN AND POE OUT,MNFR:01)BGW TECHNOLOGIES,PTNO:01)VERVLS-1P-C | EN_01)LONGSPAN POE MOTION SECU,EN_01)WD 36 X LG 120 X HT 23 M,01)UNIT WITH EXTENDED POE IN A,01)BGW TECHNOLOGIES,01)VERVLS-1P-C |  |  | BGW TECHNOLOGIES | BGW TECHNOLOGIES | VLS-1P-C | VERACITY |  |  |  |  | https://dvcomm.in/products/veracity-longspan-camera-unit-long-range-poe-powered-from-base-unit-vls-1p-c | [10 empty] | ENRICHED | 45121500 Cameras | CAMERA | No Modifier | TYPE | LONGSPAN,MOTION SECURITY | MEGAPIXEL |  | POWER SUPPLY | 1 W | RESOLUTION |  | FOCUS RANGE |  | FLASH RANGE |  | ZOOM |  | LENS |  | SIZE | 120 LGX36 WDX23 HT MM | DISPLAY SIZE |  | HAZARD CLASS |  | CERTIFICATION/STANDARD | FCC,CE,ROHS,BS EN 50121-4 | ADDITIONAL FEATURES | UNIT C/W EXTENDED POE IN AND POE OUT | [47 empty] | Production Completed
STP_009 - Lot4 | Data Enrichment | MKV | OK | 21-07-2023 | 31-07-2023 |  | 1281309 | 1281309 | EA | CAMERA;NETWRK, OUTDOOR,1.92 X 1.08 PX |  |  | CAMERA;TYPE:NETWORK, OUTDOOR,RESOLUTION:1.92 X 1.08 PX,ADDITIONAL FEATURES EN:WV-S2531LN,MNFR:01)BGW TECHNOLOGIES,PTNO:01)PANWV- S2531LN | EN_01)NETWORK, OUTDOOR,EN_01)1.92 X 1.08 PX,01)WV-S2531LN,01)BGW TECHNOLOGIES,01)PANWV-S2531LN |  |  | BGW TECHNOLOGIES | BGW TECHNOLOGIES | WV-S2531LN | PANASONIC |  |  |  |  | https://i-pro.com/products_and_solutions/en/surveillance/products/wv-s2531ln | https://bizpartner.panasonic.net/public/system/files/files/fields/field_file/psd/2019/12/11/WV-S2531LN_2A-172EA_1576027368.271.pdf | [9 empty] | ENRICHED | 45121500 Cameras | CAMERA | No Modifier | TYPE | OUTDOOR DOME NETWORK | MEGAPIXEL | 2 MP | POWER SUPPLY |  | RESOLUTION | 1920 X 1080 | FOCUS RANGE |  | FLASH RANGE |  | ZOOM |  | LENS |  | SIZE |  | DISPLAY SIZE |  | HAZARD CLASS |  | CERTIFICATION/STANDARD |  | ADDITIONAL FEATURES | [48 empty] | Production Completed
STP_009 - Lot4 | Data Enrichment | MKV | OK | 21-07-2023 | 31-07-2023 |  | 1361958 | 1361958 | EA | CAMERA;NETWRK,2 MP,100-240VAC,1080P,30X | CAMARA;2 MP,30X | CAMERA;2 MP,30X | CAMERA;TYPE:NETWORK,MEGAPIXEL:2 MP,POWER SUPPLY:100-240VAC,RESOLUTION:1080P,ZOOM:30X,SIZE:220X450X266 MM,ADDITIONAL FEATURES EN: INSTALLATION:OUTDOOR,FRAME:60FPS,MOTORIZED ZOOM,AUTO FOCUS,AERO PTZ,PN:WV-SUD638,MNFR:I-PRO |  |  |  | I-PRO | I-PRO | WV-SUD638 | [5 empty] | https://i-pro.com/products_and_solutions/en/surveillance/products/wv-sud638 | [10 empty] | ENRICHED | 45121500 Cameras | CAMERA | No Modifier | TYPE | NETWORK,OUTDOOR INSTALLATION,MOTORIZED ZOOM,AUTO FOCUS | MEGAPIXEL | 2 MP | POWER SUPPLY | 100 TO 240 VAC | RESOLUTION | 1080P | FOCUS RANGE |  | FLASH RANGE |  | ZOOM | 30X | LENS |  | SIZE | 220X450X266 MM | DISPLAY SIZE |  | HAZARD CLASS |  | CERTIFICATION/STANDARD | UL,CE | ADDITIONAL FEATURES | FRAME:60FPS,AERO PTZ | [47 empty] | Production Completed
STP_009 - Lot4 | Data Enrichment | MKV | OK | 21-07-2023 | 31-07-2023 |  | 1281432 | 1281432 | EA | CAMERA;OUTDOOR NETWORK,HDTV 720 PX |  |  | CAMERA;TYPE:OUTDOOR NETWORK,RESOLUTION:HDTV 720 PX,MNFR:01)CNW (MOUNT ISA) ELECT WHOLESALER,PTNO:01)P1365-E MKII | EN_01)OUTDOOR NETWORK,EN_01)HDTV 720 PX,01)CNW (MOUNT ISA) ELECT WHOLE,01)P1365-E MKII |  |  | CNW (MOUNT ISA) ELECT WHOLESALER | CNW (MOUNT ISA) ELECT WHOLESALER | P1365-E MK II | [5 empty] | https://www.axis.com/products/axis-p1365-e-mk-ii/support | [10 empty] | ENRICHED | 45121500 Cameras | CAMERA | No Modifier | TYPE | OUTDOOR NETWORK | MEGAPIXEL |  | POWER SUPPLY |  | RESOLUTION | 1920X1080 | FOCUS RANGE | 2.8 TO 8 MM | FLASH RANGE |  | ZOOM |  | LENS |  | SIZE |  | DISPLAY SIZE |  | HAZARD CLASS |  | CERTIFICATION/STANDARD |  | ADDITIONAL FEATURES | ILLUMINATION:HDTV 720 PX | [47 empty] | Production Completed
STP_009 - Lot4 | Data Enrichment | MKV | OK | 21-07-2023 | 31-07-2023 |  | 1281575 | 1281575 | EA | CAMERA;OUTDR, NETWORK,4.3 W,HDTV 1080 PX |  |  | CAMERA;TYPE:OUTDOOR, NETWORK,POWER SUPPLY:4.3 W,RESOLUTION:HDTV 1080 PX,FOCUS RANGE:2.8-8 MM, F1.3,ZOOM:DIGITAL PTZ,LENS:IR CORRECTED, CS-MOUNT, P-IRIS,SIZE:WD 195 X LG 431 X HT 136 MM,CERTIFICATION/STANDARD:EN 55022 CL B, 55024, 61000-6-1, 61000-6-2, ADDITIONAL FEATURES EN:LAMP ROOM - HOLD FOR GEOFF RAMSAY,MNFR:01)CNW (MOUNT ISA) ELECT WHOLESALER,PTNO:01)AXIS P1365-E MKII | EN_01)OUTDOOR, NETWORK,EN_01)4.3 W,EN_01)HDTV 1080 PX,2.8-8 MM, F1.3,DIGITAL PTZ,EN_01)IR CORRECTED, CS-MOUNT,EN_01)WD 195 X LG 431 X HT 136,EN_01)EN 55022 CL B, 55024, 61,01)LAMP ROOM - HOLD FOR GEOFF,01)CNW (MOUNT ISA) ELECT WHOLE,01)AXIS P1365-E MKII |  |  | CNW (MOUNT ISA) ELECT WHOLESALER | CNW (MOUNT ISA) ELECT WHOLESALER | P1365-E MK II | AXIS |  |  |  |  | https://www.axis.com/products/axis-p1365-e-mk-ii/support | [10 empty] | CLEANSED | 45121500 Cameras | CAMERA | No Modifier | TYPE | OUTDOOR,NETWORK | MEGAPIXEL |  | POWER SUPPLY | 4.3 W | RESOLUTION | 1920X1080 | FOCUS RANGE | 2.8 TO 8 MM | FLASH RANGE |  | ZOOM | DIGITAL PTZ | LENS | P-IRIS,IR CORRECTED,CS-MOUNT | SIZE | 431 LGX195 WDX136 HT MM | DISPLAY SIZE |  | HAZARD CLASS |  | CERTIFICATION/STANDARD | EN 55022 CLASS B,EN 55024,EN 61000-6-1,EN 61000-6-2 | ADDITIONAL FEATURES | ILLUMINATION:HDTV 1080 PX,F1.3,LAMP ROOM-HOLD FOR GEOFF RAMSAY | [47 empty] | Production Completed
STP_009 - Lot4 | Data Enrichment | MKV | OK | 21-07-2023 | 31-07-2023 |  | 1281502 | 1281502 | EA | CAMERA;PTZ DOME CAMERA PX,1920 X 1080 PX |  |  | CAMERA;TYPE:PTZ DOME CAMERA PX,RESOLUTION:1920 X 1080 PX,FOCUS RANGE:4.7-47 MM,ZOOM:10X OPTICAL,ADDITIONAL FEATURES EN:PIE CART - 21C ELECT - JUDI / RADIO T,MNFR:01)CNW (MOUNT ISA) ELECT WHOLESALER,PTNO:01)M5525-E | EN_01)PTZ DOME CAMERA PX,EN_01)1920 X 1080 PX,4.7-47 MM,10X OPTICAL,01)PIE CART - 21C ELECT - JUDI,01)CNW (MOUNT ISA) ELECT WHOLE,01)M5525-E |  |  | CNW (MOUNT ISA) ELECT WHOLESALER | CNW (MOUNT ISA) ELECT WHOLESALER | M5525-E | [5 empty] | https://www.axis.com/products/axis-m5525-e | [10 empty] | ENRICHED | 45121500 Cameras | CAMERA | No Modifier | TYPE | NETWORK,PTZ DOME | MEGAPIXEL |  | POWER SUPPLY |  | RESOLUTION | 1920X1080 | FOCUS RANGE | 4.7 TO 47 MM | FLASH RANGE |  | ZOOM | 10X OPTICAL | LENS |  | SIZE |  | DISPLAY SIZE |  | HAZARD CLASS |  | CERTIFICATION/STANDARD |  | ADDITIONAL FEATURES | PX,PIE CART-21C ELECT-JUDI/RADIO T | [47 empty] | Production Completed
STP_009 - Lot4 | Data Enrichment | MKV | OK | 21-07-2023 | 31-07-2023 |  | 1296833 | 1296833 | EA | CAMERA;REAR VISION, COLOUR,12 VDC,EET |  |  | CAMERA;TYPE:REAR VISION, COLOUR,POWER SUPPLY:12 VDC,LENS:F2.0 110 DEG,SIZE:WD 70 X HT 44 X DP 57 MM,ADDITIONAL FEATURES EN: TELEVISION, ALUM DIECAST WP HOUSING, C/W 20M LO,EET,MNFR:01)AUSPROTC,PTNO:01)11857 | EN_01)REAR VISION, COLOUR,EN_01)12 VDC,EN_01)F2.0 110 DEG,EN_01)WD 70 X HT 44 X DP 57 MM,01)TELEVISION, ALUM DIECAST WP,02)EET,01)AUSPROTC,01)11857 |  |  | AUSPROTC | AUSPROTC | 11857 | [5 empty] | https://www.miningsurplus.com.au/products/maxi-vision-11857-colour-camera-ccd-rear-camera | [10 empty] | CLEANSED | 45121500 Cameras | CAMERA | No Modifier | TYPE | REAR VISION,COLOUR | MEGAPIXEL |  | POWER SUPPLY | 12 VDC | RESOLUTION |  | FOCUS RANGE |  | FLASH RANGE |  | ZOOM |  | LENS | F2.0 110 DEG | SIZE | 70 WDX44 HTX 57 DP MM | DISPLAY SIZE |  | HAZARD CLASS |  | CERTIFICATION/STANDARD |  | ADDITIONAL FEATURES | FOR TELEVISION,MATERIAL:DIE CAST ALUMINUM WP HOUSING,C/W 20M LO,EET | [47 empty] | Production Completed
STP_009 - Lot4 | Data Enrichment | MKV | OK | 21-07-2023 | 31-07-2023 |  | 1285708 | 1285708 | EA | CONTROLLER,COMM;IMAC EOL 3 WIRE BELT BUL |  |  | CONTROLLER,COMMUNICATION;ADDITIONAL FEATURES EN:IMAC EOL 3 WIRE BELT BULG,MNFR:01)AMPCONTROL QLD PTY LTD,PTNO:01)121841 | 01)IMAC EOL 3 WIRE BELT BULG,01)AMPCONTROL QLD PTY LTD,01)121841 |  |  | AMPCONTROL QLD PTY LTD | AMPCONTROL QLD PTY LTD | 121841 | [5 empty] | URL NOT FOUND | [10 empty] | CLEANSED | 41113700 Electronic and communication measuring and testing instruments | CONTROLLER | COMMUNICATION | TYPE |  | DATA TRANSFER RATE |  | INTERFACE TYPE |  | DISPLAY TYPE |  | NUMBER OF PORTS |  | ELECTRICAL RATING |  | PORT DATA |  | HAZARD CLASS |  | CERTIFICATION/STANDARD |  | ADDITIONAL FEATURES | IMAC EOL 3 WIRE BELT BULG | [53 empty] | Production Completed
STP_009 - Lot4 | Data Enrichment | MKV | OK | 21-07-2023 | 31-07-2023 | CHECK MFR | 1286022 | 1286022 | EA | CONTROLLER,COMM;PUSH TO TALK UNIT |  |  | CONTROLLER,COMMUNICATION;TYPE:PUSH TO TALK UNIT,MNFR:01)OTBPROD,PTNO:01)L442132 | PUSH TO TALK UNIT,01)OTBPROD,01)L442132 |  |  | OTBPROD | OTBPROD | L442132 | [5 empty] | https://savox.com/savox-c-c440-m7-1-l442132 | https://savox.com/productpdf/index/render/id/1264 | [9 empty] | ENRICHED | 41113700 Electronic and communication measuring and testing instruments | CONTROLLER | COMMUNICATION | TYPE | PUSH TO TALK UNIT | DATA TRANSFER RATE |  | INTERFACE TYPE |  | DISPLAY TYPE |  | NUMBER OF PORTS |  | ELECTRICAL RATING | 3 TO 10 VDC | PORT DATA |  | HAZARD CLASS |  | CERTIFICATION/STANDARD |  | ADDITIONAL FEATURES | [54 empty] | Production Completed
STP_009 - Lot4 | Data Enrichment | MKV | OK | 21-07-2023 | 31-07-2023 |  | 1278823 | 1278823 | EA | CONTROLLER,ELEC;BRAKE,12 VDC |  |  | CONTROLLER,ELECTRICAL;TYPE:BRAKE,INPUT RATING:12 VDC,OUTPUT RATING:12 V DC 18 A,MNFR:01)ASHDOWN,PTNO:01)EBTM | EN_01)BRAKE,EN_01)12 VDC,EN_01)12 V DC 18 A,01)ASHDOWN,01)EBTM |  |  | ASHDOWN | ASHDOWN | EBTM | [5 empty] | https://www.blackwoods.com.au/automotive/workshop-tools-equipment/automotive-tools/redarc-ebtm-electric-brake-controller-trailer-mount-12v/p/01339094 | [10 empty] | CLEANSED | 39121500 Electrical controls and accessories | CONTROLLER | ELECTRICAL | TYPE | BRAKE | FUNCTION |  | INPUT RATING | 12 VDC | OUTPUT RATING | 12 VDC,18 A | NUMBER OF INPUTS |  | NUMBER OF OUTPUTS |  | INTERFACE TYPE |  | MOUNTING TYPE |  | TEMPERATURE RATING |  | HAZARD CLASS |  | CERTIFICATION/STANDARD |  | ADDITIONAL FEATURES | [50 empty] | Production Completed
STP_009 - Lot4 | Data Enrichment | MKV | OK | 21-07-2023 | 31-07-2023 |  | 1278976 | 1278976 | EA | CONTROLLER,ELEC;CRD,110 VDC,B/CHARGER |  |  | CONTROLLER,ELECTRICAL;TYPE:CARD,OUTPUT RATING:110 VDC,ADDITIONAL FEATURES EN:B/CHARGER,MNFR:01)POWERHOUSE SYSTEMS PTY LTD,PTNO:01) PHS-CB-110 | EN_01)CARD,EN_01)110 VDC,01)B/CHARGER,01)POWERHOUSE SYSTEMS PTY LTD,01)PHS-CB-110 |  |  | POWERHOUSE SYSTEMS PTY LTD | POWERHOUSE SYSTEMS PTY LTD | PHS-CB-110 | [5 empty] | URL NOT FOUND | [10 empty] | CLEANSED | 39121500 Electrical controls and accessories | CONTROLLER | ELECTRICAL | TYPE | CARD | FUNCTION |  | INPUT RATING |  | OUTPUT RATING | 110 VDC | NUMBER OF INPUTS |  | NUMBER OF OUTPUTS |  | INTERFACE TYPE |  | MOUNTING TYPE |  | TEMPERATURE RATING |  | HAZARD CLASS |  | CERTIFICATION/STANDARD |  | ADDITIONAL FEATURES | B/CHARGER | [49 empty] | Production Completed
STP_009 - Lot4 | Data Enrichment | MKV | OK | 21-07-2023 | 31-07-2023 |  | 1278817 | 1278817 | EA | CONTROLLER,ELEC;HEAD LIGHTS,KEY ON,12 V |  |  | CONTROLLER,ELECTRICAL;TYPE:HEAD LIGHTS,FUNCTION:KEY ON,OUTPUT RATING:12 V,INTERFACE TYPE:MICROPROCESSOR,ADDITIONAL FEATURES EN: QUOTE #LS3627,MNFR:01)ASHDOWN,PTNO:01)KOLO12DU | EN_01)HEAD LIGHTS,KEY ON,EN_01)12 V,MICROPROCESSOR,01)QUOTE #LS3627,01)ASHDOWN,01)KOLO12DU |  |  | ASHDOWN | ASHDOWN | KOLO12DU | [5 empty] | https://docplayer.net/174661125-Lifesaver-safety-switch-2031rc-series-installation-instructions-registered-design-registered-patent.html | [10 empty] | CLEANSED | 39121500 Electrical controls and accessories | CONTROLLER | ELECTRICAL | TYPE | HEAD LIGHTS | FUNCTION | KEY ON | INPUT RATING |  | OUTPUT RATING | 12 V | NUMBER OF INPUTS |  | NUMBER OF OUTPUTS |  | INTERFACE TYPE | MICROPROCESSOR | MOUNTING TYPE |  | TEMPERATURE RATING |  | HAZARD CLASS |  | CERTIFICATION/STANDARD |  | ADDITIONAL FEATURES | QUOTE NO:LS3627 | [49 empty] | Production Completed
STP_009 - Lot4 | Data Enrichment | MKV | OK | 21-07-2023 | 31-07-2023 |  | 1278877 | 1278877 | EA | CONTROLLER,ELEC;OVERLOAD ELECTRONIC |  |  | CONTROLLER,ELECTRICAL;TYPE:OVERLOAD ELECTRONIC,INPUT RATING:24 VAC,MNFR:01)CRISTAUDO'S INDUSTRIAL ELECTRICS,PTNO:01)NEF16024VAC | EN_01)OVERLOAD ELECTRONIC,EN_01)24 VAC,01)CRISTAUDO'S INDUSTRIAL ELEC,01)NEF16024VAC |  |  | CRISTAUDO'S INDUSTRIAL ELECTRICS | CRISTAUDO'S INDUSTRIAL ELECTRICS | NEF16024VAC | [5 empty] | https://www.blackwoods.com.au/electrical/motor-motor-control/motor-protection/nhp-protek-overload-electronic-33-160a-24v-a-c-control-nef16024vac/p/01290134 | https://nhp.com.au/product/nef16024vac | [9 empty] | ENRICHED | 39121600 Circuit protection devices and accessories | PROTECTOR | OVERLOAD | TYPE | ELECTRONIC | VOLTAGE RATING | 24 VAC | CURRENT RATING | 33 TO 160 A | CORD LENGTH |  | SIZE | 127.4 WDX77 HTX163 DP MM | NUMBER OF OUTLETS |  | MATERIAL |  | OUTLET CONFIGURATION |  | RECEPTACLE CONFIGURATION |  | ENCLOSURE |  | CERTIFICATION/STANDARD |  | ADDITIONAL FEATURES | [50 empty] | Production Completed
STP_009 - Lot4 | Data Enrichment | MKV | OK | 21-07-2023 | 31-07-2023 | CHECK MFR | 1278798 | 1278798 | EA | CONTROLLER,ELEC;RADIAL PISTON PUMP |  |  | CONTROLLER,ELECTRICAL;TYPE:RADIAL PISTON PUMP,MNFR:01)ISADRAUL,PTNO:01)RPV100S-71-180 | EN_01)RADIAL PISTON PUMP,01)ISADRAUL,01)RPV100S-71-180 |  |  | ISADRAUL | ISADRAUL | RPV100S-71-180 | [5 empty] | URL NOT FOUND |  |  | RADIAL PISTON PUMP | [7 empty] | CLEANSED | 39121500 Electrical controls and accessories | CONTROLLER | ELECTRICAL | TYPE |  | FUNCTION |  | INPUT RATING |  | OUTPUT RATING |  | NUMBER OF INPUTS |  | NUMBER OF OUTPUTS |  | INTERFACE TYPE |  | MOUNTING TYPE |  | TEMPERATURE RATING |  | HAZARD CLASS |  | CERTIFICATION/STANDARD |  | ADDITIONAL FEATURES | [50 empty] | Production Completed
STP_009 - Lot4 | Data Enrichment | MKV | OK | 21-07-2023 | 31-07-2023 | CHECK MFR | 1381364 | 1381364 | EA | CONTROLLER,ELEC;REVERSING CAM |  |  | CONTROLLER,ELECTRICAL;TYPE:REVERSING CAM,ADDITIONAL FEATURES EN:CONTACT ASSY,MNFR:01)CROMPARK,PTNO:01)9908X | EN_01)REVERSING CAM,01)CONTACT ASSY,01)CROMPARK,01)9908X |  |  | CROMPARK | CROMPARK | 9908X | [5 empty] | URL NOT FOUND | [10 empty] | CLEANSED | 39121500 Electrical controls and accessories | CONTROLLER | ELECTRICAL | TYPE | REVERSING CAM | FUNCTION |  | INPUT RATING |  | OUTPUT RATING |  | NUMBER OF INPUTS |  | NUMBER OF OUTPUTS |  | INTERFACE TYPE |  | MOUNTING TYPE |  | TEMPERATURE RATING |  | HAZARD CLASS |  | CERTIFICATION/STANDARD |  | ADDITIONAL FEATURES | CONTACT ASSEMBLY | [49 empty] | Production Completed
STP_009 - Lot4 | Data Enrichment | MKV | OK | 21-07-2023 | 31-07-2023 |  | 1354290 | 1354290 | EA | CONTROLLER,ELEC;UNIT: ECU, CABINET,BROKK |  |  | CONTROLLER,ELECTRICAL;ADDITIONAL FEATURES EN:UNIT: ECU, CABINET,MNFR:01)BROKK,PTNO:01)3136711236 | 01)UNIT: ECU, CABINET,01)BROKK,01)3136711236 |  |  | BROKK | BROKK | 3136711236 | [5 empty] | URL NOT FOUND | [10 empty] | CLEANSED | 39121500 Electrical controls and accessories | CONTROLLER | ELECTRICAL | TYPE | CABINET | FUNCTION |  | INPUT RATING |  | OUTPUT RATING |  | NUMBER OF INPUTS |  | NUMBER OF OUTPUTS |  | INTERFACE TYPE |  | MOUNTING TYPE |  | TEMPERATURE RATING |  | HAZARD CLASS |  | CERTIFICATION/STANDARD |  | ADDITIONAL FEATURES | UNIT | [49 empty] | Production Completed
STP_009 - Lot4 | Data Enrichment | MKV | OK | 21-07-2023 | 31-07-2023 |  | 1381354 | 1381354 | EA | CONTROLLER,FLM;230 VAC |  |  | CONTROLLER,FLAME;ELECTRICAL RATING:230 VAC,ADDITIONAL FEATURES EN:CONTROL UNIT:BURNER MANAGEMENT, LANDIS AND GYR LF,MNFR:01) HYDECOM | 230 VAC,01)CONTROL UNIT:BURNER MANAGEM,01)HYDECOMB,01)LFL1.635 |  |  | HYDECOM | HYDE | LFL1.635 |  | LANDIS AND GYR LF |  |  |  | https://mall.industry.siemens.com/mall/en/au/Catalog/Products/10301834 | [10 empty] | CLEANSED | 39121500 Electrical controls and accessories | CONTROLLER | FLAME | TYPE | BURNER | MEASURING RANGE |  | ELECTRICAL RATING | 230 VAC | OUTPUT SIGNAL |  | VIEWING ANGLE |  | DEGREE OF PROTECTION |  | TEMPERATURE RATING |  | DISPLAY TYPE |  | MOUNTING TYPE |  | CONNECTION TYPE |  | INTERFACE TYPE |  | OVERALL SIZE |  | HAZARD CLASS |  | CERTIFICATION/STANDARD |  | ADDITIONAL FEATURES | UNIT,MANAGEMENT | [43 empty] | Production Completed
STP_009 - Lot4 | Data Enrichment | MKV | OK | 21-07-2023 | 31-07-2023 |  | 1297164 | 1297164 | EA | CONTROLLER,FLM;BURNER,240 V,IP40,PLUG IN |  |  | CONTROLLER,FLAME;TYPE:BURNER,ELECTRICAL RATING:240 V,DEGREE OF PROTECTION:IP40,MOUNTING TYPE:PLUG IN,OVERALL SIZE:SQ 103 X DP 108. 5 MM,ADDITIONAL FEATURES EN:SAFEGUARD, PROGRAMMER, CONTROL BOX, NGL65-T BOILER,MNFR:01)LANDGYR,PTNO:01)LFL1.635 | BURNER,240 V,IP40,PLUG IN,SQ 103 X DP 108.5 MM,01)SAFEGUARD, PROGRAMMER, CONT,01)LANDGYR,01)LFL1.635 |  |  | LANDGYR | LANDIS AND GYR LF | LFL1.635 | [5 empty] | https://mall.industry.siemens.com/mall/en/au/Catalog/Products/10301834 |  |  | BOILER |  | NGL65-T | [5 empty] | CLEANSED | 39121500 Electrical controls and accessories | CONTROLLER | FLAME | TYPE | BURNER,SAFEGUARD,PROGRAMMER,CONTROL BOX | MEASURING RANGE |  | ELECTRICAL RATING | 240 V | OUTPUT SIGNAL |  | VIEWING ANGLE |  | DEGREE OF PROTECTION | IP40 | TEMPERATURE RATING |  | DISPLAY TYPE |  | MOUNTING TYPE | PLUG IN | CONNECTION TYPE |  | INTERFACE TYPE |  | OVERALL SIZE | 103 SQX108. 5 DP MM | HAZARD CLASS |  | CERTIFICATION/STANDARD |  | ADDITIONAL FEATURES | [44 empty] | Production Completed
STP_009 - Lot4 | Data Enrichment | MKV | OK | 21-07-2023 | 31-07-2023 | NM BASED ON WEB SOURCE | 1234651 | 1234651 | EA | CONTROLLER,FLM;PLC,HANDHELD,LANDGYR |  |  | CONTROLLER,FLAME;TYPE:PLC,MOUNTING TYPE:HANDHELD,ADDITIONAL FEATURES EN:MANAGEMENT SUBASSY, TERMINAL UNIT,MNFR:01)LANDGYR,PTNO:01) AZW20.20 | PLC,HANDHELD,01)MANAGEMENT SUBASSY, TERMINA,01)LANDGYR,01)AZW20.20 |  |  | LANDGYR | LANDIS AND GYR LF | AZW20.20 | [5 empty] | http://www.stavan.ru/magazin/Avtomatika%20Siemens/Information/Automatics%20of%20torches/Air%20-%20fuel/rvw26.pdf | https://www.manualslib.com/manual/2060807/Siemens-Rvw26-000b27.html?page=34 | [9 empty] | CLEANSED | 39121432 Electrical terminals | TERMINAL | NO MODIFIER | TYPE | HANDHELD,PLC | VOLTAGE RATING |  | CURRENT RATING |  | WIRE SIZE |  | SIZE |  | NUMBER OF TERMINALS |  | MOUNTING TYPE |  | TERMINAL MATERIAL |  | INSULATION MATERIAL |  | HAZARD CLASS |  | CERTIFICATION/STANDARD |  | ADDITIONAL FEATURES | MANAGEMENT SUB ASSEMBLY,UNIT | [49 empty] | Production Completed
STP_009 - Lot4 | Data Enrichment | MKV | OK | 21-07-2023 | 31-07-2023 |  | 1299853 | 1299853 | EA | CONTROLLER,FLW;AIR SPEED, INLINE,JIS |  |  | CONTROLLER,FLOW;TYPE:AIR SPEED, INLINE,FLOW RATING:1670 L/MIN,PRESSURE RATING:0.05-1 MPA,TEMPERATURE RATING:-5 TO 60 DEG C, MATERIAL:ALUMINUM ALLOY, O-RING NBR,PROCESS CONNECTION:JIS,ADDITIONAL FEATURES EN:LIQUID:PNEUMATIC, METER OUT, 3/8 F BSPT, NEEDLE, HT 76.5 MM, 25.5 MM2, SEAL:NITRIL, FEED PORT,MNFR:01)SMC,PTNO:01)AS4000-03 | AIR SPEED, INLINE,1670 L/MIN,0.05-1 MPA,-5 TO 60 DEG C,ALUMINUM ALLOY, O-RING NBR,JIS,01)LIQUID:PNEUMATIC, METER OUT,02)HT 76.5 MM, 25.5 MM2, SEAL:,01)SMC,01)AS4000-03 |  |  | SMC CORPORATION (AUST) PTY LTD | SMC | AS4000-03 | [5 empty] | https://www.smcpneumatics.com/AS4000-03.html | https://sg.misumi-ec.com/vona2/detail/221006294837/?HissuCode=AS4000-03 | [9 empty] | CLEANSED | 41112500 Liquid and gas flow measuring and observing instruments | CONTROLLER | FLOW | TYPE | AIR SPEED,INLINE,PNEUMATIC,METER OUT/IN,NEEDLE | FLOW RATING | 1670 L/MIN | ACCURACY |  | OUTPUT SIGNAL |  | POWER SUPPLY |  | DISPLAY TYPE |  | PRESSURE RATING | 0.05-1 MPA | TEMPERATURE RATING | -5 TO 60 DEG C | MATERIAL | ALUMINUM ALLOY,NBR O-RING | PROCESS CONNECTION | 3/8 IN BSPT,JIS | HAZARD CLASS |  | CERTIFICATION/STANDARD |  | ADDITIONAL FEATURES | HEIGHT:76.5 MM,EFFECTIVE AREA:25.5 MM2,SEAL:NITRIL,FEED PORT | [47 empty] | Production Completed
STP_009 - Lot4 | Data Enrichment | MKV | OK | 21-07-2023 | 31-07-2023 |  | 1285159 | 1285159 | EA | CONTROLLER,FLW;INLINE |  |  | CONTROLLER,FLOW;TYPE:INLINE,MNFR:01)SMC,PTNO:01)AS3000-03 | INLINE,01)SMC,01)AS3000-03 |  |  | SMC CORPORATION (AUST) PTY LTD | SMC | AS3000-03 | [5 empty] | https://www.smcpneumatics.com/AS3000-03.html | https://us.misumi-ec.com/vona2/detail/221006294837/?HissuCode=AS3000-03 | [9 empty] | ENRICHED | 41112500 Liquid and gas flow measuring and observing instruments | CONTROLLER | FLOW | TYPE | INLINE,METER OUT/IN | FLOW RATING |  | ACCURACY |  | OUTPUT SIGNAL |  | POWER SUPPLY |  | DISPLAY TYPE |  | PRESSURE RATING |  | TEMPERATURE RATING |  | MATERIAL | ALUMINUM ALLOY | PROCESS CONNECTION | 3/8 IN | HAZARD CLASS |  | CERTIFICATION/STANDARD |  | ADDITIONAL FEATURES | [48 empty] | Production Completed
STP_009 - Lot4 | Data Enrichment | MKV | OK | 21-07-2023 | 31-07-2023 |  | 1285598 | 1285598 | EA | CONTROLLER,FLW;INLINE |  |  | CONTROLLER,FLOW;TYPE:INLINE,ADDITIONAL FEATURES EN:CONNECTION SIZE: 1/2 IN,MNFR:01)SMC,PTNO:01)AS4000-04 | INLINE,01)CONNECTION SIZE: 1/2 IN,01)SMC,01)AS4000-04 |  |  | SMC CORPORATION (AUST) PTY LTD | SMC | AS4000-04 | [5 empty] | https://www.smcpneumatics.com/AS4000-04.html | https://us.misumi-ec.com/vona2/detail/221006294837/?HissuCode=AS4000-04 | [9 empty] | ENRICHED | 41112500 Liquid and gas flow measuring and observing instruments | CONTROLLER | FLOW | TYPE | INLINE,METER OUT/IN | FLOW RATING |  | ACCURACY |  | OUTPUT SIGNAL |  | POWER SUPPLY |  | DISPLAY TYPE |  | PRESSURE RATING |  | TEMPERATURE RATING |  | MATERIAL | ALUMINUM ALLOY | PROCESS CONNECTION | 1/2 IN | HAZARD CLASS |  | CERTIFICATION/STANDARD |  | ADDITIONAL FEATURES | [48 empty] | Production Completed
STP_009 - Lot4 | Data Enrichment | MKV | OK | 21-07-2023 | 31-07-2023 | CHECK MFR | 1300169 | 1300169 | EA | CONTROLLER,FLW;LIQUID,ISADRAUL,RD19754 |  |  | CONTROLLER,FLOW;TYPE:LIQUID,MNFR:01)ISADRAUL,PTNO:01)RD19754 | LIQUID,01)ISADRAUL,01)RD19754 |  |  | ISADRAUL | ISADRAUL | RD19754 | [5 empty] | URL NOT FOUND | [10 empty] | CLEANSED | 41112500 Liquid and gas flow measuring and observing instruments | CONTROLLER | FLOW | TYPE | LIQUID | FLOW RATING |  | ACCURACY |  | OUTPUT SIGNAL |  | POWER SUPPLY |  | DISPLAY TYPE |  | PRESSURE RATING |  | TEMPERATURE RATING |  | MATERIAL |  | PROCESS CONNECTION |  | HAZARD CLASS |  | CERTIFICATION/STANDARD |  | ADDITIONAL FEATURES | [48 empty] | Production Completed
STP_009 - Lot4 | Data Enrichment | MKV | OK | 21-07-2023 | 31-07-2023 |  | 1295129 | 1295129 | EA | CONTROLLER,FLW;PNEUMATIC SPEED CONTROLL |  |  | CONTROLLER,FLOW;TYPE:PNEUMATIC SPEED CONTROLL,PRESSURE RATING:1 MPA,MNFR:01)SMC,PTNO:01)AS4201F-04-12SA | PNEUMATIC SPEED CONTROLL,1 MPA,01)SMC,01)AS4201F-04-12SA |  |  | SMC CORPORATION (AUST) PTY LTD | SMC | AS4201F-04-12SA | [5 empty] | https://www.smcpneumatics.com/AS4201F-04-12SA.html | https://us.misumi-ec.com/vona2/detail/221006294972/?HissuCode=AS4201F-04-12SA | [9 empty] | ENRICHED | 41112500 Liquid and gas flow measuring and observing instruments | CONTROLLER | FLOW | TYPE | PNEUMATIC SPEED,METER OUT | FLOW RATING |  | ACCURACY |  | OUTPUT SIGNAL |  | POWER SUPPLY |  | DISPLAY TYPE |  | PRESSURE RATING | 1 MPA | TEMPERATURE RATING |  | MATERIAL | POLYBUTYLENE TEREPHTHALATE | PROCESS CONNECTION | 1/2 IN | HAZARD CLASS |  | CERTIFICATION/STANDARD |  | ADDITIONAL FEATURES | [48 empty] | Production Completed
STP_009 - Lot4 | Data Enrichment | MKV | OK | 21-07-2023 | 31-07-2023 |  | 1288849 | 1288849 | EA | CONTROLLER,LVL;ASSY |  |  | CONTROLLER,LEVEL;ADDITIONAL FEATURES EN:ASSEMBLY,MNFR:01)OUTOKUMP,PTNO:01)41000335 | 01)ASSEMBLY,01)OUTOKUMP,01)41000335 |  |  | OUTOKUMP | OUTOKUMPU | 41000335 | [5 empty] | URL NOT FOUND | [10 empty] | CLEANSED | 41111900 Indicating and recording instruments | CONTROLLER | LEVEL | TYPE |  | POWER SUPPLY |  | POWER RATING |  | OUTPUT TYPE |  | SIZE |  | ENCLOSURE |  | TEMPERATURE RATING |  | HAZARD CLASS |  | CERTIFICATION/STANDARD |  | ADDITIONAL FEATURES | ASSEMBLY | [53 empty] | Production Completed
STP_009 - Lot4 | Data Enrichment | MKV | OK | 21-07-2023 | 31-07-2023 |  | 1288862 | 1288862 | EA | CONTROLLER,LVL;RELY,24 VDC |  |  | CONTROLLER,LEVEL;TYPE:RELAY,POWER SUPPLY:24 VDC,MNFR:01)OUTOKUMP,PTNO:01)532040 | EN_01)RELAY,24 VDC,01)OUTOKUMP,01)532040 |  |  | OUTOKUMP | OUTOKUMPU | 532040 | [5 empty] | URL NOT FOUND | [10 empty] | CLEANSED | 41111900 Indicating and recording instruments | CONTROLLER | LEVEL | TYPE | RELAY | POWER SUPPLY | 24 VDC | POWER RATING |  | OUTPUT TYPE |  | SIZE |  | ENCLOSURE |  | TEMPERATURE RATING |  | HAZARD CLASS |  | CERTIFICATION/STANDARD |  | ADDITIONAL FEATURES | [54 empty] | Production Completed
STP_009 - Lot4 | Data Enrichment | MKV | OK | 21-07-2023 | 31-07-2023 |  | 1385200 | 1385200 | EA | CONTROLLER,LVL;SHORT TO MEDIUM RANGE |  |  | CONTROLLER,LEVEL;TYPE:SHORT TO MEDIUM RANGE,MNFR:01)ADVANCED CONTROLS,PTNO:01)MULTIRANGER 100 | EN_01)SHORT TO MEDIUM RANGE,01)ADVANCED CONTROLS,01)MULTIRANGER 100 |  |  | ADVANCED CONTROLS | ADVANCED CONTROLS | MULTIRANGER 100 | [5 empty] | https://cache.industry.siemens.com/dl/files/413/19163413/att_1019710/v1/7ML19985FB06.2.pdf | https://www.icenta.co.uk/uploads/1/1/4/7/114709647/sitrans-multiranger-100-200-level-controller-ic.pdf | [9 empty] | ENRICHED | 41111900 Indicating and recording instruments | CONTROLLER | LEVEL | TYPE | ULTRASONIC,SHORT TO MEDIUM RANGE | POWER SUPPLY | 100 TO 230 VAC | POWER RATING |  | OUTPUT TYPE |  | SIZE |  | ENCLOSURE |  | TEMPERATURE RATING | -20 TO 50 DEG C | HAZARD CLASS |  | CERTIFICATION/STANDARD | CE,FM,CSA,UL | ADDITIONAL FEATURES | [54 empty] | Production Completed
STP_009 - Lot4 | Data Enrichment | MKV | OK | 21-07-2023 | 31-07-2023 |  | 1234573 | 1234573 | EA | CONTROLLER,LVL;ULTRASONIC SINGLE/MULTI |  |  | CONTROLLER,LEVEL;TYPE:ULTRASONIC SINGLE/MULTI,POWER SUPPLY:100-230 VAC,ADDITIONAL FEATURES EN:MONITOR: SHORT TO MEDIUM RANGE,MNFR: 01)PACRIM,PTNO:01)7ML5033-1AA00-1A | EN_01)ULTRASONIC SINGLE/MULTI,100-230 VAC,01)MONITOR: SHORT TO MEDIUM RA,01)PACRIM,01)7ML5033-1AA00-1A |  |  | PACRIM | PACRIM | 7ML5033-1AA00-1A | [5 empty] | https://mall.industry.siemens.com/mall/en/uk/Catalog/Product/7ML50331AA001A | https://www.radwell.co.uk/Buy/SIEMENS/MILLTRONICS/7ML5033-1AA00-1A/?redirect=true | [9 empty] | ENRICHED | 41111900 Indicating and recording instruments | CONTROLLER | LEVEL | TYPE | ULTRASONIC,SINGLE/MULTI,SHORT TO MEDIUM RANGE MONITOR | POWER SUPPLY | 100 TO 230 VAC | POWER RATING |  | OUTPUT TYPE |  | SIZE |  | ENCLOSURE |  | TEMPERATURE RATING |  | HAZARD CLASS |  | CERTIFICATION/STANDARD | CE,UKCA,FM,CCSAUS,UL,RCM,EAC,KC | ADDITIONAL FEATURES | [54 empty] | Production Completed
STP_009 - Lot4 | Data Enrichment | MKV | OK | 21-07-2023 | 31-07-2023 |  | 1298828 | 1298828 | EA | CONTROLLER;110 V,LIS SV UNIT,SUI,ABUS |  |  | CONTROLLER;ELECTRICAL RATING:110 V,ADDITIONAL FEATURES EN:LIS SV UNIT,SUI,MNFR:01)ABUS,PTNO:01)AN17791 | 110 V,01)LIS SV UNIT,SUI,01)ABUS,01)AN17791 |  |  | ABUS | ABUS | AN-17791 | [5 empty] | https://shop.mhe-demag.com/sin/en/LOAD-INDICATOR-UNIT/p?p=Iy9FvWWx%2Bt69O4cOd17ZNA%3D%3D_AN-17791 | [10 empty] | ENRICHED | 41111900 Indicating and recording instruments | INDICATOR | NO MODIFIER | TYPE | LOAD | MEASURING RANGE |  | ACCURACY |  | RESOLUTION |  | DISPLAY TYPE |  | MATERIAL |  | SIZE |  | TEMPERATURE RATING |  | HAZARD CLASS |  | CERTIFICATION/STANDARD |  | ADDITIONAL FEATURES | SERIES:LIS SV UNIT,SUI,VOLTAGE RATING:110 V | [51 empty] | Production Completed
STP_009 - Lot4 | Data Enrichment | MKV | OK | 21-07-2023 | 31-07-2023 |  | 1292264 | 1292264 | EA | CONTROLLER;110 VAC,TBE, VPS, 504-04 |  |  | CONTROLLER;ELECTRICAL RATING:110 VAC,ADDITIONAL FEATURES EN:TBE, VPS, 504-04,MNFR:01)AIRGAS,PTNO:01)515681 | 110 VAC,01)TBE, VPS, 504-04,01)AIRGAS,01)515681 |  |  | AIRGAS | AIRGAS | 515681 | [5 empty] | URL NOT FOUND | [10 empty] | CLEANSED | 39121500 Electrical controls and accessories | CONTROLLER | ELECTRICAL | TYPE |  | FUNCTION |  | INPUT RATING | 110 VAC | OUTPUT RATING |  | NUMBER OF INPUTS |  | NUMBER OF OUTPUTS |  | INTERFACE TYPE |  | MOUNTING TYPE |  | TEMPERATURE RATING |  | HAZARD CLASS |  | CERTIFICATION/STANDARD |  | ADDITIONAL FEATURES | FOR VPS,504-04,TBE | [49 empty] | Production Completed
STP_009 - Lot4 | Data Enrichment | MKV | OK | 21-07-2023 | 31-07-2023 |  | 1346412 | 1346412 | EA | CONTROLLER;110-220 VAC, 18-32 VDC,WALL |  |  | CONTROLLER;ELECTRICAL RATING:110-220 VAC, 18-32 VDC,INPUT SIGNAL:4-20 MA,OUTPUT SIGNAL:4-20 MA,DISPLAY TYPE:LCD TOUCH 7 IN, MOUNTING TYPE:WALL,SIZE:WD 156 X LG 426 X HT 300 MM,ADDITIONAL FEATURES EN:UNIT,MNFR:01)ALLSAFE,PTNO:01)TPPLBAWA8SNNNRN | 110-220 VAC, 18-32 VDC,4-20 MA,4-20 MA,LCD TOUCH 7 IN,WALL,EN_01)WD 156 X LG 426 X HT 300,01)UNIT,01)ALLSAFE,01)TPPLBAWA8SNNNRN |  |  | ALLSAFE | ALLSAFE | TPPLBAWA8SNNNRN | [5 empty] | https://www.jjstech.com/tpplbawa8snnnrn.html | [10 empty] | ENRICHED | 39121500 Electrical controls and accessories | CONTROLLER | ELECTRICAL | TYPE | LCD TOUCH | FUNCTION |  | INPUT RATING | 110 TO 220 VAC,18 TO 32 VDC,4 TO 20 MA | OUTPUT RATING | 4 TO 20 MA | NUMBER OF INPUTS |  | NUMBER OF OUTPUTS |  | INTERFACE TYPE |  | MOUNTING TYPE | WALL | TEMPERATURE RATING |  | HAZARD CLASS |  | CERTIFICATION/STANDARD | EN 50271:2010,EN 60079-29-1:2016,EN 45544 | ADDITIONAL FEATURES | DISPLAY SIZE:7 IN,SIZE:426 LGX156 WDX300 HT MM,UNIT | [49 empty] | Production Completed
STP_009 - Lot4 | Data Enrichment | MKV | OK | 21-07-2023 | 31-07-2023 |  | 1292665 | 1292665 | EA | CONTROLLER;220/240 V |  |  | CONTROLLER;ELECTRICAL RATING:220/240 V,MNFR:01)LANDS,PTNO:01)02 CS 55 | 220/240 V,01)LANDS,01)02 CS 55 |  |  | LANDS | LANDIS AND GYR LF | 02 CS 55 | [5 empty] | URL NOT FOUND | [10 empty] | CLEANSED | 39121500 Electrical controls and accessories | CONTROLLER | ELECTRICAL | TYPE |  | FUNCTION |  | INPUT RATING | 220/240 V | OUTPUT RATING |  | NUMBER OF INPUTS |  | NUMBER OF OUTPUTS |  | INTERFACE TYPE |  | MOUNTING TYPE |  | TEMPERATURE RATING |  | HAZARD CLASS |  | CERTIFICATION/STANDARD |  | ADDITIONAL FEATURES | [50 empty] | Production Completed
STP_009 - Lot4 | Data Enrichment | MKV | OK | 21-07-2023 | 31-07-2023 | CHECK MFR | 1344979 | 1344979 | EA | CONTROLLER;240 VAC 6 A,ICAL,052D3825 |  |  | CONTROLLER;ELECTRICAL RATING:240 VAC 6 A,MNFR:01)ICAL,PTNO:01)052D3825 | 240 VAC 6 A,01)ICAL,01)052D3825 |  |  | ICAL | ICAL | 052D3825 | [5 empty] | https://eshop.syntechtron.com/product/tc6b-2/ | [10 empty] | CLEANSED | 39121500 Electrical controls and accessories | CONTROLLER | ELECTRICAL | TYPE |  | FUNCTION |  | INPUT RATING | 240 VAC,6 A | OUTPUT RATING |  | NUMBER OF INPUTS |  | NUMBER OF OUTPUTS |  | INTERFACE TYPE |  | MOUNTING TYPE |  | TEMPERATURE RATING |  | HAZARD CLASS |  | CERTIFICATION/STANDARD |  | ADDITIONAL FEATURES | [50 empty] | Production Completed
STP_009 - Lot4 | Data Enrichment | MKV | OK | 21-07-2023 | 31-07-2023 |  | 1298754 | 1298754 | EA | CONTROLLER;380/400/415 V TO 220 V 1000 V |  |  | CONTROLLER;ELECTRICAL RATING:380/400/415 V TO 220 V 1000 VA,MNFR:01)RME,PTNO:01)10117383 | 380/400/415 V TO 220 V 1000 VA,01)RME,01)10117383 |  |  | RME | RME | 10117383 | [5 empty] | URL NOT FOUND | [10 empty] | CLEANSED | 39121500 Electrical controls and accessories | CONTROLLER | ELECTRICAL | TYPE |  | FUNCTION |  | INPUT RATING | 220 TO 380/400/415 V,1000 VA | OUTPUT RATING |  | NUMBER OF INPUTS |  | NUMBER OF OUTPUTS |  | INTERFACE TYPE |  | MOUNTING TYPE |  | TEMPERATURE RATING |  | HAZARD CLASS |  | CERTIFICATION/STANDARD |  | ADDITIONAL FEATURES | [50 empty] | Production Completed
STP_009 - Lot4 | Data Enrichment | MKV | OK | 21-07-2023 | 31-07-2023 |  | 1278833 | 1278833 | EA | CONTROLLER;3D TRASAR |  |  | CONTROLLER;TYPE:3D TRASAR,MNFR:01)NALCO,PTNO:01)060-TR5212.88 | EN_01)3D TRASAR,01)NALCO,01)060-TR5212.88 |  |  | NALCO | NALCO | 060-TR5212.88 | [5 empty] | https://www.wabs-gmbh.de/wp-content/uploads/2019/01/PDF-Equipment-and-Analytical-Catalogue-EMEA-2017-8MB.pdf | [10 empty] | CLEANSED | 39121500 Electrical controls and accessories | CONTROLLER | No Modifier | TYPE |  | ELECTRICAL RATING |  | INPUT SIGNAL |  | OUTPUT SIGNAL |  | DISPLAY TYPE |  | CONTROL MODE |  | CONNECTION TYPE |  | RANGE |  | MOUNTING TYPE |  | SIZE |  | HAZARD CLASS |  | CERTIFICATION/STANDARD |  | ADDITIONAL FEATURES | BRAND:3D TRASAR | [47 empty] | Production Completed
STP_009 - Lot4 | Data Enrichment | MKV | OK | 21-07-2023 | 31-07-2023 |  | 1278743 | 1278743 | EA | CONTROLLER;ACT5-23T-TEMP |  |  | CONTROLLER;ADDITIONAL FEATURES EN:ACT5-23T-TEMP,MNFR:01)MCGHIE ENTERPRISES QLD PTY LTD,PTNO:01)DMC35 | 01)ACT5-23T-TEMP,01)MCGHIE ENTERPRISES QLD PTY,01)DMC35 |  |  | MCGHIE ENTERPRISES QLD PTY LTD | MCGHIE ENTERPRISES QLD PTY LTD | DMC35 | [5 empty] | https://northeastpneumatics.com/products/dmc35-tempfa-b01-03 | [10 empty] | ENRICHED | 41112200 Temperature and heat measuring instruments | CONTROLLER | TEMPERATURE | TYPE | AIR DRYER | TEMPERATURE SETTING RANGE |  | SENSOR TYPE |  | OUTPUT TYPE |  | POWER SUPPLY |  | ACCURACY |  | INTERFACE TYPE |  | MOUNTING TYPE |  | MATERIAL |  | SIZE |  | HAZARD CLASS |  | CERTIFICATION/STANDARD |  | ADDITIONAL FEATURES | ACT5-23T | [47 empty] | Production Completed
STP_009 - Lot4 | Data Enrichment | MKV | OK | 21-07-2023 | 31-07-2023 |  | 1293326 | 1293326 | EA | CONTROLLER;AIR CONDITIONING |  |  | CONTROLLER;TYPE:AIR CONDITIONING,MNFR:01)MIRAS,PTNO:01)COTE-HTC-4 | EN_01)AIR CONDITIONING,01)MIRAS,01)COTE-HTC-4 |  |  | MIRAS | MIRAS | COTE-HTC-4 | [5 empty] | URL NOT FOUND | [10 empty] | CLEANSED | 39121500 Electrical controls and accessories | CONTROLLER | No Modifier | TYPE | AIR CONDITIONING | ELECTRICAL RATING |  | INPUT SIGNAL |  | OUTPUT SIGNAL |  | DISPLAY TYPE |  | CONTROL MODE |  | CONNECTION TYPE |  | RANGE |  | MOUNTING TYPE |  | SIZE |  | HAZARD CLASS |  | CERTIFICATION/STANDARD |  | ADDITIONAL FEATURES | [48 empty] | Production Completed
STP_009 - Lot4 | Data Enrichment | MKV | OK | 21-07-2023 | 31-07-2023 |  | 1297596 | 1297596 | EA | CONTROLLER;AIR TENSIONER,NERS |  |  | CONTROLLER;TYPE:AIR TENSIONER,ADDITIONAL FEATURES EN:UNIT: BOX,SINGLE CLEANERHAWG BONE/DURT HAWG/DT/,NERS,MNFR:01)ESS,PTNO:01) 09000123M | EN_01)AIR TENSIONER,01)UNIT: BOX,SINGLE CLEANERHAW,02)NERS,01)ESS,01)09000123M |  |  | ESS | ESS | 09000123M | [5 empty] | https://irp.cdn-website.com/38ca115f/files/uploaded/SPB%20Primary%20Cleaner%20Installation%20Manual.pdf | [10 empty] | ENRICHED | 39121500 Electrical controls and accessories | CONTROLLER | No Modifier | TYPE | AIR TENSIONER,COMPACT | ELECTRICAL RATING |  | INPUT SIGNAL |  | OUTPUT SIGNAL |  | DISPLAY TYPE |  | CONTROL MODE |  | CONNECTION TYPE |  | RANGE |  | MOUNTING TYPE |  | SIZE |  | HAZARD CLASS |  | CERTIFICATION/STANDARD |  | ADDITIONAL FEATURES | UNIT:BOX,SINGLE CLEANER HAWG BONE/DURT HAWG/DT/,NERS | [47 empty] | Production Completed
STP_009 - Lot4 | Data Enrichment | MKV | OK | 21-07-2023 | 31-07-2023 |  | 1278838 | 1278838 | EA | CONTROLLER;AIR,SWITCH PUSH PULL |  |  | CONTROLLER;TYPE:AIR,ADDITIONAL FEATURES EN:SWITCH PUSH PULL,MNFR:01)ISADRAUL,PTNO:01)4599-20003V | EN_01)AIR,01)SWITCH PUSH PULL,01)ISADRAUL,01)4599-20003V |  |  | ISADRAUL | ISADRAUL | 4599-20003V | [5 empty] | http://admin.i-motor.com.au/ssl/CMS/files_cms/31608_daimler-trucks-parts-managerspecials-jul18-hn.pdf | http://www.hoist.net/hoist/hoist/catalogue/cat5.htm | [9 empty] | CLEANSED | 39122200 Electrical switches and accessories | SWITCH | PUSH PULL | TYPE | AIR CONTROL | VOLTAGE RATING |  | CURRENT RATING |  | NUMBER OF POSITIONS |  | CONTACT CONFIGURATION |  | TEMPERATURE RATING |  | MOUNTING TYPE |  | INSULATION RESISTANCE |  | POWER RATING |  | ACTION |  | MATERIAL |  | COLOUR |  | SIZE |  | HAZARD CLASS |  | CERTIFICATION/STANDARD |  | ADDITIONAL FEATURES | [42 empty] | Production Completed
STP_009 - Lot4 | Data Enrichment | MKV | OK | 21-07-2023 | 31-07-2023 |  | 1359576 | 1359576 | EA | CONTROLLER;APM UNIT, JUNCTIO,WENMEC |  |  | CONTROLLER;ADDITIONAL FEATURES EN:APM UNIT, JUNCTIO,MNFR:01)WENMEC,PTNO:01)37834 | 01)APM UNIT, JUNCTIO,01)WENMEC,01)37834 |  |  | WENMEC SYSTEMS INC | WENMEC | 37834 | [5 empty] | URL NOT FOUND | [10 empty] | CLEANSED | 39121500 Electrical controls and accessories | CONTROLLER | No Modifier | TYPE | JUNCTION | ELECTRICAL RATING |  | INPUT SIGNAL |  | OUTPUT SIGNAL |  | DISPLAY TYPE |  | CONTROL MODE |  | CONNECTION TYPE |  | RANGE |  | MOUNTING TYPE |  | SIZE |  | HAZARD CLASS |  | CERTIFICATION/STANDARD |  | ADDITIONAL FEATURES | APM UNIT | [47 empty] | Production Completed
STP_009 - Lot4 | Data Enrichment | MKV | OK | 21-07-2023 | 31-07-2023 |  | 1344496 | 1344496 | EA | CONTROLLER;B/HRT,SPOHN,NSO-33-FNVR |  |  | CONTROLLER;ADDITIONAL FEATURES EN:B/HRT,MNFR:01)SPOHN,PTNO:01)NSO-33-FNVR | 01)B/HRT,01)SPOHN,01)NSO-33-FNVR |  |  | SPOHN | SPOHN | NSO-33-FNVR | [5 empty] | URL NOT FOUND | [10 empty] | CLEANSED | 39121500 Electrical controls and accessories | CONTROLLER | No Modifier | TYPE |  | ELECTRICAL RATING |  | INPUT SIGNAL |  | OUTPUT SIGNAL |  | DISPLAY TYPE |  | CONTROL MODE |  | CONNECTION TYPE |  | RANGE |  | MOUNTING TYPE |  | SIZE |  | HAZARD CLASS |  | CERTIFICATION/STANDARD |  | ADDITIONAL FEATURES | B/HRT | [47 empty] | Production Completed
STP_009 - Lot4 | Data Enrichment | MKV | OK | 21-07-2023 | 31-07-2023 |  | 1278581 | 1278581 | EA | CONTROLLER;BLDC ECC1250 |  |  | CONTROLLER;ADDITIONAL FEATURES EN:BLDC ECC1250,MNFR:01)NORTHERN AIRCONDITIONING,PTNO:01)201-000-131 | 01)BLDC ECC1250,01)NORTHERN AIRCONDITIONING,01)201-000-131 |  |  | NORTHERN AIRCONDITIONING | NORTHERN AIRCONDITIONING | 201 000 131 | [5 empty] | https://www.temperzone.biz/b2b/product-details.aspx?id=668&type=parts1 | [10 empty] | CLEANSED | 39121500 Electrical controls and accessories | CONTROLLER | No Modifier | TYPE |  | ELECTRICAL RATING |  | INPUT SIGNAL |  | OUTPUT SIGNAL |  | DISPLAY TYPE |  | CONTROL MODE |  | CONNECTION TYPE |  | RANGE |  | MOUNTING TYPE |  | SIZE |  | HAZARD CLASS |  | CERTIFICATION/STANDARD |  | ADDITIONAL FEATURES | BLDC ECC1250 | [47 empty] | Production Completed
STP_009 - Lot4 | Data Enrichment | MKV | OK | 21-07-2023 | 31-07-2023 |  | 1346729 | 1346729 | EA | CONTROLLER;BMS, PROGRAMMER,SYSTEMCO |  |  | CONTROLLER;,BMS, PROGRAMMER,MNFR:01)SYSTEMCO,PTNO:01)KR28279 | EN_01)BMS, PROGRAMMER,01)SYSTEMCO,01)KR28279 |  |  | SYSTEMCO | SYSTEMCO | KR28279 | [5 empty] | https://www.systemcontrol.com.au/amfile/file/download/file/51397/product/120424/ | [10 empty] | CLEANSED | 39121500 Electrical controls and accessories | CONTROLLER | No Modifier | TYPE | PROGRAMMER | ELECTRICAL RATING |  | INPUT SIGNAL |  | OUTPUT SIGNAL |  | DISPLAY TYPE |  | CONTROL MODE |  | CONNECTION TYPE |  | RANGE |  | MOUNTING TYPE |  | SIZE |  | HAZARD CLASS |  | CERTIFICATION/STANDARD |  | ADDITIONAL FEATURES | BMS | [47 empty] | Production Completed
STP_009 - Lot4 | Data Enrichment | MKV | OK | 21-07-2023 | 31-07-2023 |  | 1344137 | 1344137 | EA | CONTROLLER;BOX,LCL |  |  | CONTROLLER;TYPE:BOX,ADDITIONAL FEATURES EN:LOCAL,MNFR:01)AUSLEC,PTNO:01)EKHS + EKHZK GREY LID | EN_01)BOX,01)LOCAL,01)AUSLEC,01)EKHS + EKHZK GREY LID |  |  | AUSLEC | AUSLEC | EKHS + EKHZK | [5 empty] | URL NOT FOUND | [10 empty] | CLEANSED | 39121500 Electrical controls and accessories | CONTROLLER | No Modifier | TYPE | BOX | ELECTRICAL RATING |  | INPUT SIGNAL |  | OUTPUT SIGNAL |  | DISPLAY TYPE |  | CONTROL MODE |  | CONNECTION TYPE |  | RANGE |  | MOUNTING TYPE |  | SIZE |  | HAZARD CLASS |  | CERTIFICATION/STANDARD |  | ADDITIONAL FEATURES | LOCAL,C/W GREY LID | [47 empty] | Production Completed
STP_009 - Lot4 | Data Enrichment | MKV | OK | 21-07-2023 | 31-07-2023 |  | 1233752 | 1233752 | EA | CONTROLLER;BURNR, PROGRAMMER,110 VAC |  |  | CONTROLLER;BURNER, PROGRAMMER,ELECTRICAL RATING:110 VAC,MNFR:01)LANDGYR,PTNO:01)LEC1-8866.SERIES 02 | EN_01)BURNER, PROGRAMMER,110 VAC,01)LANDGYR,01)LEC1-8866.SERIES 02 |  |  | LANDGYR | LANDGYR | LEC18866 | [5 empty] | https://www.radwell.co.uk/Buy/SIEMENS/LANDIS%20-AND-%20GYR/LEC1-DIV-8866/?redirect=true | [10 empty] | ENRICHED | 39121500 Electrical controls and accessories | CONTROLLER | ELECTRICAL | TYPE | BURNER,PROGRAMMER | FUNCTION |  | INPUT RATING | 100 TO 110 VAC,50 HZ | OUTPUT RATING |  | NUMBER OF INPUTS |  | NUMBER OF OUTPUTS |  | INTERFACE TYPE |  | MOUNTING TYPE |  | TEMPERATURE RATING |  | HAZARD CLASS |  | CERTIFICATION/STANDARD |  | ADDITIONAL FEATURES | SERIES:02 | [49 empty] | Production Completed
STP_009 - Lot4 | Data Enrichment | MKV | OK | 21-07-2023 | 31-07-2023 | CHECK MFR | 1344578 | 1344578 | EA | CONTROLLER;BURNR,110 VAC,UNT,COMBUSTI |  |  | CONTROLLER;TYPE:BURNER,ELECTRICAL RATING:110 VAC,ADDITIONAL FEATURES EN:UNIT,MNFR:01)COMBUSTI,PTNO:01)KR28253 | EN_01)BURNER,110 VAC,01)UNIT,01)COMBUSTI,01)KR28253 |  |  | COMBUSTI | COMBUSTI | KR28253 | [5 empty] | URL NOT FOUND | [10 empty] | CLEANSED | 39121500 Electrical controls and accessories | CONTROLLER | ELECTRICAL | TYPE | BURNER | FUNCTION |  | INPUT RATING | 110 VAC | OUTPUT RATING |  | NUMBER OF INPUTS |  | NUMBER OF OUTPUTS |  | INTERFACE TYPE |  | MOUNTING TYPE |  | TEMPERATURE RATING |  | HAZARD CLASS |  | CERTIFICATION/STANDARD |  | ADDITIONAL FEATURES | UNIT | [49 empty] | Production Completed