## Sheet1
Project | Activities | Production User | Production Comments | Start Date | End Date | Remarks | Griha ID | MATNR | MEINS | MAKTX_EN | MAKTX_ES | MAKTX_FR | TEXT_EN | Class_Char_Catted | MFRPN | MFRNR | MFRNR DES | MNFR | PTNO | Verified MNFR from web | MNFR 1 | PTNO 1 | MNFR 2 | PTNO 2 | Reference URL | Reference URL1 | Item Number | Equipment Type | Equipment Manufacturer | Equipment Model | Equipment Serial | DWG | DRAWING VERSION | POS/TAG | Unused Text | Enriched/Cleansed | UNSPSC Ver.23.07 | Noun | Modifier | Attribute Name 1 | Attribute Value 1 | Attribute Name 2 | Attribute Value 2 | Attribute Name 3 | Attribute Value 3 | Attribute Name 4 | Attribute Value 4 | Attribute Name 5 | Attribute Value 5 | Attribute Name 6 | Attribute Value 6 | Attribute Name 7 | Attribute Value 7 | Attribute Name 8 | Attribute Value 8 | Attribute Name 9 | Attribute Value 9 | Attribute Name 10 | Attribute Value 10 | Attribute Name 11 | Attribute Value 11 | Attribute Name 12 | Attribute Value 12 | Attribute Name 13 | Attribute Value 13 | Attribute Name 14 | Attribute Value 14 | Attribute Name 15 | Attribute Value 15 | Attribute Name 16 | Attribute Value 16 | Attribute Name 17 | Attribute Value 17 | Attribute Name 18 | Attribute Value 18 | Attribute Name 19 | Attribute Value 19 | Attribute Name 20 | Attribute Value 20 | Attribute Name 21 | Attribute Value 21 | Attribute Name 22 | Attribute Value 22 | Attribute Name 23 | Attribute Value 23 | Attribute Name 24 | Attribute Value 24 | Attribute Name 25 | Attribute Value 25 | Attribute Name 26 | Attribute Value 26 | Attribute Name 27 | Attribute Value 27 | Attribute Name 28 | Attribute Value 28 | Attribute Name 29 | Attribute Value 29 | Attribute Name 30 | Attribute Value 30 | Attribute Name 31 | Attribute Value 31 | Attribute Name 32 | Attribute Value 32 | Attribute Name 33 | Attribute Value 33 | Attribute Name 34 | Attribute Value 34 | Attribute Name 35 | Attribute Value 35 | Attribute Name 36 | Attribute Value 36 | Remaining_Information | Status
STP_009 - Lot4 | Data Enrichment | SZM | OK | 2023-07-21 | 7/28/2023 |  | 1351822 | 1351822 | EA | AMMETER;0-10 MA DC,PATON,S72CS |  |  | AMMETER;MEASURING RANGE:0-10 MA DC,ADDITIONAL FEATURES EN:WITHOUT CALIBRATED EUROPA SCALE240 DEG,FSD,MNFR:01)PATON,PTNO:01)S72CS | 0-10 MA DC,01)WITHOUT CALIBRATED EUROPA S,01)PATON,01)S72CS |  |  | PATON | PATON | S72CS | [5 empty] | URL NOT FOUND | [10 empty] | CLEANSED | 41113601 | AMMETER | NO MODIFIER | TYPE |  | MEASURING RANGE | 0 TO 10 MADC | ACCURACY |  | DISPLAY TYPE |  | DIAL SIZE |  | RESOLUTION |  | MATERIAL |  | MOUNTING TYPE |  | HAZARD CLASS |  | CERTIFICATION/STANDARD |  | ADDITIONAL FEATURES | W/O CALIBRATED EUROPA SCALE240 DEG,FSD | [51 empty] | PRODUCTION COMPLETED
STP_009 - Lot4 | Data Enrichment | SZM | OK | 2023-07-21 | 7/28/2023 |  | 1351824 | 1351824 | EA | AMMETER;0-100 A DC,240 DEG.75MVFSD,PATON |  |  | AMMETER;MEASURING RANGE:0-100 A DC,ADDITIONAL FEATURES EN:240 DEG.75MVFSD,MNFR:01)PATON,PTNO:01)S96CS;0- 100A | 0-100 A DC,01)240 DEG.75MVFSD,01)PATON,0- 100A,01)S96CS |  |  | PATON | PATON | S96CS | [5 empty] | URL NOT FOUND | [10 empty] | CLEANSED | 41113601 | AMMETER | NO MODIFIER | TYPE |  | MEASURING RANGE | 0 TO 100 ADC | ACCURACY |  | DISPLAY TYPE |  | DIAL SIZE |  | RESOLUTION |  | MATERIAL |  | MOUNTING TYPE |  | HAZARD CLASS |  | CERTIFICATION/STANDARD |  | ADDITIONAL FEATURES | SCALE:240 DEG,SHUNT RESISTOR:75 MV,FSD | [51 empty] | PRODUCTION COMPLETED
STP_009 - Lot4 | Data Enrichment | SZM | OK | 2023-07-21 | 7/28/2023 |  | 1299837 | 1299837 | EA | AMMETER;0-100 A,250 V DC,STURTON |  |  | AMMETER;MEASURING RANGE:0-100 A,ADDITIONAL FEATURES EN:250 V DC,MNFR:01)STURTON,PTNO:01)V72DC-0-100A | 0-100 A,01)250 V DC,01)STURTON,01)V72DC-0-100A |  |  | STURTON | STURTON | V72DC-0-100A | [5 empty] | URL NOT FOUND | [10 empty] | CLEANSED | 41113601 | AMMETER | NO MODIFIER | TYPE |  | MEASURING RANGE | 0 TO 100 A | ACCURACY |  | DISPLAY TYPE |  | DIAL SIZE |  | RESOLUTION |  | MATERIAL |  | MOUNTING TYPE |  | HAZARD CLASS |  | CERTIFICATION/STANDARD |  | ADDITIONAL FEATURES | VOLTAGE:250 VDC | [51 empty] | PRODUCTION COMPLETED
STP_009 - Lot4 | Data Enrichment | SZM | OK | 2023-07-21 | 7/28/2023 |  | 1345338 | 1345338 | EA | AMMETER;0-1250 A,SQ 96 MM,QUADRATIC, FOR |  |  | AMMETER;MEASURING RANGE:0-1250 A,DIAL SIZE:SQ 96 MM,ADDITIONAL FEATURES EN:QUADRATIC, FOR,MNFR:01)AUSLEC,PTNO:01)4CRO244-02AG | 0-1250 A,SQ 96 MM,01)QUADRATIC, FOR,01)AUSLEC,01)4CRO244-02AG |  |  | AUSLEC | AUSLEC | 4CRO244-02AG | [5 empty] | URL NOT FOUND | [10 empty] | CLEANSED | 41113601 | AMMETER | NO MODIFIER | TYPE |  | MEASURING RANGE | 0 TO 1250 A | ACCURACY |  | DISPLAY TYPE |  | DIAL SIZE | 96 MM2 | RESOLUTION |  | MATERIAL |  | MOUNTING TYPE |  | HAZARD CLASS |  | CERTIFICATION/STANDARD |  | ADDITIONAL FEATURES | QUADRATIC | [51 empty] | PRODUCTION COMPLETED
STP_009 - Lot4 | Data Enrichment | SZM | OK | 2023-07-21 | 7/28/2023 |  | 1299875 | 1299875 | EA | AMMETER;0-200 A,SQ 96 MM,6 X OVERSCALE |  |  | AMMETER;MEASURING RANGE:0-200 A,DIAL SIZE:SQ 96 MM,ADDITIONAL FEATURES EN:6 X OVERSCALE,MNFR:01)CROMPARK,PTNO:01)244-026G200-1A- CT | 0-200 A,SQ 96 MM,01)6 X OVERSCALE,01)CROMPARK,01)244-026G200-1A-CT |  |  | CROMPARK | CROMPARK | 244-026G200-1A- CT | [5 empty] | URL NOT FOUND | [10 empty] | CLEANSED | 41113601 | AMMETER | NO MODIFIER | TYPE |  | MEASURING RANGE | 0 TO 200 A | ACCURACY |  | DISPLAY TYPE |  | DIAL SIZE | 96 MM2 | RESOLUTION |  | MATERIAL |  | MOUNTING TYPE |  | HAZARD CLASS |  | CERTIFICATION/STANDARD |  | ADDITIONAL FEATURES | 6 X OVERSCALE | [51 empty] | PRODUCTION COMPLETED
STP_009 - Lot4 | Data Enrichment | SZM | OK | 2023-07-21 | 7/28/2023 |  | 1300229 | 1300229 | EA | AMMETER;0-200 A,SQ 96 MM,QUADRATIC |  |  | AMMETER;MEASURING RANGE:0-200 A,DIAL SIZE:SQ 96 MM,ADDITIONAL FEATURES EN:QUADRATIC,MNFR:01)AUSLEC,PTNO:01)4CRO244-02AG0-200A | 0-200 A,SQ 96 MM,01)QUADRATIC,01)AUSLEC,01)4CRO244-02AG0-200A |  |  | AUSLEC | AUSLEC | 4CRO244-02AG0-200A | [5 empty] | URL NOT FOUND | [10 empty] | CLEANSED | 41113601 | AMMETER | NO MODIFIER | TYPE |  | MEASURING RANGE | 0 TO 200 A | ACCURACY |  | DISPLAY TYPE |  | DIAL SIZE | 96 MM2 | RESOLUTION |  | MATERIAL |  | MOUNTING TYPE |  | HAZARD CLASS |  | CERTIFICATION/STANDARD |  | ADDITIONAL FEATURES | QUADRATIC | [51 empty] | PRODUCTION COMPLETED
STP_009 - Lot4 | Data Enrichment | SZM | OK | 2023-07-21 | 7/28/2023 |  | 1300226 | 1300226 | EA | AMMETER;0-3000 A,SQ 96 MM,QUADRATIC |  |  | AMMETER;MEASURING RANGE:0-3000 A,DIAL SIZE:SQ 96 MM,ADDITIONAL FEATURES EN:QUADRATIC,MNFR:01)AUSLEC,PTNO:01)4CRO244-02AG0-3000A | 0-3000 A,SQ 96 MM,01)QUADRATIC,01)AUSLEC,01)4CRO244-02AG0-3000A |  |  | AUSLEC | AUSLEC | 4CRO244-02AG0-3000A | [5 empty] | URL NOT FOUND | [10 empty] | CLEANSED | 41113601 | AMMETER | NO MODIFIER | TYPE |  | MEASURING RANGE | 0 TO 3000 A | ACCURACY |  | DISPLAY TYPE |  | DIAL SIZE | 96 MM2 | RESOLUTION |  | MATERIAL |  | MOUNTING TYPE |  | HAZARD CLASS |  | CERTIFICATION/STANDARD |  | ADDITIONAL FEATURES | QUADRATIC | [51 empty] | PRODUCTION COMPLETED
STP_009 - Lot4 | Data Enrichment | SZM | OK | 2023-07-21 | 7/28/2023 |  | 1350336 | 1350336 | EA | AMMETER;0-80 A,SQ 72 MM,AUSLEC |  |  | AMMETER;MEASURING RANGE:0-80 A,DIAL SIZE:SQ 72 MM,ADDITIONAL FEATURES EN:0-40 AMP GRADUATED FULL CURRENT OPERATION,MNFR:01)AUSLEC, PTNO:01)9SACEC4VS-0-40 | 0-80 A,SQ 72 MM,01)0-40 AMP GRADUATED FULL CUR,01)AUSLEC,01)9SACEC4VS-0-40 |  |  | AUSLEC | AUSLEC | 9SACEC4VS-0-40 | [5 empty] | URL NOT FOUND | [10 empty] | CLEANSED | 41113601 | AMMETER | NO MODIFIER | TYPE |  | MEASURING RANGE | 0 TO 80 A | ACCURACY |  | DISPLAY TYPE |  | DIAL SIZE | 72 MM2 | RESOLUTION |  | MATERIAL |  | MOUNTING TYPE |  | HAZARD CLASS |  | CERTIFICATION/STANDARD |  | ADDITIONAL FEATURES | 0 TO 40 A GRADUATED FULL CURRENT OPERATION | [51 empty] | PRODUCTION COMPLETED
STP_009 - Lot4 | Data Enrichment | SZM | OK | 2023-07-21 | 7/28/2023 |  | 1300228 | 1300228 | EA | AMMETER;0-800 A,SQ 96 MM,QUADRATIC |  |  | AMMETER;MEASURING RANGE:0-800 A,DIAL SIZE:SQ 96 MM,ADDITIONAL FEATURES EN:QUADRATIC,MNFR:01)AUSLEC,PTNO:01)4CRO244-02AG0-800A | 0-800 A,SQ 96 MM,01)QUADRATIC,01)AUSLEC,01)4CRO244-02AG0-800A |  |  | AUSLEC | AUSLEC | 4CRO244-02AG0-800A | [5 empty] | URL NOT FOUND | [10 empty] | CLEANSED | 41113601 | AMMETER | NO MODIFIER | TYPE |  | MEASURING RANGE | 0 TO 800 A | ACCURACY |  | DISPLAY TYPE |  | DIAL SIZE | 96 MM2 | RESOLUTION |  | MATERIAL |  | MOUNTING TYPE |  | HAZARD CLASS |  | CERTIFICATION/STANDARD |  | ADDITIONAL FEATURES | QUADRATIC | [51 empty] | PRODUCTION COMPLETED
STP_009 - Lot4 | Data Enrichment | SZM | OK | 2023-07-21 | 7/28/2023 |  | 1347363 | 1347363 | EA | AMMETER;21MA,TERRATEC,22491-3 |  |  | AMMETER;ADDITIONAL FEATURES EN:21MA,MNFR:01)TERRATEC,PTNO:01)22491-3 | 01)21MA,01)TERRATEC,01)22491-3 |  |  | TERRATEC | TERRATEC | 22491-3 | [5 empty] | URL NOT FOUND | [10 empty] | CLEANSED | 41113601 | AMMETER | NO MODIFIER | TYPE |  | MEASURING RANGE | 21 MA | ACCURACY |  | DISPLAY TYPE |  | DIAL SIZE |  | RESOLUTION |  | MATERIAL |  | MOUNTING TYPE |  | HAZARD CLASS |  | CERTIFICATION/STANDARD |  | ADDITIONAL FEATURES | [52 empty] | PRODUCTION COMPLETED
STP_009 - Lot4 | Data Enrichment | SZM | OK | 2023-07-21 | 7/28/2023 |  | 1351870 | 1351870 | EA | AMMETER;500-0-500 A DC,GEC,Y3078296-1 |  |  | AMMETER;MEASURING RANGE:500-0-500 A DC,MNFR:01)GEC,PTNO:01)Y3078296-1 | 500-0-500 A DC,01)GEC,01)Y3078296-1 |  |  | GEC | GEC | Y3078296-1 | [5 empty] | URL NOT FOUND | [10 empty] | CLEANSED | 41113601 | AMMETER | NO MODIFIER | TYPE |  | MEASURING RANGE | 500 TO 0 TO 500 ADC | ACCURACY |  | DISPLAY TYPE |  | DIAL SIZE |  | RESOLUTION |  | MATERIAL |  | MOUNTING TYPE |  | HAZARD CLASS |  | CERTIFICATION/STANDARD |  | ADDITIONAL FEATURES | [52 empty] | PRODUCTION COMPLETED
STP_009 - Lot4 | Data Enrichment | SZM | OK | 2023-07-21 | 7/28/2023 |  | 1319737 | 1319737 | EA | AMMETER;FLAME INDICATION,0-50 UA,HAYMANS |  |  | AMMETER;TYPE:FLAME INDICATION,MEASURING RANGE:0-50 UA,DISPLAY TYPE:ANALOGUE,DIAL SIZE:SQ 72 MM,ADDITIONAL FEATURES EN:PANEL, INPUT AND SCALE 90 DEG MOVEMENT,MNFR:01)HAYMANS,PTNO:01)UNIPQK72.50UA | FLAME INDICATION,0-50 UA,ANALOGUE,SQ 72 MM,01)PANEL, INPUT AND SCALE 90 D,01)HAYMANS,01)UNIPQK72.50UA |  |  | HAYMANS | HAYMANS | UNIPQK72.50UA | [5 empty] | URL NOT FOUND | [10 empty] | CLEANSED | 41113601 | AMMETER | NO MODIFIER | TYPE | FLAME INDICATION | MEASURING RANGE | 0 TO 50 UA | ACCURACY |  | DISPLAY TYPE | ANALOG | DIAL SIZE | 72 MM2 | RESOLUTION |  | MATERIAL |  | MOUNTING TYPE | PANEL | HAZARD CLASS |  | CERTIFICATION/STANDARD |  | ADDITIONAL FEATURES | INPUT AND SCALE 90 DEG MOVEMENT | [51 empty] | PRODUCTION COMPLETED
STP_009 - Lot4 | Data Enrichment | SZM | OK | 2023-07-21 | 7/28/2023 |  | 1299674 | 1299674 | EA | AMMETER;INSTANTANEOUS,75-5 A,SQ 72 MM |  |  | AMMETER;TYPE:INSTANTANEOUS,MEASURING RANGE:75-5 A,DIAL SIZE:SQ 72 MM,ADDITIONAL FEATURES EN:X 7,MNFR:01)AUSLEC,PTNO:01)9CRO243- 026G | INSTANTANEOUS,75-5 A,SQ 72 MM,01)X 7,01)AUSLEC,01)9CRO243-026G |  |  | AUSLEC | AUSLEC | 9CRO243- 026G | [5 empty] | URL NOT FOUND | [10 empty] | CLEANSED | 41113601 | AMMETER | NO MODIFIER | TYPE | INSTANTANEOUS | MEASURING RANGE | 5 TO 75 A | ACCURACY |  | DISPLAY TYPE |  | DIAL SIZE | 72 MM2 | RESOLUTION |  | MATERIAL |  | MOUNTING TYPE |  | HAZARD CLASS |  | CERTIFICATION/STANDARD |  | ADDITIONAL FEATURES | X 7 | [51 empty] | PRODUCTION COMPLETED
STP_009 - Lot4 | Data Enrichment | SZM | OK | 2023-07-21 | 7/28/2023 |  | 1345337 | 1345337 | EA | AMMETER;SCALED,0-300 A,O/S TO 1500A |  |  | AMMETER;TYPE:SCALED,MEASURING RANGE:0-300 A,ADDITIONAL FEATURES EN:O/S TO 1500A,MNFR:01)AUSLEC,PTNO:01)CRO243-025G-0-300A | SCALED,0-300 A,01)O/S TO 1500A,01)AUSLEC,01)CRO243-025G-0-300A |  |  | AUSLEC | AUSLEC | CRO243-025G-0-300A | [5 empty] | URL NOT FOUND | [10 empty] | CLEANSED | 41113601 | AMMETER | NO MODIFIER | TYPE | SCALED | MEASURING RANGE | 0 TO 300 A | ACCURACY |  | DISPLAY TYPE |  | DIAL SIZE |  | RESOLUTION |  | MATERIAL |  | MOUNTING TYPE |  | HAZARD CLASS |  | CERTIFICATION/STANDARD |  | ADDITIONAL FEATURES | O/S TO 1500A | [51 empty] | PRODUCTION COMPLETED
STP_009 - Lot4 | Data Enrichment | SZM | OK | 2023-07-21 | 7/28/2023 |  | 1297245 | 1297245 | EA | BAND;COMFORT,RACAL,RAS60129 |  |  | BAND;TYPE:COMFORT,MNFR:01)RACAL,PTNO:01)RAS60129 | COMFORT,01)RACAL,01)RAS60129 |  |  | RACAL | RACAL | RAS60129 | [5 empty] | URL NOT FOUND | [10 empty] | CLEANSED | 31162400 | BAND | NO MODIFIER | TYPE | COMFORT | SIZE |  | MATERIAL |  | HAZARD CLASS |  | CERTIFICATION/STANDARD |  | ADDITIONAL FEATURES | [62 empty] | PRODUCTION COMPLETED
STP_009 - Lot4 | Data Enrichment | SZM | OK | 2023-07-21 | 7/28/2023 | URL for Reference only | 1285024 | 1285024 | EA | BAND;EXHAUST |  |  | BAND;TYPE:EXHAUST,MNFR:01)SWANSTON TASMANIA PTY LTD,PTNO:01)Y30104220 | EXHAUST,01)SWANSTON TASMANIA PTY LTD,01)Y30104220 |  |  | SWANSTON TASMANIA PTY LTD | SWANSTON TASMANIA PTY LTD | Y30104220 | [5 empty] | https://www.navimro.com/g/01032891/ | [10 empty] | CLEANSED | 31162400 | BAND | NO MODIFIER | TYPE | EXHAUST | SIZE |  | MATERIAL |  | HAZARD CLASS |  | CERTIFICATION/STANDARD |  | ADDITIONAL FEATURES | [62 empty] | PRODUCTION COMPLETED
STP_009 - Lot4 | Data Enrichment | SZM | OK | 2023-07-21 | 7/28/2023 |  | 1284976 | 1284976 | EA | BAND;FUEL TANK, SUB TANK |  |  | BAND;TYPE:FUEL TANK, SUB TANK,MNFR:01)ISA 4WD PARTS AND REPAIRS,PTNO:01)77601-60261 | FUEL TANK, SUB TANK,01)ISA 4WD PARTS & REPAIRS,01)77601-60261 |  |  | ISA 4WD PARTS AND REPAIRS | ISA 4WD PARTS AND REPAIRS | 77601-60261 | TOYOTA |  |  |  |  | https://burjauto.com/oem/7760160261-toyota-band-sub-assy-fuel/9235216?lang=en | [10 empty] | ENRICHED | 25172600 | BAND | NO MODIFIER | TYPE | FUEL TANK,SUB | SIZE |  | MATERIAL |  | HAZARD CLASS |  | CERTIFICATION/STANDARD |  | ADDITIONAL FEATURES | [62 empty] | PRODUCTION COMPLETED
STP_009 - Lot4 | Data Enrichment | SZM | OK | 2023-07-21 | 7/28/2023 | URL for Reference only | 1284780 | 1284780 | EA | BAND;NO 33 MM,RUBBER |  |  | BAND;SIZE:NO 33 MM,MATERIAL:RUBBER,ADDITIONAL FEATURES EN:AS PER REF: MOUNT ISA MINES,MNFR:01)WINC AUSTRALIA PTY LTD,PTNO:01) 25086844 | NO 33 MM,RUBBER,01)AS PER REF: MOUNT ISA MINES,01)WINC AUSTRALIA PTY LTD,01)25086844 |  |  | WINC AUSTRALIA PTY LTD | WINC AUSTRALIA PTY LTD | 25086844 | [5 empty] | https://www.winc.com.au/main-catalogue-productdetail/winc-rubber-bands-no-33-500g/25135655 | [10 empty] | CLEANSED | 31162400 | BAND | NO MODIFIER | TYPE |  | SIZE | NO 33 | MATERIAL | RUBBER | HAZARD CLASS |  | CERTIFICATION/STANDARD |  | ADDITIONAL FEATURES | AS PER REF:MOUNT ISA MINES | [61 empty] | PRODUCTION COMPLETED
STP_009 - Lot4 | Data Enrichment | SZM | OK | 2023-07-21 | 7/28/2023 | URL for Reference only | 1284748 | 1284748 | EA | BAND;NO 35,RUBBER |  |  | BAND;SIZE:NO 35,MATERIAL:RUBBER,ADDITIONAL FEATURES EN:AS PER REF: MOUNT ISA MINES,MNFR:01)WINC AUSTRALIA PTY LTD,PTNO:01) 25135648 | NO 35,RUBBER,01)AS PER REF: MOUNT ISA MINES,01)WINC AUSTRALIA PTY LTD,01)25135648 |  |  | WINC AUSTRALIA PTY LTD | WINC AUSTRALIA PTY LTD | 25135648 | [5 empty] | https://www.winc.com.au/main-catalogue-productdetail/winc-rubber-bands-no-35-100g/25135648?feature=search&feature_ident=ident%3A25135648%7Cmatch_mode%3Amatchall%7Ck%3APlusR3Retail_2000%7Cposition%3A1 | [10 empty] | CLEANSED | 31162400 | BAND | NO MODIFIER | TYPE |  | SIZE | NO 35 | MATERIAL | RUBBER | HAZARD CLASS |  | CERTIFICATION/STANDARD |  | ADDITIONAL FEATURES | AS PER REF:MOUNT ISA MINES | [61 empty] | PRODUCTION COMPLETED
STP_009 - Lot4 | Data Enrichment | SZM | OK | 2023-07-21 | 7/28/2023 |  | 1234038 | 1234038 | EA | BAND;RUST,FIT 10.00/R20 RIM,BRIDGEST |  |  | BAND;TYPE:RUST,ADDITIONAL FEATURES EN:FIT 10.00/R20 RIM,MNFR:01)BRIDGEST,PTNO:01)CVO00350 | RUST,01)FIT 10.00/R20 RIM,01)BRIDGEST,01)CVO00350 |  |  | BRIDGEST | BRIDGEST | CVO00350 | [5 empty] | URL NOT FOUND | [10 empty] | CLEANSED | 31162400 | BAND | NO MODIFIER | TYPE | RUST | SIZE |  | MATERIAL |  | HAZARD CLASS |  | CERTIFICATION/STANDARD |  | ADDITIONAL FEATURES | FIT 10/R20 RIM | [61 empty] | PRODUCTION COMPLETED
STP_009 - Lot4 | Data Enrichment | SZM | OK | 2023-07-21 | 7/28/2023 |  | 1284730 | 1284730 | EA | BAND,STRAP;CLAMP MCC GIANT,LG 100 FT |  |  | BAND,STRAPPING;TYPE:CLAMP MCC GIANT,LENGTH:100 FT,MATERIAL:STAINLESS STEEL,MNFR:01)J.BLACKWOOD AND SON LIMITED,PTNO:01)03315739 | CLAMP MCC GIANT,100 FT,STAINLESS STEEL,01)J.BLACKWOOD & SON LIMITED,01)03315739 |  |  | J.BLACKWOOD AND SON LIMITED | J.BLACKWOOD AND SON LIMITED | 03315739 | [5 empty] | https://www.blackwoods.com.au/hose-hose-fittings/band-clamps-buckles-tools-strapping/giant-band-clamp-stainless-steel-201/band-clamp-mcc-giant-ss-25-4mm-100-roll/p/03315739 | [10 empty] | ENRICHED | 31162906 | BAND | STRAPPING | TYPE | MCC GIANT CLAMP | LENGTH | 100 FT | WIDTH | 25.4 MM | THICKNESS | 1.1 MM | MATERIAL | 201 STAINLESS STEEL | COLOUR |  | TENSILE STRENGTH |  | HAZARD CLASS |  | CERTIFICATION/STANDARD |  | ADDITIONAL FEATURES | [54 empty] | PRODUCTION COMPLETED
STP_009 - Lot4 | Data Enrichment | SZM | OK | 2023-07-21 | 7/28/2023 |  | 1284784 | 1284784 | EA | BAND,STRAP;LG 19 MM,THK 0.76 MM |  |  | BAND,STRAPPING;LENGTH:19 MM,THICKNESS:0.76 MM,MATERIAL:STAINLESS STEEL,ADDITIONAL FEATURES EN:MAT FINISH SUPPLIED IN 30M COIL (SCM),MNFR:01)ENERGYQLD,PTNO:01)406297 | 19 MM,0.76 MM,STAINLESS STEEL,01)MAT FINISH SUPPLIED IN 30M,01)ENERGYQLD,01)406297 |  |  | ENERGYQLD | ENERGYQLD | 406297 | [5 empty] | URL NOT FOUND | [10 empty] | CLEANSED | 31162406 | BAND | STRAPPING | TYPE |  | LENGTH | 19 MM | WIDTH |  | THICKNESS | 0.76 MM | MATERIAL | STAINLESS STEEL | COLOUR |  | TENSILE STRENGTH |  | HAZARD CLASS |  | CERTIFICATION/STANDARD |  | ADDITIONAL FEATURES | MAT FINISH SUPPLIED IN 30M COIL (SCM) | [53 empty] | PRODUCTION COMPLETED
STP_009 - Lot4 | Data Enrichment | SZM | OK | 2023-07-21 | 7/28/2023 |  | 1364026 | 1364026 | EA | BAND,STRAP;LG 200 M,WD 12.7 MM,STEEL |  |  | BAND,STRAPPING;LENGTH:200 M,WIDTH:12.7 MM,THICKNESS:0.5 MM,MATERIAL:STEEL,COLOUR:BLACK,ADDITIONAL FEATURES EN:WD 12 X THK 0.4 MM, 5 X 11 KG COILS PER PACK,MNFR:01)DUWELL,PTNO:01)08527912,MNFR:02)BLKWOODS,PTNO:02)BST12.7,MNFR:03)ATOMSUP,PTNO:03)5113001 | 200 M,12.7 MM,0.5 MM,STEEL,BLACK,01)WD 12 X THK 0.4 MM, 5 X 11,01)DUWELL,02)BLKWOODS,03)ATOMSUP,01)08527912,02)BST12.7,03)5113001 |  |  | ATOM SUPPLY | ATOMSUP | 5113001 |  | BLKWOODS | BST12.7 | DUWELL | 08527912 | https://www.atom.com.au/extreme-thin-metal-bandsaw-blades-3pk-compact-milwaukee-5113001 | https://www.atom.com.au/media/ATOM/specificationdocs/5113001.pdf | [9 empty] | ENRICHED | 24141519 | BAND | STRAPPING | TYPE | RIBBON WOUND | LENGTH | 200 M | WIDTH | 12.7 MM | THICKNESS | 0.5 MM | MATERIAL | STEEL | COLOUR | BLACK | TENSILE STRENGTH |  | HAZARD CLASS |  | CERTIFICATION/STANDARD |  | ADDITIONAL FEATURES | PACKAGE QUANTITY:5 X 11 KG COILS/PACK | [53 empty] | PRODUCTION COMPLETED
STP_009 - Lot4 | Data Enrichment | SZM | OK | 2023-07-21 | 7/28/2023 |  | 1284779 | 1284779 | EA | BAND,STRAP;STAINLESS STIEEL |  |  | BAND,STRAPPING;MATERIAL:STAINLESS STIEEL,ADDITIONAL FEATURES EN:MAT FINISH, 10MM, SUPPLIED IN 30M COIL (SCM),MNFR:01)ENERGYQLD, PTNO:01)406285 | STAINLESS STIEEL,01)MAT FINISH, 10MM, SUPPLIED,01)ENERGYQLD,01)406285 |  |  | ENERGYQLD | ENERGYQLD | 406285 | [5 empty] | URL NOT FOUND | [10 empty] | CLEANSED | 31162406 | BAND | STRAPPING | TYPE |  | LENGTH |  | WIDTH | 10 MM | THICKNESS |  | MATERIAL | STAINLESS STIEEL | COLOUR |  | TENSILE STRENGTH |  | HAZARD CLASS |  | CERTIFICATION/STANDARD |  | ADDITIONAL FEATURES | MAT FINISH,SUPPLIED IN 30M COIL (SCM) | [53 empty] | PRODUCTION COMPLETED
STP_009 - Lot4 | Data Enrichment | SZM | OK | 2023-07-21 | 7/28/2023 | URL for Reference only | 1318922 | 1318922 | EA | BRAKE,DSC;STEEL,PKG, 228,JACTECH |  |  | BRAKE,DISC;MATERIAL:STEEL,OVERALL SIZE:WD 250 X LG 250 X THK 50 MM,ADDITIONAL FEATURES EN:PACKAGE, 228,MNFR:01)JACTECH,PTNO:01) JSDL-9160.130.084 | 01)JACTECH,01)JSDL-9160.130.084,STEEL,EN_01)WD 250 X LG 250 X THK 50,01)PACKAGE, 228 |  |  | JACTECH | JACTECH | JSDL-9160.130.084 | [5 empty] | https://www.volza.com/p/discs-brake/import/import-in-india/hsn-code-8474/ | [10 empty] | CLEANSED | 40151700 | BRAKE | DISC | TYPE |  | TORQUE RATING |  | MATERIAL | STEEL | SPEED RATING |  | SHAFT DIAMETER |  | INPUT RATING |  | OVERALL SIZE | 250 LGX250 WDX50 THK MM | TERMINAL TYPE |  | LEVER TYPE |  | ENCLOSURE |  | MOUNTING TYPE |  | HAZARD CLASS |  | CERTIFICATION/STANDARD |  | ADDITIONAL FEATURES | PACKAGE QUANTITY:228 | [45 empty] | PRODUCTION COMPLETED
STP_009 - Lot4 | Data Enrichment | SZM | OK | 2023-07-21 | 7/28/2023 |  | 1282947 | 1282947 | EA | BRAKE;EXHAUST AIR |  |  | BRAKE;TYPE:EXHAUST AIR,ADDITIONAL FEATURES EN:ASSEMBLY, FREIGHT EX MELBOURNE,MNFR:01)RGM MAINTENANCE PTY LTD,PTNO:01)QME303303 | EN_01)EXHAUST AIR,01)ASSEMBLY, FREIGHT EX MELBOU,01)RGM MAINTENANCE PTY LTD,01)QME303303 |  |  | RGM MAINTENANCE PTY LTD | RGM MAINTENANCE PTY LTD | QME303303 | [5 empty] | URL NOT FOUND | [10 empty] | CLEANSED | 25191700 | BRAKE | NO MODIFIER | TYPE | EXHAUST AIR | SHAFT SIZE |  | SIZE |  | INPUT RATING |  | TORQUE RATING |  | POWER RATING |  | ACTUATION TYPE |  | MOUNTING TYPE |  | SPEED RATING |  | MATERIAL |  | ENCLOSURE |  | TEMPERATURE RATING |  | HAZARD CLASS |  | CERTIFICATION/STANDARD |  | ADDITIONAL FEATURES | ASSEMBLY,FREIGHT EX MELBOURNE | [43 empty] | PRODUCTION COMPLETED
STP_009 - Lot4 | Data Enrichment | SZM | OK | 2023-07-21 | 7/28/2023 |  | 1283058 | 1283058 | EA | BRAKE;EXHST,ASSY |  |  | BRAKE;TYPE:EXHAUST,ADDITIONAL FEATURES EN:ASSEMBLY,MNFR:01)RGMMAIN,PTNO:01)QME303303 | EN_01)EXHAUST,01)ASSEMBLY,01)RGMMAIN,01)QME303303 |  |  | RGMMAIN | RGMMAIN | QME303303 | [5 empty] | URL NOT FOUND | [10 empty] | CLEANSED | 25191700 | BRAKE | NO MODIFIER | TYPE | EXHAUST | SHAFT SIZE |  | SIZE |  | INPUT RATING |  | TORQUE RATING |  | POWER RATING |  | ACTUATION TYPE |  | MOUNTING TYPE |  | SPEED RATING |  | MATERIAL |  | ENCLOSURE |  | TEMPERATURE RATING |  | HAZARD CLASS |  | CERTIFICATION/STANDARD |  | ADDITIONAL FEATURES | ASSEMBLY | [43 empty] | PRODUCTION COMPLETED
STP_009 - Lot4 | Data Enrichment | SZM | OK | 2023-07-21 | 7/28/2023 |  | 1358883 | 1358883 | EA | BRAKE;LC SPARE, WHEEL END |  |  | BRAKE;TYPE:LC SPARE, WHEEL END,MNFR:01)MIMS,PTNO:01)98840-4 | EN_01)LC SPARE, WHEEL END,01)MIMS,01)98840-4 |  |  | MIMS | MIMS | 98840-4 | [5 empty] | URL NOT FOUND | [10 empty] | CLEANSED | 25171700 | BRAKE | NO MODIFIER | TYPE | LC SPARE,WHEEL END | SHAFT SIZE |  | SIZE |  | INPUT RATING |  | TORQUE RATING |  | POWER RATING |  | ACTUATION TYPE |  | MOUNTING TYPE |  | SPEED RATING |  | MATERIAL |  | ENCLOSURE |  | TEMPERATURE RATING |  | HAZARD CLASS |  | CERTIFICATION/STANDARD |  | ADDITIONAL FEATURES | [44 empty] | PRODUCTION COMPLETED
STP_009 - Lot4 | Data Enrichment | SZM | OK | 2023-07-21 | 7/28/2023 | URL for Reference only | 1283699 | 1283699 | EA | COLLET;17, 18, 26,COPPER,2.4 MM |  |  | COLLET;COLLET SERIES:17, 18, 26,MATERIAL:COPPER,OVERALL SIZE:2.4 MM,ADDITIONAL FEATURES EN:10N24 TIGMASTER,MNFR:01)J.BLACKWOOD AND S | 17, 18, 26,COPPER,2.4 MM,01)10N24 TIGMASTER,01)J.BLACKWOOD & SON LIMITED,01)00000229 |  |  | J.BLACKWOOD AND S | J.BLACKWOOD & SON LIMITED | 00000229 |  | TIGMASTER | 10N24 |  |  | https://www.blackwoods.com.au/welding-gas/welding-equipment/tig-torches-spares/collet-10n24-tigmaster-2-4mm/p/00000229 | [10 empty] | CLEANSED | 27112808 | COLLET | NO MODIFIER | TYPE |  | HOLDING CAPACITY |  | COLLET SERIES | 17,18,26 | THREAD SIZE |  | SHAPE |  | MATERIAL | COPPER | OVERALL SIZE | 2.4 MM | HAZARD CLASS |  | CERTIFICATION/STANDARD |  | ADDITIONAL FEATURES | [54 empty] | PRODUCTION COMPLETED
STP_009 - Lot4 | Data Enrichment | SZM | OK | 2023-07-21 | 7/28/2023 |  | 1279257 | 1279257 | EA | COUPLING,HSE;A,NOM 1 IN,11 FBSP |  |  | COUPLING,HOSE;TYPE:A,NOMINAL SIZE:1 IN,END CONNECTION:11 FBSP,MNFR:01)BUTLER AGENCIES PTY LTD,PTNO:01)1 MIN FI | 01)BUTLER AGENCIES PTY LTD,01)1 MIN FI,A,1 IN,EN_01)11 FBSP |  |  | BUTLER AGENCIES PTY LTD | BUTLER AGENCIES PTY LTD | 1 MIN FI | [5 empty] | URL NOT FOUND | [10 empty] | CLEANSED | 40141734 | COUPLING | HOSE | TYPE | A | NOMINAL SIZE | 1 IN | LENGTH |  | END CONNECTION | 11 FBSP | PRESSURE RATING |  | MATERIAL |  | MATERIAL SPECIFICATION |  | COATING/FINISH |  | SCHEDULE/WALL THICKNESS |  | TEMPERATURE RATING |  | HAZARD CLASS |  | CERTIFICATION/STANDARD |  | ADDITIONAL FEATURES | [48 empty] | PRODUCTION COMPLETED
STP_009 - Lot4 | Data Enrichment | SZM | OK | 2023-07-21 | 7/28/2023 |  | 1279139 | 1279139 | EA | COUPLING,HSE;CAM-AND-GROOVE,TYPE F |  |  | COUPLING,HOSE;END CONNECTION:CAM-AND-GROOVE,ADDITIONAL FEATURES EN:TYPE F,MNFR:01)J.BLACKWOOD AND SON LIMITED,PTNO:01)3679506 | 01)J.BLACKWOOD & SON LIMITED,01)3679506,EN_01)CAM-AND-GROOVE,01)TYPE F |  |  | J.BLACKWOOD AND SON LIMITED | J.BLACKWOOD AND SON LIMITED | 3679506 | [5 empty] | URL NOT FOUND | [10 empty] | CLEANSED | 40141734 | COUPLING | HOSE | TYPE |  | NOMINAL SIZE |  | LENGTH |  | END CONNECTION | CAMLOCK F X GROOVE | PRESSURE RATING |  | MATERIAL |  | MATERIAL SPECIFICATION |  | COATING/FINISH |  | SCHEDULE/WALL THICKNESS |  | TEMPERATURE RATING |  | HAZARD CLASS |  | CERTIFICATION/STANDARD |  | ADDITIONAL FEATURES | [48 empty] | PRODUCTION COMPLETED
STP_009 - Lot4 | Data Enrichment | SZM | OK | 2023-07-21 | 7/28/2023 |  | 1233159 | 1233159 | EA | COUPLING,HSE;FLUSH FACE, NOZZLE,LG 65 MM |  |  | COUPLING,HOSE;TYPE:FLUSH FACE, NOZZLE,NOMINAL SIZE:3/4 IN,LENGTH:65 MM,END CONNECTION:14 FNPT,ADDITIONAL FEATURES EN:DIA 48 MM, COLOUR CODED GOLD, CX30 OIL,MNFR:01)PIRTEK,PTNO:01)BPLN2BN | 01)PIRTEK,01)BPLN2BN,FLUSH FACE, NOZZLE,3/4 IN,65 MM,EN_01)14 FNPT,01)DIA 48 MM, COLOUR CODED GOL |  |  | PIRTEK ISA FLUID CONNECTIONS PTY LT | PIRTEK ISA FLUID CONNECTIONS PTY LT | BPLN2BN | BANLAW |  |  |  |  | https://www.banlaw.com/wp-content/uploads/2019/09/Banlaw-Product-Catalogue-190905-WEB.pdf | [10 empty] | ENRICHED | 40141734 | COUPLING | HOSE | TYPE | FLUSH FACE,NOZZLE | NOMINAL SIZE | 3/4 IN | LENGTH | 65 MM | END CONNECTION | 14 FNPT | PRESSURE RATING |  | MATERIAL | GOLD | MATERIAL SPECIFICATION |  | COATING/FINISH |  | SCHEDULE/WALL THICKNESS |  | TEMPERATURE RATING |  | HAZARD CLASS |  | CERTIFICATION/STANDARD |  | ADDITIONAL FEATURES | COLOUR CODED,CX30 OIL,DIAMETER:48 MM | [47 empty] | PRODUCTION COMPLETED
STP_009 - Lot4 | Data Enrichment | SZM | OK | 2023-07-21 | 7/28/2023 |  | 1279130 | 1279130 | EA | COUPLING,HSE;NOM 180 MM |  |  | COUPLING,HOSE;NOMINAL SIZE:180 MM,MNFR:01)BUTLER AGENCIES PTY LTD,PTNO:01)9010-180 | 01)BUTLER AGENCIES PTY LTD,01)9010-180,180 MM |  |  | BUTLER AGENCIES PTY LTD | BUTLER AGENCIES PTY LTD | 9010-180 | [5 empty] | URL NOT FOUND | [10 empty] | CLEANSED | 40141734 | COUPLING | HOSE | TYPE |  | NOMINAL SIZE | 180 MM | LENGTH |  | END CONNECTION |  | PRESSURE RATING |  | MATERIAL |  | MATERIAL SPECIFICATION |  | COATING/FINISH |  | SCHEDULE/WALL THICKNESS |  | TEMPERATURE RATING |  | HAZARD CLASS |  | CERTIFICATION/STANDARD |  | ADDITIONAL FEATURES | [48 empty] | PRODUCTION COMPLETED
STP_009 - Lot4 | Data Enrichment | SZM | OK | 2023-07-21 | 7/28/2023 |  | 1279268 | 1279268 | EA | COUPLING,HSE;NOM 40 MM,CAM-AND-GROOVE,PP |  |  | COUPLING,HOSE;NOMINAL SIZE:40 MM,END CONNECTION:CAM-AND-GROOVE,PRESSURE RATING:125 PSI,MATERIAL:PP,MNFR:01)J.BLACKWOOD AND SON LIMIT | 01)J.BLACKWOOD & SON LIMITED,01)03675500,40 MM,EN_01)CAM-AND-GROOVE,125 PSI,EN_01)PP |  |  | J.BLACKWOOD AND SON LIMIT | J.BLACKWOOD AND SON LIMIT | 03675500 | DIXON |  |  |  |  | https://www.blackwoods.com.au/hose-hose-fittings/couplings/female-coupler-x-hose-tail-type-c/coupler-h-shank-pol-camlok-333c-gp-40mm/p/03675500 | [10 empty] | ENRICHED | 40141734 | COUPLING | HOSE | TYPE | GROOVE | NOMINAL SIZE | 40 MM | LENGTH |  | END CONNECTION | CAMLOCK C FEMALE X SHANK | PRESSURE RATING | 125 PSI | MATERIAL | PP | MATERIAL SPECIFICATION |  | COATING/FINISH |  | SCHEDULE/WALL THICKNESS |  | TEMPERATURE RATING | 21 DEG C | HAZARD CLASS |  | CERTIFICATION/STANDARD |  | ADDITIONAL FEATURES | [48 empty] | PRODUCTION COMPLETED
STP_009 - Lot4 | Data Enrichment | SZM | OK | 2023-07-21 | 7/28/2023 |  | 1279129 | 1279129 | EA | COUPLING,HSE;NOM 90 MM |  |  | COUPLING,HOSE;NOMINAL SIZE:90 MM,MNFR:01)BUTLER AGENCIES PTY LTD,PTNO:01)9010-90 | 01)BUTLER AGENCIES PTY LTD,01)9010-90,90 MM |  |  | BUTLER AGENCIES PTY LTD | BUTLER AGENCIES PTY LTD | 9010-90 | [5 empty] | URL NOT FOUND | [10 empty] | CLEANSED | 40141734 | COUPLING | HOSE | TYPE |  | NOMINAL SIZE | 90 MM | LENGTH |  | END CONNECTION |  | PRESSURE RATING |  | MATERIAL |  | MATERIAL SPECIFICATION |  | COATING/FINISH |  | SCHEDULE/WALL THICKNESS |  | TEMPERATURE RATING |  | HAZARD CLASS |  | CERTIFICATION/STANDARD |  | ADDITIONAL FEATURES | [48 empty] | PRODUCTION COMPLETED
STP_009 - Lot4 | Data Enrichment | SZM | OK | 2023-07-21 | 7/28/2023 |  | 1291861 | 1291861 | EA | COUPLING;DOUBLE BOLT,3 IN |  |  | COUPLING;TYPE:DOUBLE BOLT,SIZE:3 IN,MNFR:01)JACTECH,PTNO:01)AOS-0006 | EN_01)DOUBLE BOLT,EN_01)3 IN,01)JACTECH,01)AOS-0006 |  |  | JACTECH | JACTECH | AOS-0006 | [5 empty] | URL NOT FOUND | [10 empty] | CLEANSED | 31163000 | COUPLING | NO MODIFIER | TYPE | DOUBLE BOLT | SIZE | 3 IN | MATERIAL |  | CONNECTION TYPE |  | TEMPERATURE RATING |  | HAZARD CLASS |  | CERTIFICATION/STANDARD |  | ADDITIONAL FEATURES | [58 empty] | PRODUCTION COMPLETED
STP_009 - Lot4 | Data Enrichment | SZM | OK | 2023-07-21 | 7/28/2023 |  | 1296277 | 1296277 | EA | COUPLING;DRV |  |  | COUPLING;TYPE:DRIVE,MNFR:01)NORDSON,PTNO:01)270-247 | EN_01)DRIVE,01)NORDSON,01)270-247 |  |  | NORDSON | NORDSON | 270-247 | [5 empty] | URL NOT FOUND | [10 empty] | CLEANSED | 31163000 | COUPLING | NO MODIFIER | TYPE | DRIVE | SIZE |  | MATERIAL |  | CONNECTION TYPE |  | TEMPERATURE RATING |  | HAZARD CLASS |  | CERTIFICATION/STANDARD |  | ADDITIONAL FEATURES | [58 empty] | PRODUCTION COMPLETED
STP_009 - Lot4 | Data Enrichment | SZM | OK | 2023-07-21 | 7/28/2023 |  | 1296278 | 1296278 | EA | COUPLING;DRV,FC PLTE |  |  | COUPLING;TYPE:DRIVE,ADDITIONAL FEATURES EN:FACE PLATE,MNFR:01)NORDSON,PTNO:01)270-250 | EN_01)DRIVE,01)FACE PLATE,01)NORDSON,01)270-250 |  |  | NORDSON | NORDSON | 270-250 | [5 empty] | URL NOT FOUND | [10 empty] | CLEANSED | 31163000 | COUPLING | NO MODIFIER | TYPE | DRIVE | SIZE |  | MATERIAL |  | CONNECTION TYPE |  | TEMPERATURE RATING |  | HAZARD CLASS |  | CERTIFICATION/STANDARD |  | ADDITIONAL FEATURES | FACE PLATE | [57 empty] | PRODUCTION COMPLETED
STP_009 - Lot4 | Data Enrichment | SZM | OK | 2023-07-21 | 7/28/2023 |  | 1287923 | 1287923 | EA | COUPLING;HLF, SILENT BLOC |  |  | COUPLING;TYPE:HALF, SILENT BLOC,MNFR:01)BLACKWOODS,PTNO:01)HFH208 | EN_01)HALF, SILENT BLOC,01)BLACKWOODS,01)HFH208 |  |  | BLACKWOODS | SILENT BLOC | HFH208 |  | BLACKWOODS |  |  |  | http://www.motherson.com.au/UserFiles/File/pdf/2017-2018-Silentbloc-Catalogue.pdf | [10 empty] | ENRICHED | 31163013 | COUPLING | SHAFT HALF | TYPE | BUSH | BORE SIZE | 22 TO 51 MM | LENGTH | 70 MM | TORQUE RATING | 496 NM | SPEED RATING | 5940 RPM | HUB MATERIAL |  | KEYWAY SIZE |  | FLANGE THICKNESS |  | BOLT CIRCLE DIAMETER |  | NUMBER OF BOLTS |  | BOLT HOLE SIZE |  | HAZARD CLASS |  | CERTIFICATION/STANDARD |  | ADDITIONAL FEATURES | ORIGINAL FIT | [45 empty] | PRODUCTION COMPLETED
STP_009 - Lot4 | Data Enrichment | SZM | OK | 2023-07-21 | 7/28/2023 |  | 1277798 | 1277798 | EA | COUPLING;SLIP STYLE P508,60.3 MM,SS,2 IN |  |  | COUPLING;TYPE:SLIP STYLE P508,SIZE:60.3 MM,MATERIAL:STAINLESS STEEL,ADDITIONAL FEATURES EN:2 IN,MNFR:01)MIMS,PTNO:01) FP5080060000001 | EN_01)SLIP STYLE P508,EN_01)60.3 MM,EN_01)STAINLESS STEEL,01)2 IN,01)MIMS,01)FP5080060000001 |  |  | MIMS | MIMS | FP5080060000001 | [5 empty] | URL NOT FOUND | [10 empty] | CLEANSED | 31163000 | COUPLING | NO MODIFIER | TYPE | SLIP | SIZE | 60.3 MM/2 IN | MATERIAL | STAINLESS STEEL | CONNECTION TYPE |  | TEMPERATURE RATING |  | HAZARD CLASS |  | CERTIFICATION/STANDARD |  | ADDITIONAL FEATURES | 2 IN,STYLE P508 | [57 empty] | PRODUCTION COMPLETED
STP_009 - Lot4 | Data Enrichment | SZM | OK | 2023-07-21 | 7/28/2023 |  | 1365172 | 1365172 | EA | COUPLING;SNP, HEAVY DUTY,3 IN |  |  | COUPLING;TYPE:SNAP, HEAVY DUTY,SIZE:3 IN,ADDITIONAL FEATURES EN:175 X 125 X 51, ORANGE,MNFR:01)JACTECH,PTNO:01)AOS-0011 | EN_01)SNAP, HEAVY DUTY,EN_01)3 IN,01)175 X 125 X 51, ORANGE,01)JACTECH,01)AOS-0011 |  |  | JACTECH | JACTECH | AOS-0011 | AUSCRETE PUMPING SYSTEM PTY LTD |  |  |  |  | http://www.auscrete.net/price_upload/Concrete%20Pumping%20Accesseries.pdf | [10 empty] | ENRICHED | 31163000 | COUPLING | NO MODIFIER | TYPE | FORGED SNAP,HEAVY DUTY | SIZE | 3 IN,175X125X51 MM | MATERIAL |  | CONNECTION TYPE |  | TEMPERATURE RATING |  | HAZARD CLASS |  | CERTIFICATION/STANDARD |  | ADDITIONAL FEATURES | COLOUR:ORANGE | [57 empty] | PRODUCTION COMPLETED
STP_009 - Lot4 | Data Enrichment | SZM | OK | 2023-07-21 | 7/28/2023 |  | 1278012 | 1278012 | EA | COUPLING;STD,2 IN,MP507 PXP |  |  | COUPLING;TYPE:STANDARD,SIZE:2 IN,ADDITIONAL FEATURES EN:MP507 PXP,MNFR:01)MIMS,PTNO:01)150992 | EN_01)STANDARD,EN_01)2 IN,01)MP507 PXP,01)MIMS,01)150992 |  |  | MIMS | MIMS | 150992 | Motion Pro |  | MP507 |  |  | https://www.indianpartsnation.com/oemcatalogs/p/all/aftermarket_off_road-fuel_air-fuel_lines/5498a5f5db04c80d14de3dd4/fuel-system-quick-disconnect-coupling | [10 empty] | ENRICHED | 31163000 | COUPLING | QUICK CONNECT | TYPE | STANDARD | NOMINAL SIZE | 2 IN | END CONNECTION | PRESS X PRESS | MATERIAL |  | LENGTH |  | PRESSURE RATING |  | TEMPERATURE RATING |  | HAZARD CLASS |  | CERTIFICATION/STANDARD |  | ADDITIONAL FEATURES | [54 empty] | PRODUCTION COMPLETED
STP_009 - Lot4 | Data Enrichment | SZM | OK | 2023-07-21 | 7/28/2023 |  | 1277558 | 1277558 | EA | COUPLING;V PRESS SLIP,1 IN |  |  | COUPLING;TYPE:V PRESS SLIP,SIZE:1 IN,MNFR:01)MIMS,PTNO:01)MFP5080033000001 | EN_01)V PRESS SLIP,EN_01)1 IN,01)MIMS,01)MFP5080033000001 |  |  | MIMS | MIMS | MFP5080033000001 | [5 empty] | URL NOT FOUND | [10 empty] | CLEANSED | 31163000 | COUPLING | NO MODIFIER | TYPE | SLIP,V | SIZE | 1 IN | MATERIAL |  | CONNECTION TYPE | PRESS | TEMPERATURE RATING |  | HAZARD CLASS |  | CERTIFICATION/STANDARD |  | ADDITIONAL FEATURES | [58 empty] | PRODUCTION COMPLETED
STP_009 - Lot4 | Data Enrichment | SZM | OK | 2023-07-21 | 7/28/2023 |  | 1386437 | 1386437 | EA | COUPLING,PIPE;2 IN BSP |  |  | COUPLING,PIPE;END CONNECTION:2 IN BSP,MATERIAL:STAINLESS STEEL 316,MNFR:01)BUTLER,PTNO:01)SSS50 | EN_01)2 IN BSP,STAINLESS STEEL 316,01)BUTLER,01)SSS50 |  |  | BUTLER | BUTLER | SSS50 | [5 empty] | http://www.waterequip.com.au/uploads/3/7/8/3/37830501/waterequip_catalogue_january_2016.pdf | [10 empty] | ENRICHED | 40172607 | COUPLING | PIPE | TYPE | SOCKET | NOMINAL SIZE |  | END CONNECTION | 2 IN BSP | PRESSURE RATING |  | MATERIAL | 316 STAINLESS STEEL | MATERIAL SPECIFICATION |  | COATING/FINISH |  | TEMPERATURE RATING |  | HAZARD CLASS |  | CERTIFICATION/STANDARD |  | ADDITIONAL FEATURES | [52 empty] | PRODUCTION COMPLETED
STP_009 - Lot4 | Data Enrichment | SZM | OK | 2023-07-21 | 7/28/2023 |  | 1276531 | 1276531 | EA | COUPLING,PIPE;A,NOM 25 MM,BSP |  |  | COUPLING,PIPE;TYPE:A,NOMINAL SIZE:25 MM,END CONNECTION:BSP,MATERIAL:STAINLESS STEEL,MNFR:01)MIMS,PTNO:01)21-181-016 | EN_01)A,25 MM,EN_01)BSP,STAINLESS STEEL,01)MIMS,01)21-181-016 |  |  | MIMS | MIMS | 21-181-016 | POWELL INDUSTRIAL |  |  |  |  | https://attachments.powellindustrial.com.au/products/files/21-008[3724].pdf?r=1626706216 | [10 empty] | ENRICHED | 40172607 | COUPLING | PIPE | TYPE | A CLAW | NOMINAL SIZE | 25 MM | END CONNECTION | MALE BSPT | PRESSURE RATING | 500 PSI | MATERIAL | 316 STAINLESS STEEL | MATERIAL SPECIFICATION |  | COATING/FINISH |  | TEMPERATURE RATING | -29 TO 71 DEG C | HAZARD CLASS |  | CERTIFICATION/STANDARD |  | ADDITIONAL FEATURES | [52 empty] | PRODUCTION COMPLETED
STP_009 - Lot4 | Data Enrichment | SZM | OK | 2023-07-21 | 7/28/2023 |  | 1386509 | 1386509 | EA | COUPLING,PIPE;A,NOM 3/4 IN,14 FBSP |  |  | COUPLING,PIPE;TYPE:A,NOMINAL SIZE:3/4 IN,END CONNECTION:14 FBSP,MNFR:01)BUTLER AGENCIES PTY LTD,PTNO:01)3/4 MIN FI | EN_01)A,3/4 IN,EN_01)14 FBSP,01)BUTLER AGENCIES PTY LTD,01)3/4 MIN FI |  |  | BUTLER AGENCIES PTY LTD | BUTLER AGENCIES PTY LTD | 3/4 MIN FI | [5 empty] | URL NOT FOUND | [10 empty] | CLEANSED | 40172600 | COUPLING | PIPE | TYPE | A | NOMINAL SIZE | 3/4 IN | END CONNECTION | 14 FBSP | PRESSURE RATING |  | MATERIAL |  | MATERIAL SPECIFICATION |  | COATING/FINISH |  | TEMPERATURE RATING |  | HAZARD CLASS |  | CERTIFICATION/STANDARD |  | ADDITIONAL FEATURES | [52 empty] | PRODUCTION COMPLETED
STP_009 - Lot4 | Data Enrichment | SZM | OK | 2023-07-21 | 7/28/2023 |  | 1385759 | 1385759 | EA | COUPLING,PIPE;E 450 |  |  | COUPLING,PIPE;ADDITIONAL FEATURES EN:E 450,MNFR:01)ALFAGOMMA AUSTRALIA PTY LTD,PTNO:01)BUYOUT-M5XX | 01)E 450,01)ALFAGOMMA AUSTRALIA PTY LTD,01)BUYOUT-M5XX |  |  | ALFAGOMMA AUSTRALIA PTY LTD | ALFAGOMMA AUSTRALIA PTY LTD | BUYOUT-M5XX | [5 empty] | URL NOT FOUND | [10 empty] | CLEANSED | 40172600 | COUPLING | PIPE | TYPE |  | NOMINAL SIZE |  | END CONNECTION |  | PRESSURE RATING |  | MATERIAL |  | MATERIAL SPECIFICATION |  | COATING/FINISH |  | TEMPERATURE RATING |  | HAZARD CLASS |  | CERTIFICATION/STANDARD |  | ADDITIONAL FEATURES | E 450 | [51 empty] | PRODUCTION COMPLETED
STP_009 - Lot4 | Data Enrichment | SZM | OK | 2023-07-21 | 7/28/2023 |  | 1386400 | 1386400 | EA | COUPLING,PIPE;FLEX E |  |  | COUPLING,PIPE;TYPE:FLEX E,ADDITIONAL FEATURES EN:PARTS, REFERENCE NO: 450,MNFR:01)NORMAFLEX,PTNO:01)BUYOUT-M5XX | EN_01)FLEX E,01)PARTS, REFERENCE NO: 450,01)NORMAFLEX,01)BUYOUT-M5XX |  |  | NORMAFLEX | NORMAFLEX | BUYOUT-M5XX | [5 empty] | URL NOT FOUND | [10 empty] | CLEANSED | 40172600 | COUPLING | PIPE | TYPE | FLEX E | NOMINAL SIZE |  | END CONNECTION |  | PRESSURE RATING |  | MATERIAL |  | MATERIAL SPECIFICATION |  | COATING/FINISH |  | TEMPERATURE RATING |  | HAZARD CLASS |  | CERTIFICATION/STANDARD |  | ADDITIONAL FEATURES | PARTS,REF:450 | [51 empty] | PRODUCTION COMPLETED
STP_009 - Lot4 | Data Enrichment | SZM | OK | 2023-07-21 | 7/28/2023 |  | 1385726 | 1385726 | EA | COUPLING,PIPE;NOM 1 IN,11 BSP |  |  | COUPLING,PIPE;NOMINAL SIZE:1 IN,END CONNECTION:11 BSP,MNFR:01)BUTLER AGENCIES PTY LTD,PTNO:01)1 MIN MI | 1 IN,EN_01)11 BSP,01)BUTLER AGENCIES PTY LTD,01)1 MIN MI |  |  | BUTLER AGENCIES PTY LTD | BUTLER AGENCIES PTY LTD | 1 MIN MI | [5 empty] | URL NOT FOUND | [10 empty] | CLEANSED | 40172600 | COUPLING | PIPE | TYPE |  | NOMINAL SIZE | 1 IN | END CONNECTION | 11 BSP | PRESSURE RATING |  | MATERIAL |  | MATERIAL SPECIFICATION |  | COATING/FINISH |  | TEMPERATURE RATING |  | HAZARD CLASS |  | CERTIFICATION/STANDARD |  | ADDITIONAL FEATURES | [52 empty] | PRODUCTION COMPLETED
STP_009 - Lot4 | Data Enrichment | SZM | OK | 2023-07-21 | 7/28/2023 |  | 1385688 | 1385688 | EA | COUPLING,PIPE;NOM 1 IN,BSP,RND |  |  | COUPLING,PIPE;NOMINAL SIZE:1 IN,END CONNECTION:BSP,MATERIAL:STAINLESS STEEL,ADDITIONAL FEATURES EN:ROUND,MNFR:01)BUTLER AGENCIES PTY LTD,PTNO:01)SSS25 | 1 IN,EN_01)BSP,STAINLESS STEEL,01)ROUND,01)BUTLER AGENCIES PTY LTD,01)SSS25 |  |  | BUTLER AGENCIES PTY LTD | BUTLER AGENCIES PTY LTD | SSS25 | [5 empty] | http://www.waterequip.com.au/uploads/3/7/8/3/37830501/waterequip_catalogue_january_2016.pdf | [10 empty] | ENRICHED | 40172607 | COUPLING | PIPE | TYPE | ROUND SOCKET | NOMINAL SIZE | 1 IN | END CONNECTION | BSP | PRESSURE RATING |  | MATERIAL | 316 STAINLESS STEEL | MATERIAL SPECIFICATION |  | COATING/FINISH |  | TEMPERATURE RATING |  | HAZARD CLASS |  | CERTIFICATION/STANDARD |  | ADDITIONAL FEATURES | [52 empty] | PRODUCTION COMPLETED
STP_009 - Lot4 | Data Enrichment | SZM | OK | 2023-07-21 | 7/28/2023 |  | 1385846 | 1385846 | EA | COUPLING,PIPE;NOM 1/2 IN,14 FBSP,RND |  |  | COUPLING,PIPE;NOMINAL SIZE:1/2 IN,END CONNECTION:14 FBSP,MATERIAL:STAINLESS STEEL,ADDITIONAL FEATURES EN:ROUND,MNFR:01)BUTLER AGENCIES PTY LTD,PTNO:01)SSS15 | 1/2 IN,EN_01)14 FBSP,STAINLESS STEEL,01)ROUND,01)BUTLER AGENCIES PTY LTD,01)SSS15 |  |  | BUTLER AGENCIES PTY LTD | BUTLER AGENCIES PTY LTD | SSS15 | [5 empty] | http://www.waterequip.com.au/uploads/3/7/8/3/37830501/waterequip_catalogue_january_2016.pdf | [10 empty] | ENRICHED | 40172607 | COUPLING | PIPE | TYPE | ROUND SOCKET | NOMINAL SIZE | 1/2 IN | END CONNECTION | 14 FBSP | PRESSURE RATING |  | MATERIAL | 316 STAINLESS STEEL | MATERIAL SPECIFICATION |  | COATING/FINISH |  | TEMPERATURE RATING |  | HAZARD CLASS |  | CERTIFICATION/STANDARD |  | ADDITIONAL FEATURES | [52 empty] | PRODUCTION COMPLETED
STP_009 - Lot4 | Data Enrichment | SZM | OK | 2023-07-21 | 7/28/2023 |  | 1386325 | 1386325 | EA | COUPLING,PIPE;NOM 100 MM,VICTAULIC |  |  | COUPLING,PIPE;NOMINAL SIZE:100 MM,END CONNECTION:VICTAULIC,ADDITIONAL FEATURES EN:4 IN, STYLE 005,MNFR:01)MIMS,PTNO:01) C00050114000003 | 100 MM,EN_01)VICTAULIC,01)4 IN, STYLE 005,01)MIMS,01)C00050114000003 |  |  | MIMS | MIMS | C00050114000003 |  | VICTAULIC |  |  |  | URL NOT FOUND | [10 empty] | CLEANSED | 40172600 | COUPLING | PIPE | TYPE |  | NOMINAL SIZE | 100 MM | END CONNECTION |  | PRESSURE RATING |  | MATERIAL |  | MATERIAL SPECIFICATION |  | COATING/FINISH |  | TEMPERATURE RATING |  | HAZARD CLASS |  | CERTIFICATION/STANDARD |  | ADDITIONAL FEATURES | STYLE 005 | [51 empty] | PRODUCTION COMPLETED
STP_009 - Lot4 | Data Enrichment | SZM | OK | 2023-07-21 | 7/28/2023 | URL for Reference only | 1386429 | 1386429 | EA | COUPLING,PIPE;NOM 1-1/4 IN,BRASS |  |  | COUPLING,PIPE;NOMINAL SIZE:1-1/4 IN,END CONNECTION:11 BSP X FEMALE POT,MATERIAL:BRASS,MNFR:01)BURTEC,PTNO:01)0503-2127 | 1-1/4 IN,EN_01)11 BSP X FEMALE POT,BRASS,01)BURTEC,01)0503-2127 |  |  | BURTEC | BURTEC | 0503-2127 | [5 empty] | https://www.burwell.com.au/assets/volumes/downloads/PRODUCT-GUIDE-2020_OCTOBER.pdf | [10 empty] | CLEANSED | 40172601 | COUPLING | PIPE | TYPE |  | NOMINAL SIZE | 1-1/4 IN | END CONNECTION | 11 BSP X FEMALE POT | PRESSURE RATING |  | MATERIAL | BRASS | MATERIAL SPECIFICATION |  | COATING/FINISH |  | TEMPERATURE RATING |  | HAZARD CLASS |  | CERTIFICATION/STANDARD |  | ADDITIONAL FEATURES | [52 empty] | PRODUCTION COMPLETED
STP_009 - Lot4 | Data Enrichment | SZM | OK | 2023-07-21 | 7/28/2023 | URL for Reference only | 1385954 | 1385954 | EA | COUPLING,PIPE;NOM 1-1/4 IN,BRASS |  |  | COUPLING,PIPE;NOMINAL SIZE:1-1/4 IN,END CONNECTION:11 BSP X FEMALE POT,MATERIAL:BRASS,ADDITIONAL FEATURES EN:QUOTE NO. TV3529, MNFR:01)BURWELL TECHNOLOGIES P/L,PTNO:01)0503-2127 | 1-1/4 IN,EN_01)11 BSP X FEMALE POT,BRASS,01)QUOTE NO. TV3529,01)BURWELL TECHNOLOGIES P/L,01)0503-2127 |  |  | BURWELL TECHNOLOGIES P/L | BURWELL TECHNOLOGIES P/L | 0503-2127 | [5 empty] | https://www.burwell.com.au/assets/volumes/downloads/PRODUCT-GUIDE-2020_OCTOBER.pdf | [10 empty] | CLEANSED | 40172601 | COUPLING | PIPE | TYPE |  | NOMINAL SIZE | 1-1/4 IN | END CONNECTION | 11 BSP X FEMALE POT | PRESSURE RATING |  | MATERIAL | BRASS | MATERIAL SPECIFICATION |  | COATING/FINISH |  | TEMPERATURE RATING |  | HAZARD CLASS |  | CERTIFICATION/STANDARD |  | ADDITIONAL FEATURES | QUOTE NUMBER:TV3529 | [51 empty] | PRODUCTION COMPLETED
STP_009 - Lot4 | Data Enrichment | SZM | OK | 2023-07-21 | 7/28/2023 |  | 1386497 | 1386497 | EA | COUPLING,PIPE;NOM 110 MM,ELECTROFUSION |  |  | COUPLING,PIPE;NOMINAL SIZE:110 MM,END CONNECTION:ELECTROFUSION,MNFR:01)BUTLER AGENCIES PTY LTD,PTNO:01)9010-110 | 110 MM,EN_01)ELECTROFUSION,01)BUTLER AGENCIES PTY LTD,01)9010-110 |  |  | BUTLER AGENCIES PTY LTD | BUTLER AGENCIES PTY LTD | 9010-110 | [5 empty] | URL NOT FOUND | [10 empty] | CLEANSED | 40172600 | COUPLING | PIPE | TYPE |  | NOMINAL SIZE | 110 MM | END CONNECTION | ELECTROFUSION | PRESSURE RATING |  | MATERIAL |  | MATERIAL SPECIFICATION |  | COATING/FINISH |  | TEMPERATURE RATING |  | HAZARD CLASS |  | CERTIFICATION/STANDARD |  | ADDITIONAL FEATURES | [52 empty] | PRODUCTION COMPLETED
STP_009 - Lot4 | Data Enrichment | SZM | OK | 2023-07-21 | 7/28/2023 |  | 1385695 | 1385695 | EA | COUPLING,PIPE;NOM 160 MM,ELECTROFUSION |  |  | COUPLING,PIPE;NOMINAL SIZE:160 MM,END CONNECTION:ELECTROFUSION,MNFR:01)BUTLER AGENCIES PTY LTD,PTNO:01)9010-160 | 160 MM,EN_01)ELECTROFUSION,01)BUTLER AGENCIES PTY LTD,01)9010-160 |  |  | BUTLER AGENCIES PTY LTD | BUTLER AGENCIES PTY LTD | 9010-160 | [5 empty] | URL NOT FOUND | [10 empty] | CLEANSED | 40172600 | COUPLING | PIPE | TYPE |  | NOMINAL SIZE | 160 MM | END CONNECTION | ELECTROFUSION | PRESSURE RATING |  | MATERIAL |  | MATERIAL SPECIFICATION |  | COATING/FINISH |  | TEMPERATURE RATING |  | HAZARD CLASS |  | CERTIFICATION/STANDARD |  | ADDITIONAL FEATURES | [52 empty] | PRODUCTION COMPLETED
STP_009 - Lot4 | Data Enrichment | SZM | OK | 2023-07-21 | 7/28/2023 |  | 1385924 | 1385924 | EA | COUPLING,PIPE;NOM 180 MM,ELECTROFUSION |  |  | COUPLING,PIPE;NOMINAL SIZE:180 MM,END CONNECTION:ELECTROFUSION,MNFR:01)BUTLER AGENCIES PTY LTD,PTNO:01)9010-180MM | 180 MM,EN_01)ELECTROFUSION,01)BUTLER AGENCIES PTY LTD,01)9010-180MM |  |  | BUTLER AGENCIES PTY LTD | BUTLER AGENCIES PTY LTD | 9010-180MM | [5 empty] | URL NOT FOUND | [10 empty] | CLEANSED | 40172600 | COUPLING | PIPE | TYPE |  | NOMINAL SIZE | 180 MM | END CONNECTION | ELECTROFUSION | PRESSURE RATING |  | MATERIAL |  | MATERIAL SPECIFICATION |  | COATING/FINISH |  | TEMPERATURE RATING |  | HAZARD CLASS |  | CERTIFICATION/STANDARD |  | ADDITIONAL FEATURES | [52 empty] | PRODUCTION COMPLETED
STP_009 - Lot4 | Data Enrichment | SZM | OK | 2023-07-21 | 7/28/2023 |  | 1385870 | 1385870 | EA | COUPLING,PIPE;NOM 200 MM,ELECTROFUSION |  |  | COUPLING,PIPE;NOMINAL SIZE:200 MM,END CONNECTION:ELECTROFUSION,MNFR:01)BUTLER,PTNO:01)9010-200 | 200 MM,EN_01)ELECTROFUSION,01)BUTLER,01)9010-200 |  |  | BUTLER | BUTLER | 9010-200 | [5 empty] | URL NOT FOUND | [10 empty] | CLEANSED | 40172600 | COUPLING | PIPE | TYPE |  | NOMINAL SIZE | 200 MM | END CONNECTION | ELECTROFUSION | PRESSURE RATING |  | MATERIAL |  | MATERIAL SPECIFICATION |  | COATING/FINISH |  | TEMPERATURE RATING |  | HAZARD CLASS |  | CERTIFICATION/STANDARD |  | ADDITIONAL FEATURES | [52 empty] | PRODUCTION COMPLETED
STP_009 - Lot4 | Data Enrichment | SZM | OK | 2023-07-21 | 7/28/2023 |  | 1386504 | 1386504 | EA | COUPLING,PIPE;NOM 200 MM,ELECTROFUSION |  |  | COUPLING,PIPE;NOMINAL SIZE:200 MM,END CONNECTION:ELECTROFUSION,ADDITIONAL FEATURES EN:QUOTE NO: QU22043,MNFR:01)BUTLER AGENCIES PTY LTD,PTNO:01)9010-200 | 200 MM,EN_01)ELECTROFUSION,01)QUOTE NO: QU22043,01)BUTLER AGENCIES PTY LTD,01)9010-200 |  |  | BUTLER AGENCIES PTY LTD | BUTLER AGENCIES PTY LTD | 9010-200 | [5 empty] | URL NOT FOUND | [10 empty] | CLEANSED | 40172600 | COUPLING | PIPE | TYPE |  | NOMINAL SIZE | 200 MM | END CONNECTION | ELECTROFUSION | PRESSURE RATING |  | MATERIAL |  | MATERIAL SPECIFICATION |  | COATING/FINISH |  | TEMPERATURE RATING |  | HAZARD CLASS |  | CERTIFICATION/STANDARD |  | ADDITIONAL FEATURES | QUOTE NO: QU22043 | [51 empty] | PRODUCTION COMPLETED
STP_009 - Lot4 | Data Enrichment | SZM | OK | 2023-07-21 | 7/28/2023 |  | 1385814 | 1385814 | EA | COUPLING,PIPE;NOM 225 MM,ELECTROFUSION |  |  | COUPLING,PIPE;NOMINAL SIZE:225 MM,END CONNECTION:ELECTROFUSION,MNFR:01)BUTLER AGENCIES PTY LTD,PTNO:01)9010-225 | 225 MM,EN_01)ELECTROFUSION,01)BUTLER AGENCIES PTY LTD,01)9010-225 |  |  | BUTLER AGENCIES PTY LTD | BUTLER AGENCIES PTY LTD | 9010-225 | [5 empty] | URL NOT FOUND | [10 empty] | CLEANSED | 40172600 | COUPLING | PIPE | TYPE |  | NOMINAL SIZE | 225 MM | END CONNECTION | ELECTROFUSION | PRESSURE RATING |  | MATERIAL |  | MATERIAL SPECIFICATION |  | COATING/FINISH |  | TEMPERATURE RATING |  | HAZARD CLASS |  | CERTIFICATION/STANDARD |  | ADDITIONAL FEATURES | [52 empty] | PRODUCTION COMPLETED
STP_009 - Lot4 | Data Enrichment | SZM | OK | 2023-07-21 | 7/28/2023 |  | 1386485 | 1386485 | EA | COUPLING,PIPE;NOM 250 MM,ELECTROFUSION |  |  | COUPLING,PIPE;NOMINAL SIZE:250 MM,END CONNECTION:ELECTROFUSION,MNFR:01)BUTLER,PTNO:01)9010-250 | 250 MM,EN_01)ELECTROFUSION,01)BUTLER,01)9010-250 |  |  | BUTLER | BUTLER | 9010-250 | [5 empty] | URL NOT FOUND | [10 empty] | CLEANSED | 40172600 | COUPLING | PIPE | TYPE |  | NOMINAL SIZE | 250 MM | END CONNECTION | ELECTROFUSION | PRESSURE RATING |  | MATERIAL |  | MATERIAL SPECIFICATION |  | COATING/FINISH |  | TEMPERATURE RATING |  | HAZARD CLASS |  | CERTIFICATION/STANDARD |  | ADDITIONAL FEATURES | [52 empty] | PRODUCTION COMPLETED
STP_009 - Lot4 | Data Enrichment | SZM | OK | 2023-07-21 | 7/28/2023 |  | 1385694 | 1385694 | EA | COUPLING,PIPE;NOM 315 MM,ELECTROFUSION |  |  | COUPLING,PIPE;NOMINAL SIZE:315 MM,END CONNECTION:ELECTROFUSION,MNFR:01)BUTLER AGENCIES PTY LTD,PTNO:01)9010-315 | 315 MM,EN_01)ELECTROFUSION,01)BUTLER AGENCIES PTY LTD,01)9010-315 |  |  | BUTLER AGENCIES PTY LTD | BUTLER AGENCIES PTY LTD | 9010-315 | [5 empty] | URL NOT FOUND | [10 empty] | CLEANSED | 40172600 | COUPLING | PIPE | TYPE |  | NOMINAL SIZE | 315 MM | END CONNECTION | ELECTROFUSION | PRESSURE RATING |  | MATERIAL |  | MATERIAL SPECIFICATION |  | COATING/FINISH |  | TEMPERATURE RATING |  | HAZARD CLASS |  | CERTIFICATION/STANDARD |  | ADDITIONAL FEATURES | [52 empty] | PRODUCTION COMPLETED
STP_009 - Lot4 | Data Enrichment | SZM | OK | 2023-07-21 | 7/28/2023 |  | 1386546 | 1386546 | EA | COUPLING,PIPE;NOM 50 MM,BSP |  |  | COUPLING,PIPE;NOMINAL SIZE:50 MM,END CONNECTION:BSP,MATERIAL:STAINLESS STEEL T316,MNFR:01)MIDWAY,PTNO:01)BSPSO050 | 50 MM,EN_01)BSP,STAINLESS STEEL T316,01)MIDWAY,01)BSPSO050 |  |  | MIDWAY | MIDWAY | BSPSO050 | [5 empty] | URL NOT FOUND | [10 empty] | CLEANSED | 40172607 | COUPLING | PIPE | TYPE |  | NOMINAL SIZE | 50 MM | END CONNECTION | BSP | PRESSURE RATING |  | MATERIAL | T316 STAINLESS STEEL | MATERIAL SPECIFICATION |  | COATING/FINISH |  | TEMPERATURE RATING |  | HAZARD CLASS |  | CERTIFICATION/STANDARD |  | ADDITIONAL FEATURES | [52 empty] | PRODUCTION COMPLETED
STP_009 - Lot4 | Data Enrichment | SZM | OK | 2023-07-21 | 7/28/2023 |  | 1385937 | 1385937 | EA | COUPLING,PIPE;NOM 63 MM,ELECTROFUSION |  |  | COUPLING,PIPE;NOMINAL SIZE:63 MM,END CONNECTION:ELECTROFUSION,MNFR:01)BUTLER,PTNO:01)9010-63 | 63 MM,EN_01)ELECTROFUSION,01)BUTLER,01)9010-63 |  |  | BUTLER | BUTLER | 9010-63 | [5 empty] | URL NOT FOUND | [10 empty] | CLEANSED | 40172600 | COUPLING | PIPE | TYPE |  | NOMINAL SIZE | 63 MM | END CONNECTION | ELECTROFUSION | PRESSURE RATING |  | MATERIAL |  | MATERIAL SPECIFICATION |  | COATING/FINISH |  | TEMPERATURE RATING |  | HAZARD CLASS |  | CERTIFICATION/STANDARD |  | ADDITIONAL FEATURES | [52 empty] | PRODUCTION COMPLETED
STP_009 - Lot4 | Data Enrichment | SZM | OK | 2023-07-21 | 7/28/2023 |  | 1385653 | 1385653 | EA | COUPLING,PIPE;NOM 8 IN,VICTAULIC,STEEL |  |  | COUPLING,PIPE;NOMINAL SIZE:8 IN,END CONNECTION:VICTAULIC,MATERIAL:STEEL,ADDITIONAL FEATURES EN:200 MM, STYLE 85, G,MNFR:01)MIMS, PTNO:01)CSC850219000006 | 8 IN,EN_01)VICTAULIC,STEEL,01)200 MM, STYLE 85, G,01)MIMS,01)CSC850219000006 |  |  | MIMS | MIMS | CSC850219000006 |  | VICTAULIC |  |  |  | URL NOT FOUND | [10 empty] | CLEANSED | 40172600 | COUPLING | PIPE | TYPE |  | NOMINAL SIZE | 200 MM | END CONNECTION |  | PRESSURE RATING |  | MATERIAL | STEEL | MATERIAL SPECIFICATION |  | COATING/FINISH |  | TEMPERATURE RATING |  | HAZARD CLASS |  | CERTIFICATION/STANDARD |  | ADDITIONAL FEATURES | G,STYLE 85 | [51 empty] | PRODUCTION COMPLETED
STP_009 - Lot4 | Data Enrichment | SZM | OK | 2023-07-21 | 7/28/2023 |  | 1385813 | 1385813 | EA | COUPLING,PIPE;NOM NB 50,BSP |  |  | COUPLING,PIPE;NOMINAL SIZE:NB 50,END CONNECTION:BSP,MATERIAL:STAINLESS STEEL T316,ADDITIONAL FEATURES EN:SOCKET QUOTE REFERS 370, 283,MNFR:01)MIDWAY METALS PTY LTD,PTNO:01)BSPSO050 | NB 50,EN_01)BSP,STAINLESS STEEL T316,01)SOCKET QUOTE REFERS 370,283,01)MIDWAY METALS PTY LTD,01)BSPSO050 |  |  | MIDWAY METALS PTY LTD | MIDWAY METALS PTY LTD | BSPSO050 | [5 empty] | URL NOT FOUND | [10 empty] | CLEANSED | 40172607 | COUPLING | PIPE | TYPE |  | NOMINAL SIZE | NB 50 | END CONNECTION | BSP | PRESSURE RATING |  | MATERIAL | T316 STAINLESS STEEL | MATERIAL SPECIFICATION |  | COATING/FINISH |  | TEMPERATURE RATING |  | HAZARD CLASS |  | CERTIFICATION/STANDARD |  | ADDITIONAL FEATURES | SOCKET QUOTE REFERS 370,283 | [51 empty] | PRODUCTION COMPLETED
STP_009 - Lot4 | Data Enrichment | SZM | OK | 2023-07-21 | 7/28/2023 |  | 1230928 | 1230928 | EA | COUPLING,PIPE;NOM NB 50,STEEL,GALVANIZED |  |  | COUPLING,PIPE;NOMINAL SIZE:NB 50,END CONNECTION:VICTAULIC SHOULDERED,MATERIAL:STEEL,COATING/FINISH:GALVANIZED,ADDITIONAL FEATURES EN:STD.DUTY 2-PART, C/W EPDM RUBBER GASKET,MNFR:01)MIMS,PTNO:01)CSC850060000005 | NB 50,EN_01)VICTAULIC SHOULDERED,STEEL,GALVANIZED,01)STD.DUTY 2-PART, C/W EPDM R,01)MIMS,01)CSC850060000005 |  |  | MIMS | MIMS | CSC850060000005 |  | VICTAULIC |  |  |  | URL NOT FOUND | [10 empty] | CLEANSED | 40172600 | COUPLING | PIPE | TYPE | SHOULDERED | NOMINAL SIZE | NB 50 | END CONNECTION |  | PRESSURE RATING |  | MATERIAL | STEEL | MATERIAL SPECIFICATION |  | COATING/FINISH | GALVANIZED | TEMPERATURE RATING |  | HAZARD CLASS |  | CERTIFICATION/STANDARD |  | ADDITIONAL FEATURES | C/W EPDM RUBBER GASKET,STANDARD DUTY 2-PART | [51 empty] | PRODUCTION COMPLETED
STP_009 - Lot4 | Data Enrichment | SZM | OK | 2023-07-21 | 7/28/2023 |  | 1386121 | 1386121 | EA | COUPLING,PIPE;QCK,NOM 3/8 IN,18 FNPT |  |  | COUPLING,PIPE;TYPE:QUICK,NOMINAL SIZE:3/8 IN,END CONNECTION:18 FNPT,MNFR:01)RME,PTNO:01)03B1855 | EN_01)QUICK,3/8 IN,EN_01)18 FNPT,01)RME,01)03B1855 |  |  | RME | RME | 03B1855 | [5 empty] | URL NOT FOUND | [10 empty] | CLEANSED | 40172600 | COUPLING | QUICK CONNECT | TYPE | PIPE | NOMINAL SIZE | 3/8 IN | END CONNECTION | 18 FNPT | MATERIAL |  | LENGTH |  | PRESSURE RATING |  | TEMPERATURE RATING |  | HAZARD CLASS |  | CERTIFICATION/STANDARD |  | ADDITIONAL FEATURES | [54 empty] | PRODUCTION COMPLETED
STP_009 - Lot4 | Data Enrichment | SZM | OK | 2023-07-21 | 7/28/2023 |  | 1385724 | 1385724 | EA | COUPLING,PIPE;RND,NOM 3/8 IN,19 BSP |  |  | COUPLING,PIPE;TYPE:ROUND,NOMINAL SIZE:3/8 IN,END CONNECTION:19 BSP,MATERIAL:STAINLESS STEEL,MNFR:01)BUTLER AGENCIES PTY LTD,PTNO: 01)SSS10 | EN_01)ROUND,3/8 IN,EN_01)19 BSP,STAINLESS STEEL,01)BUTLER AGENCIES PTY LTD,01)SSS10 |  |  | BUTLER AGENCIES PTY LTD | BUTLER AGENCIES PTY LTD | SSS10 | [5 empty] | http://www.waterequip.com.au/uploads/3/7/8/3/37830501/waterequip_catalogue_january_2016.pdf | [10 empty] | ENRICHED | 40172607 | COUPLING | PIPE | TYPE | ROUND SOCKET | NOMINAL SIZE | 3/8 IN | END CONNECTION | 19 BSP | PRESSURE RATING |  | MATERIAL | 316 STAINLESS STEEL | MATERIAL SPECIFICATION |  | COATING/FINISH |  | TEMPERATURE RATING |  | HAZARD CLASS |  | CERTIFICATION/STANDARD |  | ADDITIONAL FEATURES | [52 empty] | PRODUCTION COMPLETED
STP_009 - Lot4 | Data Enrichment | SZM | OK | 2023-07-21 | 7/28/2023 |  | 1386313 | 1386313 | EA | COUPLING,PIPE;SLIP ON,VICTAULIC |  |  | COUPLING,PIPE;TYPE:SLIP ON,END CONNECTION:VICTAULIC,MATERIAL:STAINLESS STEEL 316,ADDITIONAL FEATURES EN:REFERENCE NO: P508,MNFR: 01)MIMS,PTNO:01)FP5080033000001 | EN_01)SLIP ON,EN_01)VICTAULIC,STAINLESS STEEL 316,01)REFERENCE NO: P508,01)MIMS,01)FP5080033000001 |  |  | MIMS | VICTAULIC | P508 |  | MIMS | FP5080033000001 |  |  | https://www.victaulic.com/products/style-p508-vic-press-slip-coupling-for-type-316-sch-10s/ | [10 empty] | ENRICHED | 40172607 | COUPLING | PIPE | TYPE | SLIP ON | NOMINAL SIZE | 1/2 TO 2 IN | END CONNECTION |  | PRESSURE RATING | 500 PSI | MATERIAL | 316 STAINLESS STEEL | MATERIAL SPECIFICATION | ASME,ANSI CLASS 150 | COATING/FINISH |  | TEMPERATURE RATING |  | HAZARD CLASS |  | CERTIFICATION/STANDARD |  | ADDITIONAL FEATURES | [52 empty] | PRODUCTION COMPLETED
STP_009 - Lot4 | Data Enrichment | SZM | OK | 2023-07-21 | 7/28/2023 |  | 1354729 | 1354729 | EA | COUPLING,PIPE;THREADED SOCKET,POLY |  |  | COUPLING,PIPE;TYPE:THREADED SOCKET,NOMINAL SIZE:2-1/2 IN,MATERIAL:POLY,MNFR:01)BUTLER,PTNO:01)SUND10/5017 | EN_01)THREADED SOCKET,2-1/2 IN,POLY,01)BUTLER,01)SUND10/5017 |  |  | BUTLER | BUTLER | SUND10/5017 | [5 empty] | URL NOT FOUND | [10 empty] | CLEANSED | 40172608 | COUPLING | PIPE | TYPE | SOCKET | NOMINAL SIZE | 2-1/2 IN | END CONNECTION | THREADED | PRESSURE RATING |  | MATERIAL | POLY | MATERIAL SPECIFICATION |  | COATING/FINISH |  | TEMPERATURE RATING |  | HAZARD CLASS |  | CERTIFICATION/STANDARD |  | ADDITIONAL FEATURES | [52 empty] | PRODUCTION COMPLETED
STP_009 - Lot4 | Data Enrichment | SZM | OK | 2023-07-21 | 7/28/2023 |  | 1386507 | 1386507 | EA | COUPLING,PIPE;TWO CLAW,NOM 2 IN,11 BSP |  |  | COUPLING,PIPE;TYPE:TWO CLAW,NOMINAL SIZE:2 IN,END CONNECTION:11 BSP,ADDITIONAL FEATURES EN:SURELOCK MINSUPS FITTED QUOTE-TV2526, MNFR:01)BURWELL TECHNOLOGIES,PTNO:01)0601-0132 | EN_01)TWO CLAW,2 IN,EN_01)11 BSP,01)SURELOCK MINSUPS FITTED QUO,01)BURWELL TECHNOLOGIES,01)0601-0132 |  |  | BURWELL TECHNOLOGIES | BURWELL TECHNOLOGIES | 0601-0132 | [5 empty] | https://www.burwell.com.au/assets/volumes/downloads/PRODUCT-GUIDE-2020_OCTOBER.pdf | [10 empty] | ENRICHED | 40141734 | COUPLING | HOSE | TYPE | TWO CLAW | NOMINAL SIZE | 2 IN | LENGTH |  | END CONNECTION | 11 BSP MALE | PRESSURE RATING |  | MATERIAL |  | MATERIAL SPECIFICATION |  | COATING/FINISH |  | SCHEDULE/WALL THICKNESS |  | TEMPERATURE RATING |  | HAZARD CLASS |  | CERTIFICATION/STANDARD |  | ADDITIONAL FEATURES | SURELOCK MINSUPS FITTED QUOTE-TV2526 | [47 empty] | PRODUCTION COMPLETED
STP_009 - Lot4 | Data Enrichment | SZM | OK | 2023-07-21 | 7/28/2023 |  | 1318752 | 1318752 | EA | COUPLING,PIPE;VICTAULIC,150,MIMS |  |  | COUPLING,PIPE;END CONNECTION:VICTAULIC,COATING/FINISH:FIXINGS/HOUSING GALVANIZED HOT DIP,ADDITIONAL FEATURES EN:STYLE 177N,SUIT 168.3ODROLL GROOVED PIPE, EHP GASKET, PIPE SIZE: DN,150,MNFR:01)MIMS,PTNO:01)C177N0168000002 | 01)MIMS,01)C177N0168000002 |  |  | MIMS | MIMS | C177N0168000002 |  | VICTAULIC |  |  |  | URL NOT FOUND | [10 empty] | CLEANSED | 40172600 | COUPLING | PIPE | TYPE |  | NOMINAL SIZE |  | END CONNECTION |  | PRESSURE RATING |  | MATERIAL |  | MATERIAL SPECIFICATION |  | COATING/FINISH | FIXINGS/HOUSING GALVANIZED HOT DIP | TEMPERATURE RATING |  | HAZARD CLASS |  | CERTIFICATION/STANDARD |  | ADDITIONAL FEATURES | C/W EHP GASKET,FOR SUIT 168.3ODROLL DN 150 GROOVED PIPE,STYLE 177N | [51 empty] | PRODUCTION COMPLETED
STP_009 - Lot4 | Data Enrichment | SZM | OK | 2023-07-21 | 7/28/2023 | Manufacturer Details (MPN) not available | 1287826 | 1287826 | EA | COUPLING,QCK CONCT;FEMALE,HNDST |  |  | COUPLING,QUICK CONNECT;END CONNECTION:FEMALE,ADDITIONAL FEATURES EN:HANDSET,MNFR:01)RME,PTNO:01)COUPLING | 01)RME,01)COUPLING,FEMALE,01)HANDSET |  |  | RME | RME | [6 empty] | URL NOT FOUND | [10 empty] | CLEANSED | 31163000 | COUPLING | QUICK CONNECT | TYPE |  | NOMINAL SIZE |  | END CONNECTION | FEMALE | MATERIAL |  | LENGTH |  | PRESSURE RATING |  | TEMPERATURE RATING |  | HAZARD CLASS |  | CERTIFICATION/STANDARD |  | ADDITIONAL FEATURES | HANDSET | [53 empty] | PRODUCTION COMPLETED
STP_009 - Lot4 | Data Enrichment | SZM | OK | 2023-07-21 | 7/28/2023 |  | 1319841 | 1319841 | EA | COUPLING,QCK CONCT;HALF |  |  | COUPLING,QUICK CONNECT;TYPE:HALF,END CONNECTION:CAMLOCK FEMALE X FBSP,MATERIAL:STAINLESS STEEL 316,MNFR:01)MIMS,PTNO:01)20-200- D300 | 01)MIMS,01)20-200-D300,HALF,CAMLOCK FEMALE X FBSP,STAINLESS STEEL 316 |  |  | MIMS | MIMS | 20-200-D300 | POWELL INDUSTRIAL |  |  |  |  | https://www.powellindustrial.com.au/libraries/resources/product-catalogues/Industrial-Catalogue-Price-List-2021-Unpriced.pdf | [10 empty] | ENRICHED | 31163000 | COUPLING | QUICK CONNECT | TYPE | HALF | NOMINAL SIZE | 3 IN | END CONNECTION | CAMLOCK FEMALE X FBSP | MATERIAL | 316 STAINLESS STEEL | LENGTH |  | PRESSURE RATING |  | TEMPERATURE RATING |  | HAZARD CLASS |  | CERTIFICATION/STANDARD |  | ADDITIONAL FEATURES | [54 empty] | PRODUCTION COMPLETED
STP_009 - Lot4 | Data Enrichment | SZM | OK | 2023-07-21 | 7/28/2023 |  | 1291900 | 1291900 | EA | COUPLING,QCK CONCT;HALF,NOM 4 IN,JACTECH |  |  | COUPLING,QUICK CONNECT;TYPE:HALF,NOMINAL SIZE:4 IN,ADDITIONAL FEATURES EN:SNAP (W. GASKET AND PIN),MNFR:01)JACTECH,PTNO:01)AOS- 0012 | 01)JACTECH,01)AOS-0012,HALF,4 IN,01)SNAP (W. GASKET AND PIN) |  |  | JACTECH | JACTECH | AOS-0012 | AUSCRETE PUMPING SYSTEM PTY LTD |  |  |  |  | http://www.auscrete.net/price_upload/Concrete%20Pumping%20Accesseries.pdf | [10 empty] | ENRICHED | 31163000 | COUPLING | QUICK CONNECT | TYPE | FORGED SNAP,HALF | NOMINAL SIZE | 4 IN | END CONNECTION |  | MATERIAL |  | LENGTH |  | PRESSURE RATING |  | TEMPERATURE RATING |  | HAZARD CLASS |  | CERTIFICATION/STANDARD |  | ADDITIONAL FEATURES | C/W GASKET AND PIN | [53 empty] | PRODUCTION COMPLETED
STP_009 - Lot4 | Data Enrichment | SZM | OK | 2023-07-21 | 7/28/2023 |  | 1277822 | 1277822 | EA | COUPLING,QCK CONCT;NIPPLE,NOM 3/8 IN |  |  | COUPLING,QUICK CONNECT;TYPE:NIPPLE,NOMINAL SIZE:3/8 IN,END CONNECTION:18 NPT,MNFR:01)RME,PTNO:01)03B2134 | 01)RME,01)03B2134,NIPPLE,3/8 IN,18 NPT |  |  | RME | RME | 03B2134 | [5 empty] | URL NOT FOUND | [10 empty] | CLEANSED | 31163000 | COUPLING | QUICK CONNECT | TYPE | NIPPLE | NOMINAL SIZE | 3/8 IN | END CONNECTION | 18 NPT | MATERIAL |  | LENGTH |  | PRESSURE RATING |  | TEMPERATURE RATING |  | HAZARD CLASS |  | CERTIFICATION/STANDARD |  | ADDITIONAL FEATURES | [54 empty] | PRODUCTION COMPLETED
STP_009 - Lot4 | Data Enrichment | SZM | OK | 2023-07-21 | 7/28/2023 |  | 1277796 | 1277796 | EA | COUPLING,QCK CONCT;NOM 1/4 X 9/16 IN |  |  | COUPLING,QUICK CONNECT;NOMINAL SIZE:1/4 X 9/16 IN,ADDITIONAL FEATURES EN:NIPPLE, UN,MNFR:01)RME,PTNO:01)03B0608 | 01)RME,01)03B0608,1/4 X 9/16 IN,01)NIPPLE, UN |  |  | RME | RME | 03B0608 | [5 empty] | URL NOT FOUND | [10 empty] | CLEANSED | 31163000 | COUPLING | QUICK CONNECT | TYPE | NIPPLE | NOMINAL SIZE | 1/4 X 9/16 IN | END CONNECTION |  | MATERIAL |  | LENGTH |  | PRESSURE RATING |  | TEMPERATURE RATING |  | HAZARD CLASS |  | CERTIFICATION/STANDARD |  | ADDITIONAL FEATURES | UN | [53 empty] | PRODUCTION COMPLETED
STP_009 - Lot4 | Data Enrichment | SZM | OK | 2023-07-21 | 7/28/2023 | URL for Reference only | 1277837 | 1277837 | EA | COUPLING,QCK CONCT;NOM 1/4 X 9/16 IN |  |  | COUPLING,QUICK CONNECT;NOMINAL SIZE:1/4 X 9/16 IN,END CONNECTION:FEMALE,MNFR:01)RME,PTNO:01)03B0609 | 01)RME,01)03B0609,1/4 X 9/16 IN,FEMALE |  |  | RME | RME | 03B0609 | [5 empty] | https://www.volza.com/p/couplings-or-coupling/import/import-in-india/coo-sweden/ | [10 empty] | CLEANSED | 31163000 | COUPLING | QUICK CONNECT | TYPE |  | NOMINAL SIZE | 1/4 X 9/16 IN | END CONNECTION | FEMALE | MATERIAL |  | LENGTH |  | PRESSURE RATING |  | TEMPERATURE RATING |  | HAZARD CLASS |  | CERTIFICATION/STANDARD |  | ADDITIONAL FEATURES | [54 empty] | PRODUCTION COMPLETED
STP_009 - Lot4 | Data Enrichment | SZM | OK | 2023-07-21 | 7/28/2023 | URL for Reference only | 1277782 | 1277782 | EA | COUPLING,QCK CONCT;NOM 1/4 X 9/16 IN |  |  | COUPLING,QUICK CONNECT;NOMINAL SIZE:1/4 X 9/16 IN,END CONNECTION:UNO FEMALE,MNFR:01)RUSSELL MINERAL EQUIPMENT P/L,PTNO:01)03B0609 | 01)RUSSELL MINERAL EQUIPMENT P,01)03B0609,1/4 X 9/16 IN,UNO FEMALE |  |  | RUSSELL MINERAL EQUIPMENT P/L | RUSSELL MINERAL EQUIPMENT P/L | 03B0609 | [5 empty] | https://www.volza.com/p/couplings-or-coupling/import/import-in-india/coo-sweden/ | [10 empty] | CLEANSED | 31163000 | COUPLING | QUICK CONNECT | TYPE |  | NOMINAL SIZE | 1/4 X 9/16 IN | END CONNECTION | UNO FEMALE | MATERIAL |  | LENGTH |  | PRESSURE RATING |  | TEMPERATURE RATING |  | HAZARD CLASS |  | CERTIFICATION/STANDARD |  | ADDITIONAL FEATURES | [54 empty] | PRODUCTION COMPLETED
STP_009 - Lot4 | Data Enrichment | SZM | OK | 2023-07-21 | 7/28/2023 |  | 1277781 | 1277781 | EA | COUPLING,QCK CONCT;NOM 3/8 IN,18 NPT |  |  | COUPLING,QUICK CONNECT;NOMINAL SIZE:3/8 IN,END CONNECTION:18 NPT,MNFR:01)RUSSELL MINERAL EQUIPMENT P/L,PTNO:01)03B1855 | 01)RUSSELL MINERAL EQUIPMENT P,01)03B1855,3/8 IN,18 NPT |  |  | RUSSELL MINERAL EQUIPMENT P/L | RUSSELL MINERAL EQUIPMENT P/L | 03B1855 | [5 empty] | URL NOT FOUND | [10 empty] | CLEANSED | 31163000 | COUPLING | QUICK CONNECT | TYPE |  | NOMINAL SIZE | 3/8 IN | END CONNECTION | 18 NPT | MATERIAL |  | LENGTH |  | PRESSURE RATING |  | TEMPERATURE RATING |  | HAZARD CLASS |  | CERTIFICATION/STANDARD |  | ADDITIONAL FEATURES | [54 empty] | PRODUCTION COMPLETED
STP_009 - Lot4 | Data Enrichment | SZM | OK | 2023-07-21 | 7/28/2023 |  | 1365206 | 1365206 | EA | COUPLING,SHFT FLEX;38 DIA 31.75MM/DIA 38 |  |  | COUPLING,SHAFT FLEXIBLE;ADDITIONAL FEATURES EN:38 DIA 31.75MM/DIA 38MM,MNFR:01)WENMEC,PTNO:01)819206-1 R29 | 01)38 DIA 31.75MM/DIA 38MM,01)WENMEC,01)819206-1 R29 |  |  | WENMEC SYSTEMS INC | WENMEC SYSTEMS INC | 819206-1 R29 | [5 empty] | URL NOT FOUND | [10 empty] | CLEANSED | 31163013 | COUPLING | SHAFT FLEXIBLE | TYPE |  | BORE SIZE | 31.75 TO 38 MM | LENGTH |  | TORQUE RATING |  | SPEED RATING |  | HUB MATERIAL |  | KEYWAY SIZE |  | HAZARD CLASS |  | CERTIFICATION/STANDARD |  | ADDITIONAL FEATURES | [54 empty] | PRODUCTION COMPLETED
STP_009 - Lot4 | Data Enrichment | SZM | OK | 2023-07-21 | 7/28/2023 |  | 1294483 | 1294483 | EA | COUPLING,SHFT FLEX;APM SHELL,WENMEC |  |  | COUPLING,SHAFT FLEXIBLE;ADDITIONAL FEATURES EN:APM SHELL,MNFR:01)WENMEC,PTNO:01)37595 | 01)APM SHELL,01)WENMEC,01)37595 |  |  | WENMEC SYSTEMS INC | WENMEC SYSTEMS INC | 37595 | [5 empty] | URL NOT FOUND | [10 empty] | CLEANSED | 31163013 | COUPLING | SHAFT FLEXIBLE | TYPE |  | BORE SIZE |  | LENGTH |  | TORQUE RATING |  | SPEED RATING |  | HUB MATERIAL |  | KEYWAY SIZE |  | HAZARD CLASS |  | CERTIFICATION/STANDARD |  | ADDITIONAL FEATURES | APM SHELL | [53 empty] | PRODUCTION COMPLETED
STP_009 - Lot4 | Data Enrichment | SZM | OK | 2023-07-21 | 7/28/2023 |  | 1291018 | 1291018 | EA | COUPLING,SHFT HLF;AIR COMPRESSOR |  |  | COUPLING,SHAFT HALF;ADDITIONAL FEATURES EN:AIR COMPRESSOR,MNFR:01)GETMAN,PTNO:01)16579-02 | 01)AIR COMPRESSOR,01)GETMAN,01)16579-02 |  |  | GETMAN | GETMAN | 16579-02 | [5 empty] | URL NOT FOUND | [10 empty] | CLEANSED | 31163013 | COUPLING | SHAFT HALF | TYPE |  | BORE SIZE |  | LENGTH |  | TORQUE RATING |  | SPEED RATING |  | HUB MATERIAL |  | KEYWAY SIZE |  | FLANGE THICKNESS |  | BOLT CIRCLE DIAMETER |  | NUMBER OF BOLTS |  | BOLT HOLE SIZE |  | HAZARD CLASS |  | CERTIFICATION/STANDARD |  | ADDITIONAL FEATURES | FOR AIR COMPRESSOR | [45 empty] | PRODUCTION COMPLETED
STP_009 - Lot4 | Data Enrichment | SZM | OK | 2023-07-21 | 7/28/2023 |  | 1291017 | 1291017 | EA | COUPLING,SHFT HLF;AIR COMPRESSOR DRIVE |  |  | COUPLING,SHAFT HALF;ADDITIONAL FEATURES EN:AIR COMPRESSOR DRIVE,MNFR:01)GETMAN,PTNO:01)162208 | 01)AIR COMPRESSOR DRIVE,01)GETMAN,01)162208 |  |  | GETMAN | GETMAN | 162208 | [5 empty] | URL NOT FOUND | [10 empty] | CLEANSED | 31163013 | COUPLING | SHAFT HALF | TYPE | DRIVE | BORE SIZE |  | LENGTH |  | TORQUE RATING |  | SPEED RATING |  | HUB MATERIAL |  | KEYWAY SIZE |  | FLANGE THICKNESS |  | BOLT CIRCLE DIAMETER |  | NUMBER OF BOLTS |  | BOLT HOLE SIZE |  | HAZARD CLASS |  | CERTIFICATION/STANDARD |  | ADDITIONAL FEATURES | FOR AIR COMPRESSOR | [45 empty] | PRODUCTION COMPLETED
STP_009 - Lot4 | Data Enrichment | SZM | OK | 2023-07-21 | 7/28/2023 |  | 1293487 | 1293487 | EA | COUPLING,SHFT HLF;GEAR RING,1-1/2 IN |  |  | COUPLING,SHAFT HALF;TYPE:GEAR RING,BORE SIZE:1-1/2 IN,HUB MATERIAL:CAST IRON,KEYWAY SIZE:WD 3/8 X LG 3/16 IN,MNFR:01)WENMEC,PTNO: 01)12592 | EN_01)GEAR RING,1-1/2 IN,CAST IRON,WD 3/8 X LG 3/16 IN,01)WENMEC,01)12592 |  |  | WENMEC SYSTEMS INC | WENMEC SYSTEMS INC | 12592 | [5 empty] | URL NOT FOUND | [10 empty] | CLEANSED | 31163013 | COUPLING | SHAFT HALF | TYPE | GEAR RING | BORE SIZE | 1-1/2 IN | LENGTH |  | TORQUE RATING |  | SPEED RATING |  | HUB MATERIAL | CAST IRON | KEYWAY SIZE | 3/8 WDX3/16 LG IN | FLANGE THICKNESS |  | BOLT CIRCLE DIAMETER |  | NUMBER OF BOLTS |  | BOLT HOLE SIZE |  | HAZARD CLASS |  | CERTIFICATION/STANDARD |  | ADDITIONAL FEATURES | [46 empty] | PRODUCTION COMPLETED
STP_009 - Lot4 | Data Enrichment | SZM | OK | 2023-07-21 | 7/28/2023 |  | 1288474 | 1288474 | EA | COUPLING,SHFT HLF;HYDRAULIC PUMP |  |  | COUPLING,SHAFT HALF;TYPE:HYDRAULIC PUMP,MNFR:01)RME,PTNO:01)L06-05-104AA-R | EN_01)HYDRAULIC PUMP,01)RME,01)L06-05-104AA-R |  |  | RME | RME | L06-05-104AA-R | [5 empty] | URL NOT FOUND | [10 empty] | CLEANSED | 31163013 | COUPLING | SHAFT HALF | TYPE | HYDRAULIC PUMP | BORE SIZE |  | LENGTH |  | TORQUE RATING |  | SPEED RATING |  | HUB MATERIAL |  | KEYWAY SIZE |  | FLANGE THICKNESS |  | BOLT CIRCLE DIAMETER |  | NUMBER OF BOLTS |  | BOLT HOLE SIZE |  | HAZARD CLASS |  | CERTIFICATION/STANDARD |  | ADDITIONAL FEATURES | [46 empty] | PRODUCTION COMPLETED
STP_009 - Lot4 | Data Enrichment | SZM | OK | 2023-07-21 | 7/28/2023 |  | 1288350 | 1288350 | EA | COUPLING,SHFT HLF;MOT, HYDRAULIC |  |  | COUPLING,SHAFT HALF;TYPE:MOTOR, HYDRAULIC,MNFR:01)RME,PTNO:01)L06-05-106 | EN_01)MOTOR, HYDRAULIC,01)RME,01)L06-05-106 |  |  | RME | RME | L06-05-106 | [5 empty] | URL NOT FOUND | [10 empty] | CLEANSED | 31163013 | COUPLING | SHAFT HALF | TYPE | HYDRAULIC MOTOR | BORE SIZE |  | LENGTH |  | TORQUE RATING |  | SPEED RATING |  | HUB MATERIAL |  | KEYWAY SIZE |  | FLANGE THICKNESS |  | BOLT CIRCLE DIAMETER |  | NUMBER OF BOLTS |  | BOLT HOLE SIZE |  | HAZARD CLASS |  | CERTIFICATION/STANDARD |  | ADDITIONAL FEATURES | [46 empty] | PRODUCTION COMPLETED
STP_009 - Lot4 | Data Enrichment | SZM | OK | 2023-07-21 | 7/28/2023 |  | 1281773 | 1281773 | EA | COUPLING,TUBE;NOM 25 MM,METRC |  |  | COUPLING,TUBE;NOMINAL SIZE:25 MM,END CONNECTION:METRIC,MNFR:01)BUTLER AGENCIES PTY LTD,PTNO:01)7010 25 | 25 MM,EN_01)METRIC,01)BUTLER AGENCIES PTY LTD,01)7010 25 |  |  | BUTLER AGENCIES PTY LTD | BUTLER AGENCIES PTY LTD | 7010 25 | [5 empty] | URL NOT FOUND | [10 empty] | CLEANSED | 40183107 | COUPLING | TUBE | TYPE |  | NOMINAL SIZE | 25 MM | END CONNECTION | METRIC | PRESSURE RATING |  | LENGTH |  | MATERIAL |  | MATERIAL SPECIFICATION |  | COATING/FINISH |  | HAZARD CLASS |  | CERTIFICATION/STANDARD |  | ADDITIONAL FEATURES | [52 empty] | PRODUCTION COMPLETED
STP_009 - Lot4 | Data Enrichment | SZM | OK | 2023-07-21 | 7/28/2023 |  | 1281673 | 1281673 | EA | COUPLING,TUBE;NOM 32 MM,METRC |  |  | COUPLING,TUBE;NOMINAL SIZE:32 MM,END CONNECTION:METRIC,MNFR:01)BUTLER AGENCIES PTY LTD,PTNO:01)7010 32 | 32 MM,EN_01)METRIC,01)BUTLER AGENCIES PTY LTD,01)7010 32 |  |  | BUTLER AGENCIES PTY LTD | BUTLER AGENCIES PTY LTD | 7010 32 | [5 empty] | URL NOT FOUND | [10 empty] | CLEANSED | 40183107 | COUPLING | TUBE | TYPE |  | NOMINAL SIZE | 32 MM | END CONNECTION | METRIC | PRESSURE RATING |  | LENGTH |  | MATERIAL |  | MATERIAL SPECIFICATION |  | COATING/FINISH |  | HAZARD CLASS |  | CERTIFICATION/STANDARD |  | ADDITIONAL FEATURES | [52 empty] | PRODUCTION COMPLETED
STP_009 - Lot4 | Data Enrichment | SZM | OK | 2023-07-21 | 7/28/2023 |  | 1286016 | 1286016 | EA | DISC,SANDG;DIA 50 MM,ROUND,MEDIUM |  |  | DISC,SANDING;SIZE:DIA 50 MM,SHAPE:ROUND,GRIT:MEDIUM,USAGE DESIGN:SURFACE CONDITIONING,MNFR:01)J.BLACKWOOD AND SON LIMITED,PTNO:01) 0 | DIA 50 MM,ROUND,MEDIUM,SURFACE CONDITIONING,01)J.BLACKWOOD & SON LIMITED,01)01520855 |  |  | J.BLACKWOOD AND SON LIMITED | J.BLACKWOOD AND SON LIMITED | 01520855 | 3M Scotch-Brite |  |  |  |  | https://www.blackwoods.com.au/abrasives/coated-abrasives/roloc-discs/disc-roloc-s-brite-surf-cond-50mm-medium/p/01520855 | [10 empty] | ENRICHED | 31191506 | DISC | SANDING | TYPE |  | SIZE | 50 MM DIA | SHAPE | ROUND | GRIT | MEDIUM | BACKING MATERIAL |  | USAGE DESIGN | SURFACE CONDITIONING | HAZARD CLASS |  | CERTIFICATION/STANDARD |  | ADDITIONAL FEATURES | [56 empty] | PRODUCTION COMPLETED
STP_009 - Lot4 | Data Enrichment | SZM | OK | 2023-07-21 | 7/28/2023 |  | 1344289 | 1344289 | EA | ELEMENT;REAR CONTACT,ELEC |  |  | ELEMENT;TYPE:REAR CONTACT,ADDITIONAL FEATURES EN:ELEC,MNFR:01)RME,PTNO:01)L06-05-442AA | REAR CONTACT,01)ELEC,01)RME,01)L06-05-442AA |  |  | RME | RME | L06-05-442AA | [5 empty] | URL NOT FOUND | [10 empty] | CLEANSED | 23153100 | ELEMENT | NO MODIFIER | TYPE | REAR CONTACT ELECTRIC | SIZE |  | MATERIAL |  | HAZARD CLASS |  | CERTIFICATION/STANDARD |  | ADDITIONAL FEATURES | [62 empty] | PRODUCTION COMPLETED
STP_009 - Lot4 | Data Enrichment | SZM | OK | 2023-07-21 | 7/28/2023 | URL for Reference only | 1318962 | 1318962 | EA | EXTINGUISHER,FIR;CYLINDER,45 L |  |  | EXTINGUISHER,FIRE;TYPE:CYLINDER,CAPACITY:45 L,ADDITIONAL FEATURES EN:MOBILE EQUIPMENT SUPRESSION SYSTEM,MNFR:01)AUSMINCO,PTNO:01) 69-334-880-45 | CYLINDER,45 L,01)MOBILE EQUIPMENT SUPRESSION,01)AUSMINCO,01)69-334-880-45 |  |  | AUSMINCO | AUSMINCO | 69-334-880-45 | [5 empty] | https://d3pcsg2wjq9izr.cloudfront.net/files/1573/download/272185/2.FS1000-FireProtectionSystem%E2%80%93Manual.pdf | [10 empty] | ENRICHED | 46191601 | EXTINGUISHER | FIRE | TYPE | CYLINDER,TANK | CLASS |  | CAPACITY | 45 L | DISCHARGE TIME |  | FLOW RATING |  | CYLINDER MATERIAL |  | SIZE |  | TEMPERATURE RATING |  | MOUNTING TYPE |  | HAZARD CLASS |  | CERTIFICATION/STANDARD |  | ADDITIONAL FEATURES | FOR MOBILE EQUIPMENT SUPRESSION SYSTEM | [49 empty] | PRODUCTION COMPLETED
STP_009 - Lot4 | Data Enrichment | SZM | OK | 2023-07-21 | 7/28/2023 |  | 1296864 | 1296864 | EA | EXTINGUISHER,FIR;DRY CHEMICAL POWDER |  |  | EXTINGUISHER,FIRE;TYPE:DRY CHEMICAL POWDER,CAPACITY:500 G,MOUNTING TYPE:BRACKET,ADDITIONAL FEATURES EN:ERB, 12-PERSON HRM REFUGE CHAMBER (ERB),MNFR:01)MINEARC,PTNO:01)LFE1500 | DRY CHEMICAL POWDER,500 G,BRACKET,01)ERB, 12-PERSON HRM REFUGE C,01)MINEARC,01)LFE1500 |  |  | MINEARC | MINEARC | LFE1500 | [5 empty] | URL NOT FOUND | [10 empty] | CLEANSED | 46191601 | EXTINGUISHER | FIRE | TYPE | DRY CHEMICAL POWDER | CLASS |  | CAPACITY | 500 G | DISCHARGE TIME |  | FLOW RATING |  | CYLINDER MATERIAL |  | SIZE |  | TEMPERATURE RATING |  | MOUNTING TYPE | BRACKET | HAZARD CLASS |  | CERTIFICATION/STANDARD |  | ADDITIONAL FEATURES | FOR 12-PERSON HRM REFUGE CHAMBER (ERB) | [49 empty] | PRODUCTION COMPLETED
STP_009 - Lot4 | Data Enrichment | SZM | OK | 2023-07-21 | 7/28/2023 |  | 1296891 | 1296891 | EA | EXTINGUISHER,FIR;DRY CHEMICAL, BALL,6 IN |  |  | EXTINGUISHER,FIRE;TYPE:DRY CHEMICAL, BALL,CLASS:A/B/C/E,SIZE:6 IN,TEMPERATURE RATING:-40 TO 85 DEG C,CERTIFICATION/STANDARD: ACGIH1999,ADDITIONAL FEATURES EN:113 DB TO 139 DB, 1.3KG (+ OR - 0.2KG), INCLUDES METAL HOLDER AND F,IXING SCREWS,MNFR:01)TOPFIRE, PTNO:01)ELB01 | DRY CHEMICAL, BALL,A/B/C/E,6 IN,-40 TO 85 DEG C,EN_01)ACGIH1999,01)113 DB TO 139 DB, 1.3KG (+,02)IXING SCREWS,01)TOPFIRE,01)ELB01 |  |  | TOPFIRE | TOPFIRE | ELB01 | ELIDE FIRE BALL PRO CO.,LTD |  |  |  |  | https://www.elidefireball.co.za/wp-content/uploads/2019/02/PRODUCT-SPECIFICATIONS.pdf | [10 empty] | ENRICHED | 46191601 | EXTINGUISHER | FIRE | TYPE | DRY CHEMICAL,BALL | CLASS | A/B/C/E | CAPACITY | 1.3 ± 0.2 KG | DISCHARGE TIME |  | FLOW RATING |  | CYLINDER MATERIAL |  | SIZE | 6 IN DIA | TEMPERATURE RATING | -40 TO 85 DEG C | MOUNTING TYPE |  | HAZARD CLASS |  | CERTIFICATION/STANDARD | ACGIH1999,EN615 | ADDITIONAL FEATURES | INCLUDES METAL HOLDER AND FIXING SCREWS,SOUND LEVEL:113 TO 139 DB | [49 empty] | PRODUCTION COMPLETED
STP_009 - Lot4 | Data Enrichment | SZM | OK | 2023-07-21 | 7/28/2023 |  | 1345279 | 1345279 | EA | FLYWHEEL;ENGINE,GETMAN,172561 |  |  | FLYWHEEL;TYPE:ENGINE,MNFR:01)GETMAN,PTNO:01)172561 | ENGINE,01)GETMAN,01)172561 |  |  | GETMAN | GETMAN | 172561 | [5 empty] | URL NOT FOUND | [10 empty] | CLEANSED | 31171803 | FLYWHEEL | NO MODIFIER | TYPE | ENGINE | SIZE |  | MATERIAL |  | KEYWAY SIZE |  | ATTACHMENT METHOD |  | HAZARD CLASS |  | CERTIFICATION/STANDARD |  | ADDITIONAL FEATURES | [58 empty] | PRODUCTION COMPLETED
STP_009 - Lot4 | Data Enrichment | SZM | OK | 2023-07-21 | 7/28/2023 |  | 1345278 | 1345278 | EA | FLYWHEEL;PILOT,GETMAN,434590 |  |  | FLYWHEEL;TYPE:PILOT,MNFR:01)GETMAN,PTNO:01)434590 | PILOT,01)GETMAN,01)434590 |  |  | GETMAN | GETMAN | 434590 | [5 empty] | URL NOT FOUND | [10 empty] | CLEANSED | 31171803 | FLYWHEEL | NO MODIFIER | TYPE | PILOT | SIZE |  | MATERIAL |  | KEYWAY SIZE |  | ATTACHMENT METHOD |  | HAZARD CLASS |  | CERTIFICATION/STANDARD |  | ADDITIONAL FEATURES | [58 empty] | PRODUCTION COMPLETED
STP_009 - Lot4 | Data Enrichment | SZM | OK | 2023-07-21 | 7/28/2023 |  | 1285344 | 1285344 | EA | GAS,WLDG;ARGOSHIELD UNIVERAL |  |  | GAS,WELDING;TYPE:ARGOSHIELD UNIVERAL,ADDITIONAL FEATURES EN:QUOTE NUMBER 50310001, F3 VIPR,MNFR:01)BOC LIMITED,PTNO:01)065F3VIPR | ARGOSHIELD UNIVERAL,01)QUOTE NUMBER 50310001, F3 V,01)BOC LIMITED,01)065F3VIPR |  |  | BOC LIMITED | BOC LIMITED | 065F3VIPR | [5 empty] | https://www.boc-gas.com.au/en/images/BOC_223453_Shielding%20Gases%20Brochure%20AU%20Update%20_%20November%202016%20%28MP15-0113%29_FA_web_tcm351-411245.pdf | [10 empty] | ENRICHED | 12142100 | GAS | INDUSTRIAL | TYPE | UNIVERAL WELDING | CONCENTRATION/PURITY |  | PACK SIZE |  | PACK TYPE | CYLINDER | APPEARANCE |  | MSDS/CAS NUMBER |  | SHELF LIFE |  | HAZARD CLASS |  | CERTIFICATION/STANDARD |  | ADDITIONAL FEATURES | BRAND:ARGOSHIELD,QUOTE NUMBER:50310001,SIZE:F3 VIPR | [53 empty] | PRODUCTION COMPLETED