## Sheet1
Project | Activities | Production User | Production Comments | Start Date | End Date | Remarks | Griha ID | MATNR | MEINS | MAKTX_EN | MAKTX_ES | MAKTX_FR | TEXT_EN | Class_Char_Catted | MFRPN | MFRNR | MFRNR DES | MNFR | PTNO | Verified MNFR from web | MNFR 1 | PTNO 1 | MNFR 2 | PTNO 2 | Reference URL | Reference URL1 | Item Number | Equipment Type | Equipment Manufacturer | Equipment Model | Equipment Serial | DWG | DRAWING VERSION | POS/TAG | Unused Text | Enriched/Cleansed | UNSPSC Ver.23.07 | Noun | Modifier | Attribute Name 1 | Attribute Value 1 | Attribute Name 2 | Attribute Value 2 | Attribute Name 3 | Attribute Value 3 | Attribute Name 4 | Attribute Value 4 | Attribute Name 5 | Attribute Value 5 | Attribute Name 6 | Attribute Value 6 | Attribute Name 7 | Attribute Value 7 | Attribute Name 8 | Attribute Value 8 | Attribute Name 9 | Attribute Value 9 | Attribute Name 10 | Attribute Value 10 | Attribute Name 11 | Attribute Value 11 | Attribute Name 12 | Attribute Value 12 | Attribute Name 13 | Attribute Value 13 | Attribute Name 14 | Attribute Value 14 | Attribute Name 15 | Attribute Value 15 | Attribute Name 16 | Attribute Value 16 | Attribute Name 17 | Attribute Value 17 | Attribute Name 18 | Attribute Value 18 | Attribute Name 19 | Attribute Value 19 | Attribute Name 20 | Attribute Value 20 | Attribute Name 21 | Attribute Value 21 | Attribute Name 22 | Attribute Value 22 | Attribute Name 23 | Attribute Value 23 | Attribute Name 24 | Attribute Value 24 | Attribute Name 25 | Attribute Value 25 | Attribute Name 26 | Attribute Value 26 | Attribute Name 27 | Attribute Value 27 | Attribute Name 28 | Attribute Value 28 | Attribute Name 29 | Attribute Value 29 | Attribute Name 30 | Attribute Value 30 | Attribute Name 31 | Attribute Value 31 | Attribute Name 32 | Attribute Value 32 | Attribute Name 33 | Attribute Value 33 | Attribute Name 34 | Attribute Value 34 | Attribute Name 35 | Attribute Value 35 | Attribute Name 36 | Attribute Value 36 | Remaining_Information | Status
STP_009 - Lot4 | Data Enrichment | BHJ | Completed | 2023-07-21 | 2023-07-31 |  | 1232607 | 1232607 | EA | ELBOW,PIPE;45 DEG,F F, 25MM |  |  | ELBOW,PIPE;ANGLE:45 DEG,ADDITIONAL FEATURES EN:F AND F, 25MM,MNFR:01)REECE PTY LTD,PTNO:01)1101820 | 01)REECE PTY LTD,01)1101820,45 DEG,01)F & F, 25MM |  |  | REECE PTY LTD | REECE PTY LTD | 1101820 | [5 empty] | https://www.reece.com.au/product/elbow-female-female-galvanised-45-degree-x-25mm-1101820 | [10 empty] | Enriched | 40172806 | ELBOW | PIPE | TYPE |  | NOMINAL SIZE | 25 MM | END CONNECTION | FEMALE | PRESSURE RATING |  | ANGLE | 45 DEG | MATERIAL | MALLEABLE IRON | MATERIAL SPECIFICATION |  | COATING/FINISH | GALVANIZED | MANUFACTURING PROCESS |  | SCHEDULE/WALL THICKNESS |  | LENGTH |  | HAZARD CLASS |  | CERTIFICATION/STANDARD |  | ADDITIONAL FEATURES | [46 empty] | Production Completed
STP_009 - Lot4 | Data Enrichment | BHJ | Completed | 2023-07-21 | 2023-07-31 |  | 1385416 | 1385416 | EA | ELBOW,PIPE;DOWNPIPE, REVERSE,90 DEG,PVC |  |  | ELBOW,PIPE;TYPE:DOWNPIPE, REVERSE,ANGLE:90 DEG,MATERIAL:PVC,MNFR:01)REECE,PTNO:01)1500880 | 01)REECE,01)1500880,DOWNPIPE, REVERSE,90 DEG,EN_01)PVC |  |  | REECE | REECE PTY LTD | 1500880 | [5 empty] | https://www.reece.com.au/product/pvc-downpipe-reverse-elbow-100mm-x-50mm-x-90-1500880 | [10 empty] | Enriched | 40172808 | ELBOW | PIPE | TYPE | DOWNPIPE,REVERSE | NOMINAL SIZE | 100X50 MM | END CONNECTION |  | PRESSURE RATING |  | ANGLE | 90 DEG | MATERIAL | PVC | MATERIAL SPECIFICATION |  | COATING/FINISH |  | MANUFACTURING PROCESS |  | SCHEDULE/WALL THICKNESS |  | LENGTH |  | HAZARD CLASS |  | CERTIFICATION/STANDARD |  | ADDITIONAL FEATURES | [46 empty] | Production Completed
STP_009 - Lot4 | Data Enrichment | BHJ | Completed | 2023-07-21 | 2023-07-31 |  | 1385417 | 1385417 | EA | ELBOW,PIPE;DOWNPIPE,45 DEG,PVC |  |  | ELBOW,PIPE;TYPE:DOWNPIPE,ANGLE:45 DEG,MATERIAL:PVC,MNFR:01)REECE,PTNO:01)1500835 | 01)REECE,01)1500835,DOWNPIPE,45 DEG,EN_01)PVC |  |  | REECE | REECE PTY LTD | 1500835 | [5 empty] | URL NOT FOUND | [10 empty] | Cleansed | 40172808 | ELBOW | PIPE | TYPE | DOWNPIPE | NOMINAL SIZE |  | END CONNECTION |  | PRESSURE RATING |  | ANGLE | 45 DEG | MATERIAL | PVC | MATERIAL SPECIFICATION |  | COATING/FINISH |  | MANUFACTURING PROCESS |  | SCHEDULE/WALL THICKNESS |  | LENGTH |  | HAZARD CLASS |  | CERTIFICATION/STANDARD |  | ADDITIONAL FEATURES | [46 empty] | Production Completed
STP_009 - Lot4 | Data Enrichment | BHJ | Completed | 2023-07-21 | 2023-07-31 |  | 1386046 | 1386046 | EA | ELBOW,PIPE;DOWNPIPE,95 DEG,PVC |  |  | ELBOW,PIPE;TYPE:DOWNPIPE,ANGLE:95 DEG,MATERIAL:PVC,MNFR:01)REECE,PTNO:01)1500820 | 01)REECE,01)1500820,DOWNPIPE,95 DEG,EN_01)PVC |  |  | REECE | REECE PTY LTD | 1500820 | [5 empty] | URL NOT FOUND | [10 empty] | Cleansed | 40172808 | ELBOW | PIPE | TYPE | DOWNPIPE | NOMINAL SIZE |  | END CONNECTION |  | PRESSURE RATING |  | ANGLE | 95 DEG | MATERIAL | PVC | MATERIAL SPECIFICATION |  | COATING/FINISH |  | MANUFACTURING PROCESS |  | SCHEDULE/WALL THICKNESS |  | LENGTH |  | HAZARD CLASS |  | CERTIFICATION/STANDARD |  | ADDITIONAL FEATURES | [46 empty] | Production Completed
STP_009 - Lot4 | Data Enrichment | BHJ | Completed | 2023-07-21 | 2023-07-31 |  | 1385415 | 1385415 | EA | ELBOW,PIPE;DOWNPIPE,PVC,REV FACE |  |  | ELBOW,PIPE;TYPE:DOWNPIPE,MATERIAL:PVC,ADDITIONAL FEATURES EN:REV FACE,MNFR:01)REECE,PTNO:01)1500890 | 01)REECE,01)1500890,DOWNPIPE,EN_01)PVC,01)REV FACE |  |  | REECE | REECE PTY LTD | 1500890 | [5 empty] | URL NOT FOUND | [10 empty] | Cleansed | 40172808 | ELBOW | PIPE | TYPE | DOWNPIPE,REVERSE FACE | NOMINAL SIZE |  | END CONNECTION |  | PRESSURE RATING |  | ANGLE |  | MATERIAL | PVC | MATERIAL SPECIFICATION |  | COATING/FINISH |  | MANUFACTURING PROCESS |  | SCHEDULE/WALL THICKNESS |  | LENGTH |  | HAZARD CLASS |  | CERTIFICATION/STANDARD |  | ADDITIONAL FEATURES | [46 empty] | Production Completed
STP_009 - Lot4 | Data Enrichment | BHJ | Completed | 2023-07-21 | 2023-07-31 |  | 1385849 | 1385849 | EA | ELBOW,PIPE;LONG RADIUS,90 DEG,40 |  |  | ELBOW,PIPE;TYPE:LONG RADIUS,ANGLE:90 DEG,MATERIAL:STAINLESS STEEL T316L,SCHEDULE/WALL THICKNESS:40,ADDITIONAL FEATURES EN:50, ASTM,MNFR:01)MIDWAY,PTNO:01)038843 | 01)MIDWAY,01)038843,LONG RADIUS,90 DEG,EN_01)STAINLESS STEEL T316L,40,01)50, ASTM |  |  | MIDWAY | MIDWAY METALS PTY LTD | 038843 | [5 empty] | URL NOT FOUND | [10 empty] | Cleansed | 40172807 | ELBOW | PIPE | TYPE | LONG RADIUS | NOMINAL SIZE |  | END CONNECTION |  | PRESSURE RATING |  | ANGLE | 90 DEG | MATERIAL | T316L STAINLESS STEEL | MATERIAL SPECIFICATION |  | COATING/FINISH |  | MANUFACTURING PROCESS |  | SCHEDULE/WALL THICKNESS | 40 | LENGTH |  | HAZARD CLASS |  | CERTIFICATION/STANDARD |  | ADDITIONAL FEATURES | 50,ASTM | [45 empty] | Production Completed
STP_009 - Lot4 | Data Enrichment | BHJ | Completed | 2023-07-21 | 2023-07-31 |  | 1385505 | 1385505 | EA | ELBOW,PIPE;LONG RADIUS,NOM 150 MM,BW,CS |  |  | ELBOW,PIPE;TYPE:LONG RADIUS,NOMINAL SIZE:150 MM,END CONNECTION:BW,ANGLE:45 DEG,MATERIAL:CARBON STEEL,MATERIAL SPECIFICATION:ASTM A234 GR WPB,ADDITIONAL FEATURES EN:SME B16.9OUR MATERIAL ID,MNFR:01)INFRABUILD TRADING PTY LTD,PTNO:01)152994 | 01)INFRABUILD TRADING PTY LTD,01)152994,LONG RADIUS,150 MM,EN_01)BW,45 DEG,EN_01)CARBON STEEL,ASTM A234 GR WPB,01)SME B16.9OUR MATERIAL ID |  |  | INFRABUILD TRADING PTY LTD | INFRABUILD TRADING PTY LTD | 152994 | [5 empty] | URL NOT FOUND | [9 empty] | OUR MATERIAL ID | Cleansed | 40172802 | ELBOW | PIPE | TYPE | LONG RADIUS | NOMINAL SIZE | 150 MM | END CONNECTION | BUTT WELD | PRESSURE RATING |  | ANGLE | 45 DEG | MATERIAL | CARBON STEEL | MATERIAL SPECIFICATION | ASTM A234 GR WPB | COATING/FINISH |  | MANUFACTURING PROCESS |  | SCHEDULE/WALL THICKNESS |  | LENGTH |  | HAZARD CLASS |  | CERTIFICATION/STANDARD | ASME B16.9 | ADDITIONAL FEATURES | [46 empty] | Production Completed
STP_009 - Lot4 | Data Enrichment | BHJ | Completed | 2023-07-21 | 2023-07-31 |  | 1385533 | 1385533 | EA | ELBOW,PIPE;LONG RADIUS,NOM 40 MM,BW |  |  | ELBOW,PIPE;TYPE:LONG RADIUS,NOMINAL SIZE:40 MM,END CONNECTION:BW,ANGLE:90 DEG,ADDITIONAL FEATURES EN:STD WT,MNFR:01)INFRABUILD TRADING PTY LTD,PTNO:01)124717 | 01)INFRABUILD TRADING PTY LTD,01)124717,LONG RADIUS,40 MM,EN_01)BW,90 DEG,01)STD WT |  |  | INFRABUILD TRADING PTY LTD | INFRABUILD TRADING PTY LTD | 124717 | [5 empty] | URL NOT FOUND | [10 empty] | Cleansed | 40172800 | ELBOW | PIPE | TYPE | LONG RADIUS,STANDARD WEIGHT | NOMINAL SIZE | 40 MM | END CONNECTION | BUTT WELD | PRESSURE RATING |  | ANGLE | 90 DEG | MATERIAL |  | MATERIAL SPECIFICATION |  | COATING/FINISH |  | MANUFACTURING PROCESS |  | SCHEDULE/WALL THICKNESS |  | LENGTH |  | HAZARD CLASS |  | CERTIFICATION/STANDARD |  | ADDITIONAL FEATURES | [46 empty] | Production Completed
STP_009 - Lot4 | Data Enrichment | BHJ | Completed | 2023-07-21 | 2023-07-31 |  | 1291640 | 1291640 | EA | ELBOW,PIPE;LONG RADIUS,NOM 450 MM,BW |  |  | ELBOW,PIPE;TYPE:LONG RADIUS,NOMINAL SIZE:450 MM,END CONNECTION:BW,ANGLE:90 DEG,CERTIFICATION/STANDARD:ASTM A53-B,ADDITIONAL FEATURES EN:STANDARD WEIGHT, TEST CERTIFICATE REQ'D,MNFR:01)MRCGLOB,PTNO:01)1000008293 | 01)MRCGLOB,01)1000008293,LONG RADIUS,450 MM,EN_01)BW,90 DEG,EN_01)ASTM A53-B,01)STANDARD WEIGHT, TEST CERTI |  |  | MRCGLOB | MRC GLOBAL AUSTRALIA PTY LTD | 1000008293 | [5 empty] | URL NOT FOUND | [9 empty] | TEST CERTIFICATE REQUIRED | Cleansed | 40172802 | ELBOW | PIPE | TYPE | LONG RADIUS,STANDARD WEIGHT | NOMINAL SIZE | 450 MM | END CONNECTION | BUTT WELD | PRESSURE RATING |  | ANGLE | 90 DEG | MATERIAL | CARBON STEEL | MATERIAL SPECIFICATION | ASTM A53-B | COATING/FINISH |  | MANUFACTURING PROCESS |  | SCHEDULE/WALL THICKNESS |  | LENGTH |  | HAZARD CLASS |  | CERTIFICATION/STANDARD |  | ADDITIONAL FEATURES | [46 empty] | Production Completed
STP_009 - Lot4 | Data Enrichment | BHJ | Completed | 2023-07-21 | 2023-07-31 |  | 1385396 | 1385396 | EA | ELBOW,PIPE;LONG RADIUS,NOM 50 MM,90 DEG |  |  | ELBOW,PIPE;TYPE:LONG RADIUS,NOMINAL SIZE:50 MM,ANGLE:90 DEG,MATERIAL:STAINLESS STEEL 316,SCHEDULE/WALL THICKNESS:40,MNFR:01) MIDWAY,PTNO:01)BWEL1640050 | 01)MIDWAY,01)BWEL1640050,LONG RADIUS,50 MM,90 DEG,EN_01)STAINLESS STEEL 316,40 |  |  | MIDWAY | MIDWAY METALS PTY LTD | BWEL1640050 | [5 empty] | URL NOT FOUND | [10 empty] | Cleansed | 40172807 | ELBOW | PIPE | TYPE | LONG RADIUS | NOMINAL SIZE | 50 MM | END CONNECTION |  | PRESSURE RATING |  | ANGLE | 90 DEG | MATERIAL | 316 STAINLESS STEEL | MATERIAL SPECIFICATION |  | COATING/FINISH |  | MANUFACTURING PROCESS |  | SCHEDULE/WALL THICKNESS | 40 | LENGTH |  | HAZARD CLASS |  | CERTIFICATION/STANDARD |  | ADDITIONAL FEATURES | [46 empty] | Production Completed
STP_009 - Lot4 | Data Enrichment | BHJ | Completed | 2023-07-21 | 2023-07-31 |  | 1292203 | 1292203 | EA | ELBOW,PIPE;LONG RADIUS,NOM 50 MM,BW |  |  | ELBOW,PIPE;TYPE:LONG RADIUS,NOMINAL SIZE:50 MM,END CONNECTION:BW,ANGLE:45 DEG,ADDITIONAL FEATURES EN:STANDARD WEIGHT,MNFR:01) MRCGLOB,PTNO:01)1000004090 | 01)MRCGLOB,01)1000004090,LONG RADIUS,50 MM,EN_01)BW,45 DEG,01)STANDARD WEIGHT |  |  | MRCGLOB | MRC GLOBAL AUSTRALIA PTY LTD | 1000004090 | [5 empty] | URL NOT FOUND | [10 empty] | Cleansed | 40172800 | ELBOW | PIPE | TYPE | LONG RADIUS,STANDARD WEIGHT | NOMINAL SIZE | 50 MM | END CONNECTION | BUTT WELD | PRESSURE RATING |  | ANGLE | 45 DEG | MATERIAL |  | MATERIAL SPECIFICATION |  | COATING/FINISH |  | MANUFACTURING PROCESS |  | SCHEDULE/WALL THICKNESS |  | LENGTH |  | HAZARD CLASS |  | CERTIFICATION/STANDARD |  | ADDITIONAL FEATURES | [46 empty] | Production Completed
STP_009 - Lot4 | Data Enrichment | BHJ | Completed | 2023-07-21 | 2023-07-31 | End Connection Conflict w.r.t Input - Updated as per Websource | 1385318 | 1385318 | EA | ELBOW,PIPE;NOM 1 IN,11 BSP,90 DEG,SS |  |  | ELBOW,PIPE;NOMINAL SIZE:1 IN,END CONNECTION:11 BSP,ANGLE:90 DEG,MATERIAL:STAINLESS STEEL,MNFR:01)MOUNT ISA MINING SUPPLIES P/L, PTNO:01)SS90EFF25 | 01)MOUNT ISA MINING SUPPLIES P,01)SS90EFF25,1 IN,EN_01)11 BSP,90 DEG,EN_01)STAINLESS STEEL |  |  | MOUNT ISA MINING SUPPLIES P/L | MOUNT ISA MINING SUPPLIES P/L | SS90EFF25 | [5 empty] | https://www.nepbolt.com.au/industrial/pipe-fittings/648026-SS90EFF25 | [10 empty] | Enriched | 40172807 | ELBOW | PIPE | TYPE |  | NOMINAL SIZE | 1 IN | END CONNECTION | FEMALE | PRESSURE RATING |  | ANGLE | 90 DEG | MATERIAL | STAINLESS STEEL | MATERIAL SPECIFICATION |  | COATING/FINISH |  | MANUFACTURING PROCESS |  | SCHEDULE/WALL THICKNESS |  | LENGTH |  | HAZARD CLASS |  | CERTIFICATION/STANDARD |  | ADDITIONAL FEATURES | TPI:11 | [45 empty] | Production Completed
STP_009 - Lot4 | Data Enrichment | BHJ | Completed | 2023-07-21 | 2023-07-31 |  | 1385421 | 1385421 | EA | ELBOW,PIPE;NOM 1 IN,FEM,90 DEG,GALV |  |  | ELBOW,PIPE;NOMINAL SIZE:1 IN,END CONNECTION:FEMALE,ANGLE:90 DEG,COATING/FINISH:GALVANIZED,MNFR:01)BUTLER,PTNO:01)22040 | 01)BUTLER,01)22040,1 IN,EN_01)FEMALE,90 DEG,EN_01)GALVANIZED |  |  | BUTLER | BUTLER AGENCIES PTY LTD | 22040 | [5 empty] | URL NOT FOUND | [10 empty] | Cleansed | 40172800 | ELBOW | PIPE | TYPE |  | NOMINAL SIZE | 1 IN | END CONNECTION | FEMALE | PRESSURE RATING |  | ANGLE | 90 DEG | MATERIAL |  | MATERIAL SPECIFICATION |  | COATING/FINISH | GALVANIZED | MANUFACTURING PROCESS |  | SCHEDULE/WALL THICKNESS |  | LENGTH |  | HAZARD CLASS |  | CERTIFICATION/STANDARD |  | ADDITIONAL FEATURES | [46 empty] | Production Completed
STP_009 - Lot4 | Data Enrichment | BHJ | Completed | 2023-07-21 | 2023-07-31 |  | 1385476 | 1385476 | EA | ELBOW,PIPE;NOM 1 IN,VICTAULIC,45 DEG,SS |  |  | ELBOW,PIPE;NOMINAL SIZE:1 IN,END CONNECTION:VICTAULIC,ANGLE:45 DEG,MATERIAL:STAINLESS STEEL,MNFR:01)MIMS,PTNO:01)FP5710033000001 | 01)MIMS,01)FP5710033000001,1 IN,EN_01)VICTAULIC,45 DEG,EN_01)STAINLESS STEEL |  |  | MIMS | MIMS | FP5710033000001 | [5 empty] | URL NOT FOUND | [10 empty] | Cleansed | 40172807 | ELBOW | PIPE | TYPE |  | NOMINAL SIZE | 1 IN | END CONNECTION | VICTAULIC | PRESSURE RATING |  | ANGLE | 45 DEG | MATERIAL | STAINLESS STEEL | MATERIAL SPECIFICATION |  | COATING/FINISH |  | MANUFACTURING PROCESS |  | SCHEDULE/WALL THICKNESS |  | LENGTH |  | HAZARD CLASS |  | CERTIFICATION/STANDARD |  | ADDITIONAL FEATURES | [46 empty] | Production Completed
STP_009 - Lot4 | Data Enrichment | BHJ | Completed | 2023-07-21 | 2023-07-31 |  | 1385475 | 1385475 | EA | ELBOW,PIPE;NOM 1 IN,VICTAULIC,90 DEG,SS |  |  | ELBOW,PIPE;NOMINAL SIZE:1 IN,END CONNECTION:VICTAULIC,ANGLE:90 DEG,MATERIAL:STAINLESS STEEL,MNFR:01)MIMS,PTNO:01)FP5680033000001 | 01)MIMS,01)FP5680033000001,1 IN,EN_01)VICTAULIC,90 DEG,EN_01)STAINLESS STEEL |  |  | MIMS | MIMS | FP5680033000001 | [5 empty] | URL NOT FOUND | [10 empty] | Cleansed | 40172807 | ELBOW | PIPE | TYPE |  | NOMINAL SIZE | 1 IN | END CONNECTION | VICTAULIC | PRESSURE RATING |  | ANGLE | 90 DEG | MATERIAL | STAINLESS STEEL | MATERIAL SPECIFICATION |  | COATING/FINISH |  | MANUFACTURING PROCESS |  | SCHEDULE/WALL THICKNESS |  | LENGTH |  | HAZARD CLASS |  | CERTIFICATION/STANDARD |  | ADDITIONAL FEATURES | [46 empty] | Production Completed
STP_009 - Lot4 | Data Enrichment | BHJ | Completed | 2023-07-21 | 2023-07-31 |  | 1385842 | 1385842 | EA | ELBOW,PIPE;NOM 1/2 IN,14 FBSP,150 LB |  |  | ELBOW,PIPE;NOMINAL SIZE:1/2 IN,END CONNECTION:14 FBSP,PRESSURE RATING:150 LB,ANGLE:90 DEG,MATERIAL:STAINLESS STEEL 316, CERTIFICATION/STANDARD:AS 1722.2, ASTM A351, A182, ISO 7-1, 4144,MNFR:01)BUTLER AGENCIES PTY LTD,PTNO:01)SSE15 | 01)BUTLER AGENCIES PTY LTD,01)SSE15,1/2 IN,EN_01)14 FBSP,150 LB,90 DEG,EN_01)STAINLESS STEEL 316,EN_01)AS 1722.2, ASTM A351, A1 |  |  | BUTLER AGENCIES PTY LTD | BUTLER AGENCIES PTY LTD | SSE15 | AAP |  |  |  |  | https://www.aimsindustrial.com.au/aap-1-2-15mm-90-elbow-f-f-bsp-316-stainless-steel | [10 empty] | Enriched | 40172807 | ELBOW | PIPE | TYPE |  | NOMINAL SIZE | 1/2 IN | END CONNECTION | FBSP | PRESSURE RATING | 150 LB | ANGLE | 90 DEG | MATERIAL | 316 STAINLESS STEEL | MATERIAL SPECIFICATION | ASTM A182 | COATING/FINISH |  | MANUFACTURING PROCESS |  | SCHEDULE/WALL THICKNESS |  | LENGTH |  | HAZARD CLASS |  | CERTIFICATION/STANDARD | AS 1722.2,ASTM A351,ISO 7-1,4144 | ADDITIONAL FEATURES | TPI:14 | [45 empty] | Production Completed
STP_009 - Lot4 | Data Enrichment | BHJ | Completed | 2023-07-21 | 2023-07-31 |  | 1385451 | 1385451 | EA | ELBOW,PIPE;NOM 1/2 IN,FBSP,90 DEG |  |  | ELBOW,PIPE;NOMINAL SIZE:1/2 IN,END CONNECTION:FBSP,ANGLE:90 DEG,ADDITIONAL FEATURES EN:25 MM,REQ BY M DONALD FOR FUEL BAY MODS, MNFR:01)MOUNT ISA MINING SUPPLIES P/L,PTNO:01)7150020 | 01)MOUNT ISA MINING SUPPLIES P,01)7150020,1/2 IN,EN_01)FBSP,90 DEG,01)25 MM,REQ BY M DONALD FOR F |  |  | MOUNT ISA MINING SUPPLIES P/L | MOUNT ISA MINING SUPPLIES P/L | 7150020 | PLASSON |  |  |  |  | https://www.iplex.com.au/products/pe-systems/compression-fittings/25x0-50inx90d-poly-elbowmetric-bsp-fml-otake/ | [9 empty] | REQ BY M DONALD FOR FUEL BAY MODS | Enriched | 40172800 | ELBOW | PIPE | TYPE |  | NOMINAL SIZE | 1/2 INX25 MM | END CONNECTION | COMPRESSIONXFBSP | PRESSURE RATING | PN 16 | ANGLE | 90 DEG | MATERIAL | POLYPROPYLENE | MATERIAL SPECIFICATION |  | COATING/FINISH |  | MANUFACTURING PROCESS |  | SCHEDULE/WALL THICKNESS |  | LENGTH |  | HAZARD CLASS |  | CERTIFICATION/STANDARD | AS/NZS 4129 | ADDITIONAL FEATURES | [46 empty] | Production Completed
STP_009 - Lot4 | Data Enrichment | BHJ | Completed | 2023-07-21 | 2023-07-31 |  | 1385684 | 1385684 | EA | ELBOW,PIPE;NOM 1/2 IN,PUSH,CU |  |  | ELBOW,PIPE;NOMINAL SIZE:1/2 IN,END CONNECTION:PUSH,MATERIAL:COPPER,ADDITIONAL FEATURES EN:SERIES NO: F12,MNFR:01)REECE PTY LTD, PTNO:01)404515 | 01)REECE PTY LTD,01)404515,1/2 IN,EN_01)PUSH,EN_01)COPPER,01)SERIES NO: F12 |  |  | REECE PTY LTD | REECE PTY LTD | 404515 | SHARKBITE |  |  |  |  | https://www.reece.com.au/product/sharkbite-copper-elbow-f12-1-2-404515 | [10 empty] | Enriched | 40172812 | ELBOW | PIPE | TYPE |  | NOMINAL SIZE | 1/2 IN | END CONNECTION | PEX PUSH FIT | PRESSURE RATING |  | ANGLE | 90 DEG | MATERIAL | COPPER | MATERIAL SPECIFICATION |  | COATING/FINISH |  | MANUFACTURING PROCESS |  | SCHEDULE/WALL THICKNESS |  | LENGTH |  | HAZARD CLASS |  | CERTIFICATION/STANDARD |  | ADDITIONAL FEATURES | SERIES NO:F12 | [45 empty] | Production Completed
STP_009 - Lot4 | Data Enrichment | BHJ | Completed | 2023-07-21 | 2023-07-31 |  | 1385317 | 1385317 | EA | ELBOW,PIPE;NOM 1/2 IN,VICTAULIC,45 DEG |  |  | ELBOW,PIPE;NOMINAL SIZE:1/2 IN,END CONNECTION:VICTAULIC,ANGLE:45 DEG,MATERIAL:STAINLESS STEEL 316,ADDITIONAL FEATURES EN:PRESS PXP,MNFR:01)MOUNT ISA MINING SUPPLIES P/L,PTNO:01)FP5710021000001 | 01)MOUNT ISA MINING SUPPLIES P,01)FP5710021000001,1/2 IN,EN_01)VICTAULIC,45 DEG,EN_01)STAINLESS STEEL 316,01)PRESS PXP |  |  | MOUNT ISA MINING SUPPLIES P/L | MOUNT ISA MINING SUPPLIES P/L | FP5710021000001 | [5 empty] | URL NOT FOUND | [10 empty] | Cleansed | 40172807 | ELBOW | PIPE | TYPE |  | NOMINAL SIZE | 1/2 IN | END CONNECTION | VICTAULIC PRESS PXP | PRESSURE RATING |  | ANGLE | 45 DEG | MATERIAL | 316 STAINLESS STEEL | MATERIAL SPECIFICATION |  | COATING/FINISH |  | MANUFACTURING PROCESS |  | SCHEDULE/WALL THICKNESS |  | LENGTH |  | HAZARD CLASS |  | CERTIFICATION/STANDARD |  | ADDITIONAL FEATURES | [46 empty] | Production Completed
STP_009 - Lot4 | Data Enrichment | BHJ | Completed | 2023-07-21 | 2023-07-31 |  | 1385448 | 1385448 | EA | ELBOW,PIPE;NOM 1/2 IN,VICTAULIC,SS316 |  |  | ELBOW,PIPE;NOMINAL SIZE:1/2 IN,END CONNECTION:VICTAULIC,MATERIAL:STAINLESS STEEL 316,ADDITIONAL FEATURES EN:PRESS PXP,MNFR:01) MOUNT ISA MINING SUPPLIES P/L,PTNO:01)FP5680021000001 | 01)MOUNT ISA MINING SUPPLIES P,01)FP5680021000001,1/2 IN,EN_01)VICTAULIC,EN_01)STAINLESS STEEL 316,01)PRESS PXP |  |  | MOUNT ISA MINING SUPPLIES P/L | MOUNT ISA MINING SUPPLIES P/L | FP5680021000001 | [5 empty] | URL NOT FOUND | [10 empty] | Cleansed | 40172807 | ELBOW | PIPE | TYPE |  | NOMINAL SIZE | 1/2 IN | END CONNECTION | VICTAULIC PRESS PXP | PRESSURE RATING |  | ANGLE |  | MATERIAL | 316 STAINLESS STEEL | MATERIAL SPECIFICATION |  | COATING/FINISH |  | MANUFACTURING PROCESS |  | SCHEDULE/WALL THICKNESS |  | LENGTH |  | HAZARD CLASS |  | CERTIFICATION/STANDARD |  | ADDITIONAL FEATURES | [46 empty] | Production Completed
STP_009 - Lot4 | Data Enrichment | BHJ | Completed | 2023-07-21 | 2023-07-31 |  | 1385745 | 1385745 | EA | ELBOW,PIPE;NOM 1/4 IN,19 BSP X 19 FBSP |  |  | ELBOW,PIPE;NOMINAL SIZE:1/4 IN,END CONNECTION:19 BSP X 19 FBSP,PRESSURE RATING:150 LB,ANGLE:90 DEG,MATERIAL:STAINLESS STEEL 316, MNFR:01)REECE,PTNO:01)740127 | 01)REECE,01)740127,1/4 IN,EN_01)19 BSP X 19 FBSP,150 LB,90 DEG,EN_01)STAINLESS STEEL 316 |  |  | REECE | REECE PTY LTD | 740127 | [5 empty] | URL NOT FOUND | [10 empty] | Cleansed | 40172807 | ELBOW | PIPE | TYPE |  | NOMINAL SIZE | 1/4 IN | END CONNECTION | BSPXFBSP | PRESSURE RATING | 150 LB | ANGLE | 90 DEG | MATERIAL | 316 STAINLESS STEEL | MATERIAL SPECIFICATION |  | COATING/FINISH |  | MANUFACTURING PROCESS |  | SCHEDULE/WALL THICKNESS |  | LENGTH |  | HAZARD CLASS |  | CERTIFICATION/STANDARD |  | ADDITIONAL FEATURES | TPI:19 | [45 empty] | Production Completed
STP_009 - Lot4 | Data Enrichment | BHJ | Completed | 2023-07-21 | 2023-07-31 | End Connection Conflict w.r.t Input - Updated as per Websource | 1385834 | 1385834 | EA | ELBOW,PIPE;NOM 10 MM,FBSP,90 DEG,SS |  |  | ELBOW,PIPE;NOMINAL SIZE:10 MM,END CONNECTION:FBSP,ANGLE:90 DEG,MATERIAL:STAINLESS STEEL,MNFR:01)MOUNT ISA MINING SUPPLIES P/L, PTNO:01)SS90EFF10 | 01)MOUNT ISA MINING SUPPLIES P,01)SS90EFF10,10 MM,EN_01)FBSP,90 DEG,EN_01)STAINLESS STEEL |  |  | MOUNT ISA MINING SUPPLIES P/L | MOUNT ISA MINING SUPPLIES P/L | SS90EFF10 | [5 empty] | https://www.cdaets.com.au/product/elbow-female-female-90-stainless-steel-10mm-648023 | [10 empty] | Enriched | 40172807 | ELBOW | PIPE | TYPE |  | NOMINAL SIZE | 10 MM | END CONNECTION | FEMALE | PRESSURE RATING |  | ANGLE | 90 DEG | MATERIAL | STAINLESS STEEL | MATERIAL SPECIFICATION |  | COATING/FINISH |  | MANUFACTURING PROCESS |  | SCHEDULE/WALL THICKNESS |  | LENGTH |  | HAZARD CLASS |  | CERTIFICATION/STANDARD |  | ADDITIONAL FEATURES | [46 empty] | Production Completed
STP_009 - Lot4 | Data Enrichment | BHJ | Completed | 2023-07-21 | 2023-07-31 | URL for reference | 1347002 | 1347002 | EA | ELBOW,PIPE;NOM 110 MM,ELECTROFUSION |  |  | ELBOW,PIPE;NOMINAL SIZE:110 MM,END CONNECTION:ELECTROFUSION,PRESSURE RATING:WATER PN 16, GAS PN 10,ANGLE:90 DEG,MATERIAL:PE100, SCHEDULE/WALL THICKNESS:SDR11,ADDITIONAL FEATURES EN:946203,MNFR:01)VINIDEX PTY LTD,PTNO:01)88638 | 01)VINIDEX PTY LTD,01)88638,110 MM,EN_01)ELECTROFUSION,WATER PN 16, GAS PN 10,90 DEG,EN_01)PE100,SDR11,01)946203 |  |  | VINIDEX PTY LTD | VINIDEX PTY LTD | 88638 | [5 empty] | https://www.vinidex.com.au/products/pe-systems/fittings-for-pe-pipe/friatec-electrofusion-fittings/90-elbow-sdr-11-pe-100/ | [10 empty] | Cleansed | 40172800 | ELBOW | PIPE | TYPE |  | NOMINAL SIZE | 110 MM | END CONNECTION | ELECTROFUSION | PRESSURE RATING | PN 16 WATER,PN 10 GAS | ANGLE | 90 DEG | MATERIAL | POLYETHYLENE PE100 | MATERIAL SPECIFICATION |  | COATING/FINISH |  | MANUFACTURING PROCESS |  | SCHEDULE/WALL THICKNESS |  | LENGTH |  | HAZARD CLASS |  | CERTIFICATION/STANDARD |  | ADDITIONAL FEATURES | REF:946203,RATING:SDR 11 | [45 empty] | Production Completed
STP_009 - Lot4 | Data Enrichment | BHJ | Completed | 2023-07-21 | 2023-07-31 | URL for reference | 1385457 | 1385457 | EA | ELBOW,PIPE;NOM 110 MM,ELECTROFUSION |  |  | ELBOW,PIPE;NOMINAL SIZE:110 MM,END CONNECTION:ELECTROFUSION,PRESSURE RATING:WATER PN 16, GAS PN 10,ANGLE:45 DEG,MATERIAL:PE100, SCHEDULE/WALL THICKNESS:SDR11/21,ADDITIONAL FEATURES EN:PRICES AS PER NUMBER: 1003791,MNFR:01)VINIDEX PTY LTD,PTNO:01)88620 | 01)VINIDEX PTY LTD,01)88620,110 MM,EN_01)ELECTROFUSION,WATER PN 16, GAS PN 10,45 DEG,EN_01)PE100,SDR11/21,01)PRICES AS PER NUMBER: 10037 |  |  | VINIDEX PTY LTD | VINIDEX PTY LTD | 88620 | [5 empty] | https://www.vinidex.com.au/products/pe-systems/fittings-for-pe-pipe/friatec-electrofusion-fittings/45-elbow-sdr-11-pe-100/ | [10 empty] | Cleansed | 40172800 | ELBOW | PIPE | TYPE |  | NOMINAL SIZE | 110 MM | END CONNECTION | ELECTROFUSION | PRESSURE RATING | PN 16 WATER,PN 10 GAS | ANGLE | 45 DEG | MATERIAL | POLYETHYLENE PE100 | MATERIAL SPECIFICATION |  | COATING/FINISH |  | MANUFACTURING PROCESS |  | SCHEDULE/WALL THICKNESS |  | LENGTH |  | HAZARD CLASS |  | CERTIFICATION/STANDARD |  | ADDITIONAL FEATURES | PRICES AS PER NUMBER:1003791,RATING:SDR 11/21 | [45 empty] | Production Completed
STP_009 - Lot4 | Data Enrichment | BHJ | Completed | 2023-07-21 | 2023-07-31 | URL for reference | 1230927 | 1230927 | EA | ELBOW,PIPE;NOM 114.3 MM,45 DEG,STL,GALV |  |  | ELBOW,PIPE;NOMINAL SIZE:114.3 MM,END CONNECTION:VICTAULIC SHOULDERED,ANGLE:45 DEG,MATERIAL:STEEL,COATING/FINISH:GALVANIZED, ADDITIONAL FEATURES EN:100NB,MNFR:01)MIMS,PTNO:01)FSC110114000001 | 01)MIMS,01)FSC110114000001,114.3 MM,EN_01)VICTAULIC SHOULDERED,45 DEG,EN_01)STEEL,EN_01)GALVANIZED,01)100NB |  |  | MIMS | MIMS | FSC110114000001 | FIL-PEMTO |  |  |  |  | http://filpemtodi.it/wp-content/uploads/2017/PDF/3_Valvole%20e%20Componenti%20HVAC%202017.pdf | [10 empty] | Cleansed | 40172815 | ELBOW | PIPE | TYPE |  | NOMINAL SIZE | 100 NB | END CONNECTION | VICTAULIC SHOULDERED | PRESSURE RATING |  | ANGLE | 45 DEG | MATERIAL | STEEL | MATERIAL SPECIFICATION |  | COATING/FINISH | GALVANIZED | MANUFACTURING PROCESS |  | SCHEDULE/WALL THICKNESS |  | LENGTH |  | HAZARD CLASS |  | CERTIFICATION/STANDARD |  | ADDITIONAL FEATURES | SIZE:114.3 MM | [45 empty] | Production Completed
STP_009 - Lot4 | Data Enrichment | BHJ | Completed | 2023-07-21 | 2023-07-31 | URL for reference | 1230925 | 1230925 | EA | ELBOW,PIPE;NOM 114.3 MM,90 DEG,STL,GALV |  |  | ELBOW,PIPE;NOMINAL SIZE:114.3 MM,END CONNECTION:VICTAULIC SHOULDERED,ANGLE:90 DEG,MATERIAL:STEEL,COATING/FINISH:GALVANIZED, ADDITIONAL FEATURES EN:100NB,MNFR:01)MIMS,PTNO:01)FSC100114000001 | 01)MIMS,01)FSC100114000001,114.3 MM,EN_01)VICTAULIC SHOULDERED,90 DEG,EN_01)STEEL,EN_01)GALVANIZED,01)100NB |  |  | MIMS | MIMS | FSC100114000001 | FIL-PEMTO |  |  |  |  | http://filpemtodi.it/wp-content/uploads/2017/PDF/3_Valvole%20e%20Componenti%20HVAC%202017.pdf | [10 empty] | Cleansed | 40172815 | ELBOW | PIPE | TYPE |  | NOMINAL SIZE | 100 NB | END CONNECTION | VICTAULIC SHOULDERED | PRESSURE RATING |  | ANGLE | 90 DEG | MATERIAL | STEEL | MATERIAL SPECIFICATION |  | COATING/FINISH | GALVANIZED | MANUFACTURING PROCESS |  | SCHEDULE/WALL THICKNESS |  | LENGTH |  | HAZARD CLASS |  | CERTIFICATION/STANDARD |  | ADDITIONAL FEATURES | SIZE:114.3 MM | [45 empty] | Production Completed
STP_009 - Lot4 | Data Enrichment | BHJ | Completed | 2023-07-21 | 2023-07-31 |  | 1385922 | 1385922 | EA | ELBOW,PIPE;NOM 15 MM,SS |  |  | ELBOW,PIPE;NOMINAL SIZE:15 MM,MATERIAL:STAINLESS STEEL,MNFR:01)INFRABUILD TRADING PTY LTD,PTNO:01)116368 | 01)INFRABUILD TRADING PTY LTD,01)116368,15 MM,EN_01)STAINLESS STEEL |  |  | INFRABUILD TRADING PTY LTD | INFRABUILD TRADING PTY LTD | 116368 | [5 empty] | https://www.duncanrogers.com/hydraulics/adaptors/swept-elbow-adaptors/bsp-male-x-bsp-male-90-deg-swept-elbow/T01207/116369 | [10 empty] | Enriched | 40172807 | ELBOW | PIPE | TYPE | SWEPT | NOMINAL SIZE | 15 MM | END CONNECTION | MALE BSP | PRESSURE RATING |  | ANGLE | 90 DEG | MATERIAL | STAINLESS STEEL | MATERIAL SPECIFICATION |  | COATING/FINISH | ZINC ELECTRO PLATED | MANUFACTURING PROCESS | TRIVALENT PASSIVATE | SCHEDULE/WALL THICKNESS |  | LENGTH |  | HAZARD CLASS |  | CERTIFICATION/STANDARD |  | ADDITIONAL FEATURES | [46 empty] | Production Completed
STP_009 - Lot4 | Data Enrichment | BHJ | Completed | 2023-07-21 | 2023-07-31 |  | 1301305 | 1301305 | EA | ELBOW,PIPE;NOM 2 IN,45 DEG,BEND,MIMS |  |  | ELBOW,PIPE;NOMINAL SIZE:2 IN,ANGLE:45 DEG,ADDITIONAL FEATURES EN:BEND,MNFR:01)MIMS,PTNO:01)MFP5710060000001 | 01)MIMS,01)MFP5710060000001,2 IN,45 DEG,01)BEND |  |  | MIMS | MIMS | MFP5710060000001 | [5 empty] | URL NOT FOUND | [10 empty] | Cleansed | 40172800 | ELBOW | PIPE | TYPE |  | NOMINAL SIZE | 2 IN | END CONNECTION |  | PRESSURE RATING |  | ANGLE | 45 DEG | MATERIAL |  | MATERIAL SPECIFICATION |  | COATING/FINISH |  | MANUFACTURING PROCESS |  | SCHEDULE/WALL THICKNESS |  | LENGTH |  | HAZARD CLASS |  | CERTIFICATION/STANDARD |  | ADDITIONAL FEATURES | BEND | [45 empty] | Production Completed
STP_009 - Lot4 | Data Enrichment | BHJ | Completed | 2023-07-21 | 2023-07-31 |  | 1236689 | 1236689 | EA | ELBOW,PIPE;NOM 2 IN,90 DEG,BEND,MIMS |  |  | ELBOW,PIPE;NOMINAL SIZE:2 IN,ANGLE:90 DEG,ADDITIONAL FEATURES EN:BEND,MNFR:01)MIMS,PTNO:01)MFP5680060000001 | 01)MIMS,01)MFP5680060000001,2 IN,90 DEG,01)BEND |  |  | MIMS | MIMS | MFP5680060000001 | [5 empty] | URL NOT FOUND | [10 empty] | Cleansed | 40172800 | ELBOW | PIPE | TYPE |  | NOMINAL SIZE | 2 IN | END CONNECTION |  | PRESSURE RATING |  | ANGLE | 90 DEG | MATERIAL |  | MATERIAL SPECIFICATION |  | COATING/FINISH |  | MANUFACTURING PROCESS |  | SCHEDULE/WALL THICKNESS |  | LENGTH |  | HAZARD CLASS |  | CERTIFICATION/STANDARD |  | ADDITIONAL FEATURES | BEND | [45 empty] | Production Completed
STP_009 - Lot4 | Data Enrichment | BHJ | Completed | 2023-07-21 | 2023-07-31 |  | 1385126 | 1385126 | EA | ELBOW,PIPE;NOM 2 IN,VICTAULIC,500 PSI |  |  | ELBOW,PIPE;NOMINAL SIZE:2 IN,END CONNECTION:VICTAULIC,PRESSURE RATING:500 PSI,ANGLE:45 DEG,MATERIAL:STAINLESS STEEL 316, SCHEDULE/WALL THICKNESS:10S,ADDITIONAL FEATURES EN:P571,MNFR:01)MIMS,PTNO:01)FP5710060000001 | 01)MIMS,01)FP5710060000001,2 IN,EN_01)VICTAULIC,500 PSI,45 DEG,EN_01)STAINLESS STEEL 316,10S,01)P571 |  |  | MIMS | MIMS | FP5710060000001 | [5 empty] | URL NOT FOUND | [10 empty] | Cleansed | 40172807 | ELBOW | PIPE | TYPE |  | NOMINAL SIZE | 2 IN | END CONNECTION | VICTAULIC | PRESSURE RATING | 500 PSI | ANGLE | 45 DEG | MATERIAL | 316 STAINLESS STEEL | MATERIAL SPECIFICATION |  | COATING/FINISH |  | MANUFACTURING PROCESS |  | SCHEDULE/WALL THICKNESS | 10S | LENGTH |  | HAZARD CLASS |  | CERTIFICATION/STANDARD |  | ADDITIONAL FEATURES | STYLE:P571 | [45 empty] | Production Completed
STP_009 - Lot4 | Data Enrichment | BHJ | Completed | 2023-07-21 | 2023-07-31 |  | 1385301 | 1385301 | EA | ELBOW,PIPE;NOM 2 IN,VICTAULIC,500 PSI |  |  | ELBOW,PIPE;NOMINAL SIZE:2 IN,END CONNECTION:VICTAULIC,PRESSURE RATING:500 PSI,ANGLE:45 DEG,MATERIAL:STAINLESS STEEL 316, ADDITIONAL FEATURES EN:P571,MNFR:01)MOUNT ISA MINING SUPPLIES P/L,PTNO:01)FP5710060000001 | 01)MOUNT ISA MINING SUPPLIES P,01)FP5710060000001,2 IN,EN_01)VICTAULIC,500 PSI,45 DEG,EN_01)STAINLESS STEEL 316,01)P571 |  |  | MOUNT ISA MINING SUPPLIES P/L | MOUNT ISA MINING SUPPLIES P/L | FP5710060000001 | [5 empty] | URL NOT FOUND | [10 empty] | Cleansed | 40172807 | ELBOW | PIPE | TYPE |  | NOMINAL SIZE | 2 IN | END CONNECTION | VICTAULIC | PRESSURE RATING | 500 PSI | ANGLE | 45 DEG | MATERIAL | 316 STAINLESS STEEL | MATERIAL SPECIFICATION |  | COATING/FINISH |  | MANUFACTURING PROCESS |  | SCHEDULE/WALL THICKNESS |  | LENGTH |  | HAZARD CLASS |  | CERTIFICATION/STANDARD |  | ADDITIONAL FEATURES | STYLE:P571 | [45 empty] | Production Completed
STP_009 - Lot4 | Data Enrichment | BHJ | Completed | 2023-07-21 | 2023-07-31 |  | 1385964 | 1385964 | EA | ELBOW,PIPE;NOM 2 IN,VICTAULIC,90 DEG,SS |  |  | ELBOW,PIPE;NOMINAL SIZE:2 IN,END CONNECTION:VICTAULIC,ANGLE:90 DEG,MATERIAL:STAINLESS STEEL,LENGTH:60.3 MM,MNFR:01)MIMS,PTNO:01) FP5680060000001 | 01)MIMS,01)FP5680060000001,2 IN,EN_01)VICTAULIC,90 DEG,EN_01)STAINLESS STEEL,60.3 MM |  |  | MIMS | MIMS | FP5680060000001 | [5 empty] | URL NOT FOUND | [10 empty] | Cleansed | 40172807 | ELBOW | PIPE | TYPE |  | NOMINAL SIZE | 2 IN | END CONNECTION | VICTAULIC | PRESSURE RATING |  | ANGLE | 90 DEG | MATERIAL | STAINLESS STEEL | MATERIAL SPECIFICATION |  | COATING/FINISH |  | MANUFACTURING PROCESS |  | SCHEDULE/WALL THICKNESS |  | LENGTH | 60.3 MM | HAZARD CLASS |  | CERTIFICATION/STANDARD |  | ADDITIONAL FEATURES | [46 empty] | Production Completed
STP_009 - Lot4 | Data Enrichment | BHJ | Completed | 2023-07-21 | 2023-07-31 |  | 1385548 | 1385548 | EA | ELBOW,PIPE;NOM 2 IN,VICTAULIC,90 DEG,SS |  |  | ELBOW,PIPE;NOMINAL SIZE:2 IN,END CONNECTION:VICTAULIC,ANGLE:90 DEG,MATERIAL:STAINLESS STEEL,LENGTH:60.3 MM,ADDITIONAL FEATURES EN: PRESS,MNFR:01)MOUNT ISA MINING SUPPLIES P/L,PTNO:01)FP5680060000001 | 01)MOUNT ISA MINING SUPPLIES P,01)FP5680060000001,2 IN,EN_01)VICTAULIC,90 DEG,EN_01)STAINLESS STEEL,60.3 MM,01)PRESS |  |  | MOUNT ISA MINING SUPPLIES P/L | MOUNT ISA MINING SUPPLIES P/L | FP5680060000001 | [5 empty] | URL NOT FOUND | [10 empty] | Cleansed | 40172807 | ELBOW | PIPE | TYPE |  | NOMINAL SIZE | 2 IN | END CONNECTION | VICTAULIC PRESS | PRESSURE RATING |  | ANGLE | 90 DEG | MATERIAL | STAINLESS STEEL | MATERIAL SPECIFICATION |  | COATING/FINISH |  | MANUFACTURING PROCESS |  | SCHEDULE/WALL THICKNESS |  | LENGTH | 60.3 MM | HAZARD CLASS |  | CERTIFICATION/STANDARD |  | ADDITIONAL FEATURES | [46 empty] | Production Completed
STP_009 - Lot4 | Data Enrichment | BHJ | Completed | 2023-07-21 | 2023-07-31 |  | 1385952 | 1385952 | EA | ELBOW,PIPE;NOM 20 MM,FEM,90 DEG,PVC |  |  | ELBOW,PIPE;NOMINAL SIZE:20 MM,END CONNECTION:FEMALE,ANGLE:90 DEG,MATERIAL:PVC,ADDITIONAL FEATURES EN:PRESSURE RATING: CAT 13,MNFR: 01)BUTLER AGENCIES PTY LTD,PTNO:01)CAT13 20 | 01)BUTLER AGENCIES PTY LTD,01)CAT13 20,20 MM,EN_01)FEMALE,90 DEG,EN_01)PVC,01)PRESSURE RATING: CAT 13 |  |  | BUTLER AGENCIES PTY LTD | BUTLER AGENCIES PTY LTD | CAT13 20 | [5 empty] | https://www.beyondplumbingsupplies.com/products/elbow-cat13-pvc-pressure-20mm-x-90 | [10 empty] | Enriched | 40172808 | ELBOW | PIPE | TYPE |  | NOMINAL SIZE | 20 MM | END CONNECTION | FEMALE | PRESSURE RATING | PN 18 | ANGLE | 90 DEG | MATERIAL | PVC | MATERIAL SPECIFICATION |  | COATING/FINISH |  | MANUFACTURING PROCESS |  | SCHEDULE/WALL THICKNESS |  | LENGTH |  | HAZARD CLASS |  | CERTIFICATION/STANDARD | AS/NZS 1477,AS/NZS 4020 | ADDITIONAL FEATURES | [46 empty] | Production Completed
STP_009 - Lot4 | Data Enrichment | BHJ | Completed | 2023-07-21 | 2023-07-31 |  | 1385256 | 1385256 | EA | ELBOW,PIPE;NOM 20 MM,FEM,90 DEG,PVC |  |  | ELBOW,PIPE;NOMINAL SIZE:20 MM,END CONNECTION:FEMALE,ANGLE:90 DEG,MATERIAL:PVC,ADDITIONAL FEATURES EN:PRESS #13,MNFR:01)REECE PTY LTD,PTNO:01)1502105 | 01)REECE PTY LTD,01)1502105,20 MM,EN_01)FEMALE,90 DEG,EN_01)PVC,01)PRESS #13 |  |  | REECE PTY LTD | REECE PTY LTD | 1502105 | [5 empty] | URL NOT FOUND | [10 empty] | Cleansed | 40172808 | ELBOW | PIPE | TYPE |  | NOMINAL SIZE | 20 MM | END CONNECTION | FEMALE | PRESSURE RATING |  | ANGLE | 90 DEG | MATERIAL | PVC | MATERIAL SPECIFICATION |  | COATING/FINISH |  | MANUFACTURING PROCESS |  | SCHEDULE/WALL THICKNESS |  | LENGTH |  | HAZARD CLASS |  | CERTIFICATION/STANDARD |  | ADDITIONAL FEATURES | PRESS #13 | [45 empty] | Production Completed
STP_009 - Lot4 | Data Enrichment | BHJ | Completed | 2023-07-21 | 2023-07-31 | URL for reference | 1291645 | 1291645 | EA | ELBOW,PIPE;NOM 219.1 MM,45 DEG,STL,GALV |  |  | ELBOW,PIPE;NOMINAL SIZE:219.1 MM,END CONNECTION:VICTAULIC SHOULDERED,ANGLE:45 DEG,MATERIAL:STEEL,COATING/FINISH:GALVANIZED, ADDITIONAL FEATURES EN:200NB,MNFR:01)MIMS,PTNO:01)FSC110219000001 | 01)MIMS,01)FSC110219000001,219.1 MM,EN_01)VICTAULIC SHOULDERED,45 DEG,EN_01)STEEL,EN_01)GALVANIZED,01)200NB |  |  | MIMS | MIMS | FSC110219000001 | FIL-PEMTO |  |  |  |  | http://filpemtodi.it/wp-content/uploads/2017/PDF/3_Valvole%20e%20Componenti%20HVAC%202017.pdf | [10 empty] | Cleansed | 40172815 | ELBOW | PIPE | TYPE |  | NOMINAL SIZE | 200 NB | END CONNECTION | VICTAULIC SHOULDERED | PRESSURE RATING |  | ANGLE | 45 DEG | MATERIAL | STEEL | MATERIAL SPECIFICATION |  | COATING/FINISH | GALVANIZED | MANUFACTURING PROCESS |  | SCHEDULE/WALL THICKNESS |  | LENGTH |  | HAZARD CLASS |  | CERTIFICATION/STANDARD |  | ADDITIONAL FEATURES | SIZE:219.1 MM | [45 empty] | Production Completed
STP_009 - Lot4 | Data Enrichment | BHJ | Completed | 2023-07-21 | 2023-07-31 | URL for reference | 1292204 | 1292204 | EA | ELBOW,PIPE;NOM 219.1 MM,90 DEG,STL,GALV |  |  | ELBOW,PIPE;NOMINAL SIZE:219.1 MM,END CONNECTION:VICTAULIC SHOULDERED,ANGLE:90 DEG,MATERIAL:STEEL,COATING/FINISH:GALVANIZED, ADDITIONAL FEATURES EN:200NB,MNFR:01)MIMS,PTNO:01)FSC100219000001 | 01)MIMS,01)FSC100219000001,219.1 MM,EN_01)VICTAULIC SHOULDERED,90 DEG,EN_01)STEEL,EN_01)GALVANIZED,01)200NB |  |  | MIMS | MIMS | FSC100219000001 | FIL-PEMTO |  |  |  |  | http://filpemtodi.it/wp-content/uploads/2017/PDF/3_Valvole%20e%20Componenti%20HVAC%202017.pdf | [10 empty] | Cleansed | 40172815 | ELBOW | PIPE | TYPE |  | NOMINAL SIZE | 200 NB | END CONNECTION | VICTAULIC SHOULDERED | PRESSURE RATING |  | ANGLE | 90 DEG | MATERIAL | STEEL | MATERIAL SPECIFICATION |  | COATING/FINISH | GALVANIZED | MANUFACTURING PROCESS |  | SCHEDULE/WALL THICKNESS |  | LENGTH |  | HAZARD CLASS |  | CERTIFICATION/STANDARD |  | ADDITIONAL FEATURES | SIZE:219.1 MM | [45 empty] | Production Completed
STP_009 - Lot4 | Data Enrichment | BHJ | Completed | 2023-07-21 | 2023-07-31 |  | 1385573 | 1385573 | EA | ELBOW,PIPE;NOM 25 MM,FBSP,90 DEG |  |  | ELBOW,PIPE;NOMINAL SIZE:25 MM,END CONNECTION:FBSP,ANGLE:90 DEG,MATERIAL:STAINLESS STEEL T316,MNFR:01)MIDWAY,PTNO:01)BSPEL025 | 01)MIDWAY,01)BSPEL025,25 MM,EN_01)FBSP,90 DEG,EN_01)STAINLESS STEEL T316 |  |  | MIDWAY | MIDWAY METALS PTY LTD | BSPEL025 | [5 empty] | URL NOT FOUND | [10 empty] | Cleansed | 40172807 | ELBOW | PIPE | TYPE |  | NOMINAL SIZE | 25 MM | END CONNECTION | FBSP | PRESSURE RATING |  | ANGLE | 90 DEG | MATERIAL | T316 STAINLESS STEEL | MATERIAL SPECIFICATION |  | COATING/FINISH |  | MANUFACTURING PROCESS |  | SCHEDULE/WALL THICKNESS |  | LENGTH |  | HAZARD CLASS |  | CERTIFICATION/STANDARD |  | ADDITIONAL FEATURES | [46 empty] | Production Completed
STP_009 - Lot4 | Data Enrichment | BHJ | Completed | 2023-07-21 | 2023-07-31 |  | 1386017 | 1386017 | EA | ELBOW,PIPE;NOM 25 MM,FBSP,90 DEG |  |  | ELBOW,PIPE;NOMINAL SIZE:25 MM,END CONNECTION:FBSP,ANGLE:90 DEG,MATERIAL:STAINLESS STEEL T316,ADDITIONAL FEATURES EN:QUOTE REFERS 370,283,MNFR:01)MIDWAY METALS PTY LTD,PTNO:01)BSPEL025 | 01)MIDWAY METALS PTY LTD,01)BSPEL025,25 MM,EN_01)FBSP,90 DEG,EN_01)STAINLESS STEEL T316,01)QUOTE REFERS 370,283 |  |  | MIDWAY METALS PTY LTD | MIDWAY METALS PTY LTD | BSPEL025 | [5 empty] | URL NOT FOUND | [10 empty] | Cleansed | 40172807 | ELBOW | PIPE | TYPE |  | NOMINAL SIZE | 25 MM | END CONNECTION | FBSP | PRESSURE RATING |  | ANGLE | 90 DEG | MATERIAL | T316 STAINLESS STEEL | MATERIAL SPECIFICATION |  | COATING/FINISH |  | MANUFACTURING PROCESS |  | SCHEDULE/WALL THICKNESS |  | LENGTH |  | HAZARD CLASS |  | CERTIFICATION/STANDARD |  | ADDITIONAL FEATURES | QUOTE:370,283 | [45 empty] | Production Completed
STP_009 - Lot4 | Data Enrichment | BHJ | Completed | 2023-07-21 | 2023-07-31 |  | 1385197 | 1385197 | EA | ELBOW,PIPE;NOM 25 MM,FEM,90 DEG,PVC |  |  | ELBOW,PIPE;NOMINAL SIZE:25 MM,END CONNECTION:FEMALE,ANGLE:90 DEG,MATERIAL:PVC,ADDITIONAL FEATURES EN:CAT 1,MNFR:01)BUTLER AGENCIES PTY LTD,PTNO:01)CAT13 25 | 01)BUTLER AGENCIES PTY LTD,01)CAT13 25,25 MM,EN_01)FEMALE,90 DEG,EN_01)PVC,01)CAT 1 |  |  | BUTLER AGENCIES PTY LTD | BUTLER AGENCIES PTY LTD | CAT13 25 | [5 empty] | https://www.beyondplumbingsupplies.com/products/elbow-cat13-pvc-pressure-20mm-x-90 | [10 empty] | Enriched | 40172808 | ELBOW | PIPE | TYPE |  | NOMINAL SIZE | 25 MM | END CONNECTION | FEMALE | PRESSURE RATING | PN 18 | ANGLE | 90 DEG | MATERIAL | PVC | MATERIAL SPECIFICATION |  | COATING/FINISH |  | MANUFACTURING PROCESS |  | SCHEDULE/WALL THICKNESS |  | LENGTH |  | HAZARD CLASS |  | CERTIFICATION/STANDARD | AS/NZS 1477,AS/NZS 4020 | ADDITIONAL FEATURES | [46 empty] | Production Completed
STP_009 - Lot4 | Data Enrichment | BHJ | Completed | 2023-07-21 | 2023-07-31 |  | 1385566 | 1385566 | EA | ELBOW,PIPE;NOM 26.7 MM,90 DEG,SS |  |  | ELBOW,PIPE;NOMINAL SIZE:26.7 MM,ANGLE:90 DEG,MATERIAL:STAINLESS STEEL,MNFR:01)MIMS,PTNO:01)FP5680026000001 | 01)MIMS,01)FP5680026000001,26.7 MM,90 DEG,EN_01)STAINLESS STEEL |  |  | MIMS | MIMS | FP5680026000001 | [5 empty] | URL NOT FOUND | [10 empty] | Cleansed | 40172807 | ELBOW | PIPE | TYPE |  | NOMINAL SIZE | 26.7 MM | END CONNECTION |  | PRESSURE RATING |  | ANGLE | 90 DEG | MATERIAL | STAINLESS STEEL | MATERIAL SPECIFICATION |  | COATING/FINISH |  | MANUFACTURING PROCESS |  | SCHEDULE/WALL THICKNESS |  | LENGTH |  | HAZARD CLASS |  | CERTIFICATION/STANDARD |  | ADDITIONAL FEATURES | [46 empty] | Production Completed
STP_009 - Lot4 | Data Enrichment | BHJ | Completed | 2023-07-21 | 2023-07-31 |  | 1385486 | 1385486 | EA | ELBOW,PIPE;NOM 26.7 MM,PUSH IN,45 DEG,SS |  |  | ELBOW,PIPE;NOMINAL SIZE:26.7 MM,END CONNECTION:PUSH IN,ANGLE:45 DEG,MATERIAL:STAINLESS STEEL,ADDITIONAL FEATURES EN:P571, VIC PRESS,MNFR:01)MOUNT ISA MINING SUPPLIES P/L,PTNO:01)FP5710026000001 | 01)MOUNT ISA MINING SUPPLIES P,01)FP5710026000001,26.7 MM,EN_01)PUSH IN,45 DEG,EN_01)STAINLESS STEEL,01)P571, VIC PRESS |  |  | MOUNT ISA MINING SUPPLIES P/L | MOUNT ISA MINING SUPPLIES P/L | FP5710026000001 | [5 empty] | URL NOT FOUND | [10 empty] | Cleansed | 40172807 | ELBOW | PIPE | TYPE |  | NOMINAL SIZE | 26.7 MM | END CONNECTION | VICTAULIC PRESS/PUSH IN | PRESSURE RATING |  | ANGLE | 45 DEG | MATERIAL | STAINLESS STEEL | MATERIAL SPECIFICATION |  | COATING/FINISH |  | MANUFACTURING PROCESS |  | SCHEDULE/WALL THICKNESS |  | LENGTH |  | HAZARD CLASS |  | CERTIFICATION/STANDARD |  | ADDITIONAL FEATURES | STYLE:P571 | [45 empty] | Production Completed
STP_009 - Lot4 | Data Enrichment | BHJ | Completed | 2023-07-21 | 2023-07-31 |  | 1385588 | 1385588 | EA | ELBOW,PIPE;NOM 3/4 IN,14 FBSP,90 DEG |  |  | ELBOW,PIPE;NOMINAL SIZE:3/4 IN,END CONNECTION:14 FBSP,ANGLE:90 DEG,MATERIAL:STAINLESS STEEL T316,ADDITIONAL FEATURES EN:20NB,MNFR: 01)MIDWAY,PTNO:01)BSPEL020 | 01)MIDWAY,01)BSPEL020,3/4 IN,EN_01)14 FBSP,90 DEG,EN_01)STAINLESS STEEL T316,01)20NB |  |  | MIDWAY | MIDWAY METALS PTY LTD | BSPEL020 | [5 empty] | URL NOT FOUND | [10 empty] | Cleansed | 40172807 | ELBOW | PIPE | TYPE |  | NOMINAL SIZE | NB 20 | END CONNECTION | FBSP | PRESSURE RATING |  | ANGLE | 90 DEG | MATERIAL | T316 STAINLESS STEEL | MATERIAL SPECIFICATION |  | COATING/FINISH |  | MANUFACTURING PROCESS |  | SCHEDULE/WALL THICKNESS |  | LENGTH |  | HAZARD CLASS |  | CERTIFICATION/STANDARD |  | ADDITIONAL FEATURES | TPI:14 | [45 empty] | Production Completed
STP_009 - Lot4 | Data Enrichment | BHJ | Completed | 2023-07-21 | 2023-07-31 |  | 1385266 | 1385266 | EA | ELBOW,PIPE;NOM 3/4 IN,700 PSI,90 DEG,CU |  |  | ELBOW,PIPE;NOMINAL SIZE:3/4 IN,PRESSURE RATING:700 PSI,ANGLE:90 DEG,MATERIAL:COPPER,ADDITIONAL FEATURES EN:B MAXIPRO PKT 3,MNFR: 01)REECE PTY LTD,PTNO:01)405959 | 01)REECE PTY LTD,01)405959,3/4 IN,700 PSI,90 DEG,EN_01)COPPER,01)B MAXIPRO PKT 3 |  |  | REECE PTY LTD | REECE PTY LTD | 405959 | CONEX BANNINGER |  |  |  |  | https://www.reece.com.au/product/-b-maxipro-elbow-90-degree-x-3-4-bag-of-3-405959 | [10 empty] | Enriched | 40172812 | ELBOW | PIPE | TYPE |  | NOMINAL SIZE | 3/4 IN | END CONNECTION | B PRESS | PRESSURE RATING | 700 PSI | ANGLE | 90 DEG | MATERIAL | REFRIGERANT GRADE COPPER | MATERIAL SPECIFICATION |  | COATING/FINISH |  | MANUFACTURING PROCESS |  | SCHEDULE/WALL THICKNESS |  | LENGTH |  | HAZARD CLASS |  | CERTIFICATION/STANDARD |  | ADDITIONAL FEATURES | BRAND:B MAXIPRO,PACKAGE QUANTITY:3/PACK | [45 empty] | Production Completed
STP_009 - Lot4 | Data Enrichment | BHJ | Completed | 2023-07-21 | 2023-07-31 |  | 1385405 | 1385405 | EA | ELBOW,PIPE;NOM 3/8 IN,700 PSI,90 DEG,CU |  |  | ELBOW,PIPE;NOMINAL SIZE:3/8 IN,PRESSURE RATING:700 PSI,ANGLE:90 DEG,MATERIAL:COPPER,ADDITIONAL FEATURES EN:B MAXIPRO PKT 5,MNFR: 01)REECE PTY LTD,PTNO:01)405956 | 01)REECE PTY LTD,01)405956,3/8 IN,700 PSI,90 DEG,EN_01)COPPER,01)B MAXIPRO PKT 5 |  |  | REECE PTY LTD | REECE PTY LTD | 405956 | CONEX BANNINGER |  |  |  |  | https://www.reece.com.au/product/-b-maxipro-elbow-90-degree-x-3-8-bag-of-5-405956 | [10 empty] | Enriched | 40172812 | ELBOW | PIPE | TYPE |  | NOMINAL SIZE | 3/8 IN | END CONNECTION | B PRESS | PRESSURE RATING | 700 PSI | ANGLE | 90 DEG | MATERIAL | REFRIGERANT GRADE COPPER | MATERIAL SPECIFICATION |  | COATING/FINISH |  | MANUFACTURING PROCESS |  | SCHEDULE/WALL THICKNESS |  | LENGTH |  | HAZARD CLASS |  | CERTIFICATION/STANDARD |  | ADDITIONAL FEATURES | BRAND:B MAXIPRO,PACKAGE QUANTITY:5/PACK | [45 empty] | Production Completed
STP_009 - Lot4 | Data Enrichment | BHJ | Completed | 2023-07-21 | 2023-07-31 |  | 1385839 | 1385839 | EA | ELBOW,PIPE;NOM 300 MM,BW,90 DEG |  |  | ELBOW,PIPE;NOMINAL SIZE:300 MM,END CONNECTION:BW,ANGLE:90 DEG,CERTIFICATION/STANDARD:ASME B16.9, ASTM A234 WPB,ADDITIONAL FEATURES EN:LR STD WT,MNFR:01)INFRABUILD TRADING PTY LTD,PTNO:01)124715 | 01)INFRABUILD TRADING PTY LTD,01)124715,300 MM,EN_01)BW,90 DEG,EN_01)ASME B16.9, ASTM A234 WP,01)LR STD WT |  |  | INFRABUILD TRADING PTY LTD | INFRABUILD TRADING PTY LTD | 124715 | [5 empty] | URL NOT FOUND | [10 empty] | Cleansed | 40172802 | ELBOW | PIPE | TYPE | LONG RADIUS,STANDARD WEIGHT | NOMINAL SIZE | 300 MM | END CONNECTION | BUTT WELD | PRESSURE RATING |  | ANGLE | 90 DEG | MATERIAL | CARBON STEEL | MATERIAL SPECIFICATION | ASTM A234 GR WPB | COATING/FINISH |  | MANUFACTURING PROCESS |  | SCHEDULE/WALL THICKNESS |  | LENGTH |  | HAZARD CLASS |  | CERTIFICATION/STANDARD | ASME B16.9 | ADDITIONAL FEATURES | [46 empty] | Production Completed
STP_009 - Lot4 | Data Enrichment | BHJ | Completed | 2023-07-21 | 2023-07-31 |  | 1349897 | 1349897 | EA | ELBOW,PIPE;NOM 32 MM,SCKTWLD,3000 PSI |  |  | ELBOW,PIPE;NOMINAL SIZE:32 MM,END CONNECTION:SOCKET WELD,PRESSURE RATING:3000 PSI,ANGLE:90 DEG,MNFR:01)MRCGLOB,PTNO:01)1000015524 | 01)MRCGLOB,01)1000015524,32 MM,EN_01)SOCKET WELD,3000 PSI,90 DEG |  |  | MRCGLOB | MRC GLOBAL AUSTRALIA PTY LTD | 1000015524 | [5 empty] | URL NOT FOUND | [10 empty] | Cleansed | 40172800 | ELBOW | PIPE | TYPE |  | NOMINAL SIZE | 32 MM | END CONNECTION | SOCKET WELD | PRESSURE RATING | 3000 PSI | ANGLE | 90 DEG | MATERIAL |  | MATERIAL SPECIFICATION |  | COATING/FINISH |  | MANUFACTURING PROCESS |  | SCHEDULE/WALL THICKNESS |  | LENGTH |  | HAZARD CLASS |  | CERTIFICATION/STANDARD |  | ADDITIONAL FEATURES | [46 empty] | Production Completed
STP_009 - Lot4 | Data Enrichment | BHJ | Completed | 2023-07-21 | 2023-07-31 |  | 1385192 | 1385192 | EA | ELBOW,PIPE;NOM 40 MM,FEM,45 DEG,GALV |  |  | ELBOW,PIPE;NOMINAL SIZE:40 MM,END CONNECTION:FEMALE,ANGLE:45 DEG,COATING/FINISH:GALVANIZED,MNFR:01)REECE PTY LTD,PTNO:01)1101830 | 01)REECE PTY LTD,01)1101830,40 MM,EN_01)FEMALE,45 DEG,EN_01)GALVANIZED |  |  | REECE PTY LTD | REECE PTY LTD | 1101830 | [5 empty] | https://www.reece.com.au/product/elbow-female-female-galvanised-45-degree-x-1101830?query=1101830 | [10 empty] | Enriched | 40172806 | ELBOW | PIPE | TYPE |  | NOMINAL SIZE | 40 MM | END CONNECTION | FEMALE | PRESSURE RATING |  | ANGLE | 45 DEG | MATERIAL | MALLEABLE IRON | MATERIAL SPECIFICATION |  | COATING/FINISH | GALVANIZED | MANUFACTURING PROCESS |  | SCHEDULE/WALL THICKNESS |  | LENGTH |  | HAZARD CLASS |  | CERTIFICATION/STANDARD |  | ADDITIONAL FEATURES | [46 empty] | Production Completed
STP_009 - Lot4 | Data Enrichment | BHJ | Completed | 2023-07-21 | 2023-07-31 | Nominal Size Conflict w.r.t Input - Updated as per Websource | 1385413 | 1385413 | EA | ELBOW,PIPE;NOM 40 MM,FEM,90 DEG,GALV |  |  | ELBOW,PIPE;NOMINAL SIZE:40 MM,END CONNECTION:FEMALE,ANGLE:90 DEG,COATING/FINISH:GALVANIZED,MNFR:01)REECE PTY LTD,PTNO:01)1101220 | 01)REECE PTY LTD,01)1101220,40 MM,EN_01)FEMALE,90 DEG,EN_01)GALVANIZED |  |  | REECE PTY LTD | REECE PTY LTD | 1101220 | [5 empty] | https://www.reece.com.au/product/elbow-female-female-galvanised-90-degree-x-25mm-1101220 | [10 empty] | Enriched | 40172806 | ELBOW | PIPE | TYPE |  | NOMINAL SIZE | 25 MM | END CONNECTION | FEMALE | PRESSURE RATING |  | ANGLE | 90 DEG | MATERIAL | MALLEABLE IRON | MATERIAL SPECIFICATION |  | COATING/FINISH | GALVANIZED | MANUFACTURING PROCESS |  | SCHEDULE/WALL THICKNESS |  | LENGTH |  | HAZARD CLASS |  | CERTIFICATION/STANDARD |  | ADDITIONAL FEATURES | [46 empty] | Production Completed
STP_009 - Lot4 | Data Enrichment | BHJ | Completed | 2023-07-21 | 2023-07-31 |  | 1385414 | 1385414 | EA | ELBOW,PIPE;NOM 40 MM,FEM,90 DEG,GALV |  |  | ELBOW,PIPE;NOMINAL SIZE:40 MM,END CONNECTION:FEMALE,ANGLE:90 DEG,COATING/FINISH:GALVANIZED,MNFR:01)REECE PTY LTD,PTNO:01)1101230 | 01)REECE PTY LTD,01)1101230,40 MM,EN_01)FEMALE,90 DEG,EN_01)GALVANIZED |  |  | REECE PTY LTD | REECE PTY LTD | 1101230 | [5 empty] | https://www.reece.com.au/product/elbow-female-female-galvanised-90-degree-x-1101230?query=1101230 | [10 empty] | Enriched | 40172806 | ELBOW | PIPE | TYPE |  | NOMINAL SIZE | 40 MM | END CONNECTION | FEMALE | PRESSURE RATING |  | ANGLE | 90 DEG | MATERIAL | MALLEABLE IRON | MATERIAL SPECIFICATION |  | COATING/FINISH | GALVANIZED | MANUFACTURING PROCESS |  | SCHEDULE/WALL THICKNESS |  | LENGTH |  | HAZARD CLASS |  | CERTIFICATION/STANDARD |  | ADDITIONAL FEATURES | [46 empty] | Production Completed
STP_009 - Lot4 | Data Enrichment | BHJ | Completed | 2023-07-21 | 2023-07-31 |  | 1317553 | 1317553 | EA | ELBOW,PIPE;NOM 50 MM,FBSP,90 DEG,STL,BLK |  |  | ELBOW,PIPE;NOMINAL SIZE:50 MM,END CONNECTION:FBSP,ANGLE:90 DEG,MATERIAL:STEEL,COATING/FINISH:BLACK,MNFR:01)MRCGLOB,PTNO:01) 1000014907 | 01)MRCGLOB,01)1000014907,50 MM,EN_01)FBSP,90 DEG,EN_01)STEEL,EN_01)BLACK |  |  | MRCGLOB | MRC GLOBAL AUSTRALIA PTY LTD | 1000014907 | [5 empty] | URL NOT FOUND | [10 empty] | Cleansed | 40172800 | ELBOW | PIPE | TYPE |  | NOMINAL SIZE | 50 MM | END CONNECTION | FEMALE BSP | PRESSURE RATING |  | ANGLE | 90 DEG | MATERIAL | STEEL | MATERIAL SPECIFICATION |  | COATING/FINISH | BLACK | MANUFACTURING PROCESS |  | SCHEDULE/WALL THICKNESS |  | LENGTH |  | HAZARD CLASS |  | CERTIFICATION/STANDARD |  | ADDITIONAL FEATURES | [46 empty] | Production Completed
STP_009 - Lot4 | Data Enrichment | BHJ | Completed | 2023-07-21 | 2023-07-31 | End Connection Conflict w.r.t Input - Updated as per Websource | 1385835 | 1385835 | EA | ELBOW,PIPE;NOM 6 MM,FBSP,90 DEG,SS |  |  | ELBOW,PIPE;NOMINAL SIZE:6 MM,END CONNECTION:FBSP,ANGLE:90 DEG,MATERIAL:STAINLESS STEEL,MNFR:01)MOUNT ISA MINING SUPPLIES P/L,PTNO: 01)SS90EFF6 | 01)MOUNT ISA MINING SUPPLIES P,01)SS90EFF6,6 MM,EN_01)FBSP,90 DEG,EN_01)STAINLESS STEEL |  |  | MOUNT ISA MINING SUPPLIES P/L | MOUNT ISA MINING SUPPLIES P/L | SS90EFF6 | [5 empty] | https://www.cdaets.com.au/product/elbow-female-female-90-stainless-steel-6mm-648021 | [10 empty] | Enriched | 40172807 | ELBOW | PIPE | TYPE |  | NOMINAL SIZE | 6 MM | END CONNECTION | FEMALE | PRESSURE RATING |  | ANGLE | 90 DEG | MATERIAL | STAINLESS STEEL | MATERIAL SPECIFICATION |  | COATING/FINISH |  | MANUFACTURING PROCESS |  | SCHEDULE/WALL THICKNESS |  | LENGTH |  | HAZARD CLASS |  | CERTIFICATION/STANDARD |  | ADDITIONAL FEATURES | [46 empty] | Production Completed
STP_009 - Lot4 | Data Enrichment | BHJ | Completed | 2023-07-21 | 2023-07-31 | URL for reference | 1236687 | 1236687 | EA | ELBOW,PIPE;NOM 60.3 MM,45 DEG,STL,GALV |  |  | ELBOW,PIPE;NOMINAL SIZE:60.3 MM,END CONNECTION:VICTAULIC SHOULDERED,ANGLE:45 DEG,MATERIAL:STEEL,COATING/FINISH:GALVANIZED, ADDITIONAL FEATURES EN:50NB,MNFR:01)MIMS,PTNO:01)FSC110060000001 | 01)MIMS,01)FSC110060000001,60.3 MM,EN_01)VICTAULIC SHOULDERED,45 DEG,EN_01)STEEL,EN_01)GALVANIZED,01)50NB |  |  | MIMS | MIMS | FSC110060000001 | FIL-PEMTO |  |  |  |  | http://filpemtodi.it/wp-content/uploads/2017/PDF/3_Valvole%20e%20Componenti%20HVAC%202017.pdf | [10 empty] | Cleansed | 40172815 | ELBOW | PIPE | TYPE |  | NOMINAL SIZE | 50 NB | END CONNECTION | VICTAULIC SHOULDERED | PRESSURE RATING |  | ANGLE | 45 DEG | MATERIAL | STEEL | MATERIAL SPECIFICATION |  | COATING/FINISH | GALVANIZED | MANUFACTURING PROCESS |  | SCHEDULE/WALL THICKNESS |  | LENGTH |  | HAZARD CLASS |  | CERTIFICATION/STANDARD |  | ADDITIONAL FEATURES | SIZE:60.3 MM | [45 empty] | Production Completed
STP_009 - Lot4 | Data Enrichment | BHJ | Completed | 2023-07-21 | 2023-07-31 | URL for reference | 1230926 | 1230926 | EA | ELBOW,PIPE;NOM 60.3 MM,90 DEG,STL,GALV |  |  | ELBOW,PIPE;NOMINAL SIZE:60.3 MM,END CONNECTION:VICTAULIC SHOULDERED,ANGLE:90 DEG,MATERIAL:STEEL,COATING/FINISH:GALVANIZED, ADDITIONAL FEATURES EN:50NB,MNFR:01)MIMS,PTNO:01)FSC100060000001 | 01)MIMS,01)FSC100060000001,60.3 MM,EN_01)VICTAULIC SHOULDERED,90 DEG,EN_01)STEEL,EN_01)GALVANIZED,01)50NB |  |  | MIMS | MIMS | FSC100060000001 | FIL-PEMTO |  |  |  |  | http://filpemtodi.it/wp-content/uploads/2017/PDF/3_Valvole%20e%20Componenti%20HVAC%202017.pdf | [10 empty] | Cleansed | 40172815 | ELBOW | PIPE | TYPE |  | NOMINAL SIZE | 50 NB | END CONNECTION | VICTAULIC SHOULDERED | PRESSURE RATING |  | ANGLE | 90 DEG | MATERIAL | STEEL | MATERIAL SPECIFICATION |  | COATING/FINISH | GALVANIZED | MANUFACTURING PROCESS |  | SCHEDULE/WALL THICKNESS |  | LENGTH |  | HAZARD CLASS |  | CERTIFICATION/STANDARD |  | ADDITIONAL FEATURES | SIZE:60.3 MM | [45 empty] | Production Completed
STP_009 - Lot4 | Data Enrichment | BHJ | Completed | 2023-07-21 | 2023-07-31 |  | 1385689 | 1385689 | EA | ELBOW,PIPE;NOM 63 MM,ELECTROFUSION |  |  | ELBOW,PIPE;NOMINAL SIZE:63 MM,END CONNECTION:ELECTROFUSION,ANGLE:90 DEG,ADDITIONAL FEATURES EN:SERIES NO: SDR 11,MNFR:01)VINIDEX PTY LTD,PTNO:01)88635 | 01)VINIDEX PTY LTD,01)88635,63 MM,EN_01)ELECTROFUSION,90 DEG,01)SERIES NO: SDR 11 |  |  | VINIDEX PTY LTD | VINIDEX PTY LTD | 88635 | [5 empty] | https://www.vinidex.com.au/products/pe-systems/fittings-for-pe-pipe/friatec-electrofusion-fittings/90-elbow-sdr-11-pe-100/ | [10 empty] | Enriched | 40172800 | ELBOW | PIPE | TYPE |  | NOMINAL SIZE | 63 MM | END CONNECTION | ELECTROFUSION | PRESSURE RATING | PN 16 WATER,PN 10 GAS | ANGLE | 90 DEG | MATERIAL | POLYETHYLENE PE100 | MATERIAL SPECIFICATION |  | COATING/FINISH |  | MANUFACTURING PROCESS |  | SCHEDULE/WALL THICKNESS |  | LENGTH |  | HAZARD CLASS |  | CERTIFICATION/STANDARD |  | ADDITIONAL FEATURES | RATING:SDR 11 | [45 empty] | Production Completed
STP_009 - Lot4 | Data Enrichment | BHJ | Completed | 2023-07-21 | 2023-07-31 |  | 1385753 | 1385753 | EA | ELBOW,PIPE;NOM 63 MM,ELECTROFUSION |  |  | ELBOW,PIPE;NOMINAL SIZE:63 MM,END CONNECTION:ELECTROFUSION,ANGLE:45 DEG,ADDITIONAL FEATURES EN:SERIES NO: SDR 11,MNFR:01)VINIDEX PTY LTD,PTNO:01)88617 | 01)VINIDEX PTY LTD,01)88617,63 MM,EN_01)ELECTROFUSION,45 DEG,01)SERIES NO: SDR 11 |  |  | VINIDEX PTY LTD | VINIDEX PTY LTD | 88617 | [5 empty] | https://www.vinidex.com.au/products/pe-systems/fittings-for-pe-pipe/friatec-electrofusion-fittings/45-elbow-sdr-11-pe-100/ | [10 empty] | Enriched | 40172800 | ELBOW | PIPE | TYPE |  | NOMINAL SIZE | 63 MM | END CONNECTION | ELECTROFUSION | PRESSURE RATING | PN 16 WATER,PN 10 GAS | ANGLE | 45 DEG | MATERIAL | POLYETHYLENE PE100 | MATERIAL SPECIFICATION |  | COATING/FINISH |  | MANUFACTURING PROCESS |  | SCHEDULE/WALL THICKNESS |  | LENGTH |  | HAZARD CLASS |  | CERTIFICATION/STANDARD |  | ADDITIONAL FEATURES | RATING:SDR 11 | [45 empty] | Production Completed
STP_009 - Lot4 | Data Enrichment | BHJ | Completed | 2023-07-21 | 2023-07-31 |  | 1385604 | 1385604 | EA | ELBOW,PIPE;NOM 75 MM,90 DEG |  |  | ELBOW,PIPE;NOMINAL SIZE:75 MM,ANGLE:90 DEG,ADDITIONAL FEATURES EN:REQUIRED URGENTLY FOR PIPE REPAIR JOB,MNFR:01)MOUNT ISA MINING SUPPLIES P/L,PTNO:01)V-SPF-75-90 | 01)MOUNT ISA MINING SUPPLIES P,01)V-SPF-75-90,75 MM,90 DEG,01)REQUIRED URGENTLY FOR PIPE |  |  | MOUNT ISA MINING SUPPLIES P/L | MOUNT ISA MINING SUPPLIES P/L | V-SPF-75-90 | [5 empty] | URL NOT FOUND | [9 empty] | REQUIRED URGENTLY FOR PIPE REPAIR JOB | Cleansed | 40172800 | ELBOW | PIPE | TYPE |  | NOMINAL SIZE | 75 MM | END CONNECTION |  | PRESSURE RATING |  | ANGLE | 90 DEG | MATERIAL |  | MATERIAL SPECIFICATION |  | COATING/FINISH |  | MANUFACTURING PROCESS |  | SCHEDULE/WALL THICKNESS |  | LENGTH |  | HAZARD CLASS |  | CERTIFICATION/STANDARD |  | ADDITIONAL FEATURES | [46 empty] | Production Completed
STP_009 - Lot4 | Data Enrichment | BHJ | Completed | 2023-07-21 | 2023-07-31 | End Connection Conflict w.r.t Input - Updated as per Websource | 1385858 | 1385858 | EA | ELBOW,PIPE;NOM 8 MM,FBSP,90 DEG,SS |  |  | ELBOW,PIPE;NOMINAL SIZE:8 MM,END CONNECTION:FBSP,ANGLE:90 DEG,MATERIAL:STAINLESS STEEL,MNFR:01)MOUNT ISA MINING SUPPLIES P/L,PTNO: 01)SS90EFF8 | 01)MOUNT ISA MINING SUPPLIES P,01)SS90EFF8,8 MM,EN_01)FBSP,90 DEG,EN_01)STAINLESS STEEL |  |  | MOUNT ISA MINING SUPPLIES P/L | MOUNT ISA MINING SUPPLIES P/L | SS90EFF8 | [5 empty] | https://www.nepbolt.com.au/industrial/pipe-fittings/648022-SS90EFF8 | [10 empty] | Enriched | 40172807 | ELBOW | PIPE | TYPE |  | NOMINAL SIZE | 8 MM | END CONNECTION | FEMALE | PRESSURE RATING |  | ANGLE | 90 DEG | MATERIAL | STAINLESS STEEL | MATERIAL SPECIFICATION |  | COATING/FINISH |  | MANUFACTURING PROCESS |  | SCHEDULE/WALL THICKNESS |  | LENGTH |  | HAZARD CLASS |  | CERTIFICATION/STANDARD |  | ADDITIONAL FEATURES | [46 empty] | Production Completed
STP_009 - Lot4 | Data Enrichment | BHJ | Completed | 2023-07-21 | 2023-07-31 |  | 1346684 | 1346684 | EA | ELBOW,PIPE;NOM 8 MM,FBSPT,90 DEG,STL |  |  | ELBOW,PIPE;NOMINAL SIZE:8 MM,END CONNECTION:FBSPT,ANGLE:90 DEG,MATERIAL:STEEL,COATING/FINISH:GALVANIZED,MNFR:01)MRCGLOB,PTNO:01) FSG-EFF-8,MNFR:02)TUBEMAKR,PTNO:02)1000015325 | 01)MRCGLOB,02)TUBEMAKR,01)FSG-EFF-8,02)1000015325,8 MM,EN_01)FBSPT,90 DEG,EN_01)STEEL,EN_01)GALVANIZED |  |  | TUBEMAKR | MRC GLOBAL AUSTRALIA PTY LTD | FSG-EFF-8 |  | TUBE MAKER | 1000015325 |  |  | URL NOT FOUND | [10 empty] | Cleansed | 40172815 | ELBOW | PIPE | TYPE |  | NOMINAL SIZE | 8 MM | END CONNECTION | FEMALE BSPT | PRESSURE RATING |  | ANGLE | 90 DEG | MATERIAL | STEEL | MATERIAL SPECIFICATION |  | COATING/FINISH | GALVANIZED | MANUFACTURING PROCESS |  | SCHEDULE/WALL THICKNESS |  | LENGTH |  | HAZARD CLASS |  | CERTIFICATION/STANDARD |  | ADDITIONAL FEATURES | [46 empty] | Production Completed
STP_009 - Lot4 | Data Enrichment | BHJ | Completed | 2023-07-21 | 2023-07-31 |  | 1346740 | 1346740 | EA | ELBOW,PIPE;NOM 80 MM,90 DEG,STL,GALV |  |  | ELBOW,PIPE;NOMINAL SIZE:80 MM,END CONNECTION:VICTAULIC SHOULDERED,ANGLE:90 DEG,MATERIAL:STEEL,COATING/FINISH:GALVANIZED,MNFR:01) MRCGLOB,PTNO:01)1000015795 | 01)MRCGLOB,01)1000015795,80 MM,EN_01)VICTAULIC SHOULDERED,90 DEG,EN_01)STEEL,EN_01)GALVANIZED |  |  | MRCGLOB | MRC GLOBAL AUSTRALIA PTY LTD | 1000015795 | [5 empty] | URL NOT FOUND | [10 empty] | Cleansed | 40172815 | ELBOW | PIPE | TYPE |  | NOMINAL SIZE | 80 MM | END CONNECTION | VICTAULIC SHOULDERED | PRESSURE RATING |  | ANGLE | 90 DEG | MATERIAL | STEEL | MATERIAL SPECIFICATION |  | COATING/FINISH | GALVANIZED | MANUFACTURING PROCESS |  | SCHEDULE/WALL THICKNESS |  | LENGTH |  | HAZARD CLASS |  | CERTIFICATION/STANDARD |  | ADDITIONAL FEATURES | [46 empty] | Production Completed
STP_009 - Lot4 | Data Enrichment | BHJ | Completed | 2023-07-21 | 2023-07-31 |  | 1385302 | 1385302 | EA | ELBOW,PIPE;NOM 80 MM,BW,90 DEG |  |  | ELBOW,PIPE;NOMINAL SIZE:80 MM,END CONNECTION:BW,ANGLE:90 DEG,ADDITIONAL FEATURES EN:LR X/SQUOTATION NO. 25324714ITEM NO. 300,MNFR: 01)INFRABUILD TRADING PTY LTD,PTNO:01)153014 | 01)INFRABUILD TRADING PTY LTD,01)153014,80 MM,EN_01)BW,90 DEG,01)LR X/SQUOTATION NO. 2532471 |  |  | INFRABUILD TRADING PTY LTD | INFRABUILD TRADING PTY LTD | 153014 | [5 empty] | URL NOT FOUND | [10 empty] | Cleansed | 40172800 | ELBOW | PIPE | TYPE | LONG RADIUS | NOMINAL SIZE | 80 MM | END CONNECTION | BUTT WELD | PRESSURE RATING |  | ANGLE | 90 DEG | MATERIAL |  | MATERIAL SPECIFICATION |  | COATING/FINISH |  | MANUFACTURING PROCESS |  | SCHEDULE/WALL THICKNESS |  | LENGTH |  | HAZARD CLASS |  | CERTIFICATION/STANDARD |  | ADDITIONAL FEATURES | X/S,QUOTE:25324714,ITEM NUMBER:300 | [45 empty] | Production Completed
STP_009 - Lot4 | Data Enrichment | BHJ | Completed | 2023-07-21 | 2023-07-31 |  | 1385561 | 1385561 | EA | ELBOW,PIPE;NOM 90-110 MM,SHOULDERED,POLY |  |  | ELBOW,PIPE;NOMINAL SIZE:90-110 MM,END CONNECTION:SHOULDERED,PRESSURE RATING:PN 16,MATERIAL:POLY,MNFR:01)MOUNT ISA MINING SUPPLIES P/L,PTNO:01)SELN1109011 | 01)MOUNT ISA MINING SUPPLIES P,01)SELN1109011,90-110 MM,EN_01)SHOULDERED,PN 16,EN_01)POLY |  |  | MOUNT ISA MINING SUPPLIES P/L | MOUNT ISA MINING SUPPLIES P/L | SELN1109011 | [5 empty] | URL NOT FOUND | [10 empty] | Cleansed | 40172800 | ELBOW | PIPE | TYPE |  | NOMINAL SIZE | 90 TO 110 MM | END CONNECTION | SHOULDERED | PRESSURE RATING | PN 16 | ANGLE |  | MATERIAL | POLY | MATERIAL SPECIFICATION |  | COATING/FINISH |  | MANUFACTURING PROCESS |  | SCHEDULE/WALL THICKNESS |  | LENGTH |  | HAZARD CLASS |  | CERTIFICATION/STANDARD |  | ADDITIONAL FEATURES | [46 empty] | Production Completed
STP_009 - Lot4 | Data Enrichment | BHJ | Completed | 2023-07-21 | 2023-07-31 |  | 1291649 | 1291649 | BAG | ELBOW,PIPE;NOM ID 1-1/8 X OD 1-1/8 IN |  |  | ELBOW,PIPE;NOMINAL SIZE:ID 1-1/8 X OD 1-1/8 IN,ANGLE:90 DEG,ADDITIONAL FEATURES EN:MAXIPRO,MNFR:01)REECE,PTNO:01)405981 | 01)REECE,01)405981,ID 1-1/8 X OD 1-1/8 IN,90 DEG,01)MAXIPRO |  |  | REECE | REECE PTY LTD | 405981 | CONEX BANNINGER |  |  |  |  | https://www.reece.com.au/product/-b-maxipro-elbow-90-degree-x-1-1-8-od-x-1-1-8-405981 | [10 empty] | Enriched | 40172812 | ELBOW | PIPE | TYPE |  | NOMINAL SIZE | 1-1/8 IN | END CONNECTION | B PRESS | PRESSURE RATING | 4800 KPA | ANGLE | 90 DEG | MATERIAL | REFRIGERANT GRADE COPPER | MATERIAL SPECIFICATION |  | COATING/FINISH |  | MANUFACTURING PROCESS |  | SCHEDULE/WALL THICKNESS |  | LENGTH |  | HAZARD CLASS |  | CERTIFICATION/STANDARD |  | ADDITIONAL FEATURES | BRAND:B MAXIPRO | [45 empty] | Production Completed
STP_009 - Lot4 | Data Enrichment | BHJ | Completed | 2023-07-21 | 2023-07-31 |  | 1291651 | 1291651 | BAG | ELBOW,PIPE;NOM ID 3/4 X OD 3/4 IN,90 DEG |  |  | ELBOW,PIPE;NOMINAL SIZE:ID 3/4 X OD 3/4 IN,ANGLE:90 DEG,ADDITIONAL FEATURES EN:MAXIPRO,MNFR:01)REECE,PTNO:01)405979 | 01)REECE,01)405979,ID 3/4 X OD 3/4 IN,90 DEG,01)MAXIPRO |  |  | REECE | REECE PTY LTD | 405979 | CONEX BANNINGER |  |  |  |  | https://www.reece.co.nz/product/-b-maxipro-elbow-3-4-od-x-3-4-id-x-90-degree-405979 | [10 empty] | Enriched | 40172812 | ELBOW | PIPE | TYPE |  | NOMINAL SIZE | 3/4 IN | END CONNECTION | B PRESS | PRESSURE RATING | 4800 KPA | ANGLE | 90 DEG | MATERIAL | REFRIGERANT GRADE COPPER | MATERIAL SPECIFICATION |  | COATING/FINISH |  | MANUFACTURING PROCESS |  | SCHEDULE/WALL THICKNESS |  | LENGTH |  | HAZARD CLASS |  | CERTIFICATION/STANDARD |  | ADDITIONAL FEATURES | BRAND:B MAXIPRO | [45 empty] | Production Completed
STP_009 - Lot4 | Data Enrichment | BHJ | Completed | 2023-07-21 | 2023-07-31 |  | 1291652 | 1291652 | BAG | ELBOW,PIPE;NOM ID 5/8 X OD 5/8 IN,90 DEG |  |  | ELBOW,PIPE;NOMINAL SIZE:ID 5/8 X OD 5/8 IN,ANGLE:90 DEG,ADDITIONAL FEATURES EN:MAXIPRO,MNFR:01)REECE,PTNO:01)405978 | 01)REECE,01)405978,ID 5/8 X OD 5/8 IN,90 DEG,01)MAXIPRO |  |  | REECE | REECE PTY LTD | 405978 | CONEX BANNINGER |  |  |  |  | https://www.reece.com.au/product/-b-maxipro-elbow-90-degree-x-5-8-od-x-5-8-id-405978 | [10 empty] | Enriched | 40172812 | ELBOW | PIPE | TYPE |  | NOMINAL SIZE | 5/8 IN | END CONNECTION | B PRESS | PRESSURE RATING | 4800 KPA | ANGLE | 90 DEG | MATERIAL | REFRIGERANT GRADE COPPER | MATERIAL SPECIFICATION |  | COATING/FINISH |  | MANUFACTURING PROCESS |  | SCHEDULE/WALL THICKNESS |  | LENGTH |  | HAZARD CLASS |  | CERTIFICATION/STANDARD |  | ADDITIONAL FEATURES | BRAND:B MAXIPRO | [45 empty] | Production Completed
STP_009 - Lot4 | Data Enrichment | BHJ | Completed | 2023-07-21 | 2023-07-31 |  | 1386123 | 1386123 | EA | ELBOW,PIPE;NOM NB 100,FBSP,90 DEG,(4) |  |  | ELBOW,PIPE;NOMINAL SIZE:NB 100,END CONNECTION:FBSP,ANGLE:90 DEG,MATERIAL:STAINLESS STEEL T316,ADDITIONAL FEATURES EN:(4),MNFR:01) MRCGLOB,PTNO:01)1000019510 | 01)MRCGLOB,01)1000019510,NB 100,EN_01)FBSP,90 DEG,EN_01)STAINLESS STEEL T316,01)(4) |  |  | MRCGLOB | MRC GLOBAL AUSTRALIA PTY LTD | 1000019510 | [5 empty] | URL NOT FOUND | [9 empty] | (4) | Cleansed | 40172807 | ELBOW | PIPE | TYPE |  | NOMINAL SIZE | NB 100 | END CONNECTION | FEMALE BSP | PRESSURE RATING |  | ANGLE | 90 DEG | MATERIAL | T316 STAINLESS STEEL | MATERIAL SPECIFICATION |  | COATING/FINISH |  | MANUFACTURING PROCESS |  | SCHEDULE/WALL THICKNESS |  | LENGTH |  | HAZARD CLASS |  | CERTIFICATION/STANDARD |  | ADDITIONAL FEATURES | [46 empty] | Production Completed
STP_009 - Lot4 | Data Enrichment | BHJ | Completed | 2023-07-21 | 2023-07-31 |  | 1385860 | 1385860 | EA | ELBOW,PIPE;NOM NB 20,FBSP,90 DEG |  |  | ELBOW,PIPE;NOMINAL SIZE:NB 20,END CONNECTION:FBSP,ANGLE:90 DEG,MATERIAL:STAINLESS STEEL T316,MNFR:01)MIDWAY METALS PTY LTD,PTNO: 01)BSPEL020 | 01)MIDWAY METALS PTY LTD,01)BSPEL020,NB 20,EN_01)FBSP,90 DEG,EN_01)STAINLESS STEEL T316 |  |  | MIDWAY METALS PTY LTD | MIDWAY METALS PTY LTD | BSPEL020 | [5 empty] | URL NOT FOUND | [10 empty] | Cleansed | 40172807 | ELBOW | PIPE | TYPE |  | NOMINAL SIZE | NB 20 | END CONNECTION | FBSP | PRESSURE RATING |  | ANGLE | 90 DEG | MATERIAL | T316 STAINLESS STEEL | MATERIAL SPECIFICATION |  | COATING/FINISH |  | MANUFACTURING PROCESS |  | SCHEDULE/WALL THICKNESS |  | LENGTH |  | HAZARD CLASS |  | CERTIFICATION/STANDARD |  | ADDITIONAL FEATURES | [46 empty] | Production Completed
STP_009 - Lot4 | Data Enrichment | BHJ | Completed | 2023-07-21 | 2023-07-31 |  | 1291342 | 1291342 | EA | ELBOW,PIPE;NOM OD 25 MM,FUSION WELD,BLU |  |  | ELBOW,PIPE;NOMINAL SIZE:OD 25 MM,END CONNECTION:FUSION WELD,ANGLE:90 DEG,MATERIAL:POLY PE100,COATING/FINISH:BLUE,ADDITIONAL FEATURES EN:SYSTEM,MNFR:01)VINIDEX,PTNO:01)63812 | 01)VINIDEX,01)63812,OD 25 MM,EN_01)FUSION WELD,90 DEG,EN_01)POLY PE100,EN_01)BLUE,01)SYSTEM |  |  | VINIDEX | VINIDEX PTY LTD | 63812 | [5 empty] | URL NOT FOUND | [10 empty] | Cleansed | 40172800 | ELBOW | PIPE | TYPE |  | NOMINAL SIZE | 25 MM OD | END CONNECTION | FUSION WELD | PRESSURE RATING |  | ANGLE | 90 DEG | MATERIAL | POLYETHYLENE PE100 | MATERIAL SPECIFICATION |  | COATING/FINISH | BLUE | MANUFACTURING PROCESS |  | SCHEDULE/WALL THICKNESS |  | LENGTH |  | HAZARD CLASS |  | CERTIFICATION/STANDARD |  | ADDITIONAL FEATURES | SYSTEM | [45 empty] | Production Completed
STP_009 - Lot4 | Data Enrichment | BHJ | Completed | 2023-07-21 | 2023-07-31 |  | 1385182 | 1385182 | EA | ELBOW,PIPE;OLIVE NYLON,20MI X 20C |  |  | ELBOW,PIPE;END CONNECTION:OLIVE NYLON,ADDITIONAL FEATURES EN:20MI X 20C,MNFR:01)REECE,PTNO:01)415990 | 01)REECE,01)415990,EN_01)OLIVE NYLON,01)20MI X 20C |  |  | REECE | REECE PTY LTD | 415990 | [5 empty] | https://www.reece.com.au/product/nylon-olive-elbow-20mi-x-20c-415990 | [10 empty] | Enriched | 40172801 | ELBOW | PIPE | TYPE |  | NOMINAL SIZE | 20 MM | END CONNECTION | MIXC | PRESSURE RATING |  | ANGLE | 90 DEG | MATERIAL | OLIVE NYLON | MATERIAL SPECIFICATION |  | COATING/FINISH | BRASS | MANUFACTURING PROCESS |  | SCHEDULE/WALL THICKNESS |  | LENGTH |  | HAZARD CLASS |  | CERTIFICATION/STANDARD |  | ADDITIONAL FEATURES | [46 empty] | Production Completed
STP_009 - Lot4 | Data Enrichment | BHJ | Completed | 2023-07-21 | 2023-07-31 |  | 1385144 | 1385144 | EA | ELBOW,PIPE;PUSH FIT,NOM 3/8 IN |  |  | ELBOW,PIPE;TYPE:PUSH FIT,NOMINAL SIZE:3/8 IN,MNFR:01)BUTLER AGENCIES PTY LTD,PTNO:01)PF11 3/8 | 01)BUTLER AGENCIES PTY LTD,01)PF11 3/8,PUSH FIT,3/8 IN |  |  | BUTLER AGENCIES PTY LTD | BUTLER AGENCIES PTY LTD | PF11 3/8 | [5 empty] | URL NOT FOUND | [10 empty] | Cleansed | 40172800 | ELBOW | PIPE | TYPE | PUSH FIT | NOMINAL SIZE | 3/8 IN | END CONNECTION |  | PRESSURE RATING |  | ANGLE |  | MATERIAL |  | MATERIAL SPECIFICATION |  | COATING/FINISH |  | MANUFACTURING PROCESS |  | SCHEDULE/WALL THICKNESS |  | LENGTH |  | HAZARD CLASS |  | CERTIFICATION/STANDARD |  | ADDITIONAL FEATURES | [46 empty] | Production Completed
STP_009 - Lot4 | Data Enrichment | BHJ | Completed | 2023-07-21 | 2023-07-31 |  | 1386004 | 1386004 | EA | ELBOW,PIPE;SDR11,MULT |  |  | ELBOW,PIPE;SCHEDULE/WALL THICKNESS:SDR11,ADDITIONAL FEATURES EN:MULTI,MNFR:01)BUTLER,PTNO:01)MB063690 | 01)BUTLER,01)MB063690,SDR11,01)MULTI |  |  | BUTLER | BUTLER AGENCIES PTY LTD | MB063690 | [5 empty] | URL NOT FOUND | [10 empty] | Cleansed | 40172800 | ELBOW | PIPE | TYPE |  | NOMINAL SIZE |  | END CONNECTION |  | PRESSURE RATING |  | ANGLE |  | MATERIAL |  | MATERIAL SPECIFICATION |  | COATING/FINISH |  | MANUFACTURING PROCESS |  | SCHEDULE/WALL THICKNESS |  | LENGTH |  | HAZARD CLASS |  | CERTIFICATION/STANDARD |  | ADDITIONAL FEATURES | MULTI,RATING:SDR 11 | [45 empty] | Production Completed
STP_009 - Lot4 | Data Enrichment | BHJ | Completed | 2023-07-21 | 2023-07-31 |  | 1385497 | 1385497 | EA | ELBOW,PIPE;SHORT RADIUS,NOM 40 MM,BUTWLD |  |  | ELBOW,PIPE;TYPE:SHORT RADIUS,NOMINAL SIZE:40 MM,END CONNECTION:BUTT WELD,ANGLE:90 DEG,ADDITIONAL FEATURES EN:STD WT MATERIAL I.D 153034,MNFR:01)INFRABUILD TRADING PTY LTD,PTNO:01)25302765 | 01)INFRABUILD TRADING PTY LTD,01)25302765,SHORT RADIUS,40 MM,EN_01)BUTT WELD,90 DEG,01)STD WT MATERIAL I.D 153034 |  |  | INFRABUILD TRADING PTY LTD | INFRABUILD TRADING PTY LTD | 25302765 | [5 empty] | URL NOT FOUND | [10 empty] | Cleansed | 40172800 | ELBOW | PIPE | TYPE | SHORT RADIUS | NOMINAL SIZE | 40 MM | END CONNECTION | BUTT WELD | PRESSURE RATING |  | ANGLE | 90 DEG | MATERIAL |  | MATERIAL SPECIFICATION |  | COATING/FINISH |  | MANUFACTURING PROCESS |  | SCHEDULE/WALL THICKNESS |  | LENGTH |  | HAZARD CLASS |  | CERTIFICATION/STANDARD |  | ADDITIONAL FEATURES | STANDARD WEIGHT,MATERIAL ID:153034 | [45 empty] | Production Completed
STP_009 - Lot4 | Data Enrichment | BHJ | Completed | 2023-07-21 | 2023-07-31 |  | 1291694 | 1291694 | EA | ELBOW,PIPE;SHORT RADIUS,NOM 50 MM,45 DEG |  |  | ELBOW,PIPE;TYPE:SHORT RADIUS,NOMINAL SIZE:50 MM,END CONNECTION:VICTAULIC GROOVED,ANGLE:45 DEG,MNFR:01)MRCGLOB,PTNO:01)1000034552 | 01)MRCGLOB,01)1000034552,SHORT RADIUS,50 MM,EN_01)VICTAULIC GROOVED,45 DEG |  |  | MRCGLOB | MRC GLOBAL AUSTRALIA PTY LTD | 1000034552 | [5 empty] | URL NOT FOUND | [10 empty] | Cleansed | 40172800 | ELBOW | PIPE | TYPE | SHORT RADIUS | NOMINAL SIZE | 50 MM | END CONNECTION | VICTAULIC GROOVED | PRESSURE RATING |  | ANGLE | 45 DEG | MATERIAL |  | MATERIAL SPECIFICATION |  | COATING/FINISH |  | MANUFACTURING PROCESS |  | SCHEDULE/WALL THICKNESS |  | LENGTH |  | HAZARD CLASS |  | CERTIFICATION/STANDARD |  | ADDITIONAL FEATURES | [46 empty] | Production Completed
STP_009 - Lot4 | Data Enrichment | BHJ | Completed | 2023-07-21 | 2023-07-31 |  | 1292202 | 1292202 | EA | ELBOW,PIPE;SHORT RADIUS,NOM 50 MM,BW |  |  | ELBOW,PIPE;TYPE:SHORT RADIUS,NOMINAL SIZE:50 MM,END CONNECTION:BW,ANGLE:90 DEG,ADDITIONAL FEATURES EN:STANDARD WEIGHT,MNFR:01) MRCGLOB,PTNO:01)1000016581 | 01)MRCGLOB,01)1000016581,SHORT RADIUS,50 MM,EN_01)BW,90 DEG,01)STANDARD WEIGHT |  |  | MRCGLOB | MRC GLOBAL AUSTRALIA PTY LTD | 1000016581 | [5 empty] | URL NOT FOUND | [10 empty] | Cleansed | 40172800 | ELBOW | PIPE | TYPE | SHORT RADIUS,STANDARD WEIGHT | NOMINAL SIZE | 50 MM | END CONNECTION | BUTT WELD | PRESSURE RATING |  | ANGLE | 90 DEG | MATERIAL |  | MATERIAL SPECIFICATION |  | COATING/FINISH |  | MANUFACTURING PROCESS |  | SCHEDULE/WALL THICKNESS |  | LENGTH |  | HAZARD CLASS |  | CERTIFICATION/STANDARD |  | ADDITIONAL FEATURES | [46 empty] | Production Completed
STP_009 - Lot4 | Data Enrichment | BHJ | Completed | 2023-07-21 | 2023-07-31 |  | 1385257 | 1385257 | EA | ELBOW,PIPE;STANDARD,NOM 80 MM,BW,45 DEG |  |  | ELBOW,PIPE;TYPE:STANDARD,NOMINAL SIZE:80 MM,END CONNECTION:BW,ANGLE:45 DEG,ADDITIONAL FEATURES EN:LR WT QUOTATION NO. 25324596LINE 3,MNFR:01)INFRABUILD TRADING PTY LTD,PTNO:01)124547 | 01)INFRABUILD TRADING PTY LTD,01)124547,STANDARD,80 MM,EN_01)BW,45 DEG,01)LR WT QUOTATION NO. 2532459 |  |  | INFRABUILD TRADING PTY LTD | INFRABUILD TRADING PTY LTD | 124547 | [5 empty] | URL NOT FOUND | [10 empty] | Cleansed | 40172800 | ELBOW | PIPE | TYPE | LONG RADIUS,STANDARD WEIGHT | NOMINAL SIZE | 80 MM | END CONNECTION | BUTT WELD | PRESSURE RATING |  | ANGLE | 45 DEG | MATERIAL |  | MATERIAL SPECIFICATION |  | COATING/FINISH |  | MANUFACTURING PROCESS |  | SCHEDULE/WALL THICKNESS |  | LENGTH |  | HAZARD CLASS |  | CERTIFICATION/STANDARD |  | ADDITIONAL FEATURES | QUOTE:25324596,LINE 3 | [45 empty] | Production Completed
STP_009 - Lot4 | Data Enrichment | BHJ | Completed | 2023-07-21 | 2023-07-31 |  | 1385503 | 1385503 | EA | ELBOW,PIPE;STANDARD,NOM 80 MM,BW,90 DEG |  |  | ELBOW,PIPE;TYPE:STANDARD,NOMINAL SIZE:80 MM,END CONNECTION:BW,ANGLE:90 DEG,ADDITIONAL FEATURES EN:SR WT QUOTATION NO. 25324714ITEM NO. 400,MNFR:01)INFRABUILD TRADING PTY LTD,PTNO:01)153040 | 01)INFRABUILD TRADING PTY LTD,01)153040,STANDARD,80 MM,EN_01)BW,90 DEG,01)SR WT QUOTATION NO. 2532471 |  |  | INFRABUILD TRADING PTY LTD | INFRABUILD TRADING PTY LTD | 153040 | [5 empty] | URL NOT FOUND | [10 empty] | Cleansed | 40172800 | ELBOW | PIPE | TYPE | SHORT RADIUS,STANDARD WEIGHT | NOMINAL SIZE | 80 MM | END CONNECTION | BUTT WELD | PRESSURE RATING |  | ANGLE | 90 DEG | MATERIAL |  | MATERIAL SPECIFICATION |  | COATING/FINISH |  | MANUFACTURING PROCESS |  | SCHEDULE/WALL THICKNESS |  | LENGTH |  | HAZARD CLASS |  | CERTIFICATION/STANDARD |  | ADDITIONAL FEATURES | QUOTE:25324714,ITEM NUMBER:400 | [45 empty] | Production Completed
STP_009 - Lot4 | Data Enrichment | BHJ | Completed | 2023-07-21 | 2023-07-31 | Processed based on Websource, Conflict w.r.t Input | 1385482 | 1385482 | EA | ELBOW,PIPE;STORM WATER,NOM 225 MM,FEM |  |  | ELBOW,PIPE;TYPE:STORM WATER,NOMINAL SIZE:225 MM,END CONNECTION:FEMALE,ANGLE:90 DEG,MATERIAL:PVC,ADDITIONAL FEATURES EN:BEND,MNFR: 01)REECE,PTNO:01)1500574 | 01)REECE,01)1500574,STORM WATER,225 MM,EN_01)FEMALE,90 DEG,EN_01)PVC,01)BEND |  |  | REECE | REECE PTY LTD | 1500574 | [5 empty] | https://www.reece.com.au/product/pvc-stormwater-bend-225mm-x-90-degree-female-1500574 | [10 empty] | Enriched | 40172100 | BEND | PIPE | TYPE |  | ANGLE | 90 DEG | NOMINAL SIZE | 225 MM | END CONNECTION | FEMALE | SCHEDULE/WALL THICKNESS |  | PRESSURE CLASS/RATING |  | LENGTH |  | MATERIAL | PVC | MATERIAL SPECIFICATION |  | MANUFACTURING PROCESS |  | COATING/FINISH |  | RADIUS |  | HAZARD CLASS |  | CERTIFICATION/STANDARD |  | ADDITIONAL FEATURES | FOR STORM WATER | [43 empty] | Production Completed
STP_009 - Lot4 | Data Enrichment | BHJ | Completed | 2023-07-21 | 2023-07-31 | Processed based on Websource, Conflict w.r.t Input | 1385424 | 1385424 | EA | ELBOW,PIPE;STORM WATER,NOM 90 MM,FEM,PVC |  |  | ELBOW,PIPE;TYPE:STORM WATER,NOMINAL SIZE:90 MM,END CONNECTION:FEMALE,ANGLE:90 DEG,MATERIAL:PVC,MNFR:01)REECE,PTNO:01)1500120 | 01)REECE,01)1500120,STORM WATER,90 MM,EN_01)FEMALE,90 DEG,EN_01)PVC |  |  | REECE | REECE PTY LTD | 1500120 | [5 empty] | https://www.reece.com.au/product/pvc-socketed-stormwater-bend-90-degree-female-1500120 | [10 empty] | Enriched | 40172100 | BEND | PIPE | TYPE |  | ANGLE | 90 DEG | NOMINAL SIZE | 90 MM | END CONNECTION | FEMALE | SCHEDULE/WALL THICKNESS |  | PRESSURE CLASS/RATING |  | LENGTH |  | MATERIAL | PVC | MATERIAL SPECIFICATION |  | MANUFACTURING PROCESS |  | COATING/FINISH |  | RADIUS |  | HAZARD CLASS |  | CERTIFICATION/STANDARD |  | ADDITIONAL FEATURES | FOR STORM WATER | [43 empty] | Production Completed
STP_009 - Lot4 | Data Enrichment | BHJ | Completed | 2023-07-21 | 2023-07-31 | Processed based on Websource, Conflict w.r.t Input | 1385143 | 1385143 | EA | ELBOW,PIPE;STORM WATER,NOM 90 MM,FEM,PVC |  |  | ELBOW,PIPE;TYPE:STORM WATER,NOMINAL SIZE:90 MM,END CONNECTION:FEMALE,ANGLE:15 DEG,MATERIAL:PVC,ADDITIONAL FEATURES EN:BEND,MNFR: 01)REECE PTY LTD,PTNO:01)1500101 | 01)REECE PTY LTD,01)1500101,STORM WATER,90 MM,EN_01)FEMALE,15 DEG,EN_01)PVC,01)BEND |  |  | REECE PTY LTD | REECE PTY LTD | 1500101 | [5 empty] | https://www.reece.com.au/product/pvc-stormwater-bend-plain-15-degree-female-1500101 | [10 empty] | Enriched | 40172100 | BEND | PIPE | TYPE |  | ANGLE | 15 DEG | NOMINAL SIZE | 90 MM | END CONNECTION | FEMALE | SCHEDULE/WALL THICKNESS |  | PRESSURE CLASS/RATING |  | LENGTH |  | MATERIAL | PVC | MATERIAL SPECIFICATION |  | MANUFACTURING PROCESS |  | COATING/FINISH |  | RADIUS |  | HAZARD CLASS |  | CERTIFICATION/STANDARD |  | ADDITIONAL FEATURES | FOR STORM WATER | [43 empty] | Production Completed
STP_009 - Lot4 | Data Enrichment | BHJ | Completed | 2023-07-21 | 2023-07-31 | Processed based on Websource, Conflict w.r.t Input | 1365143 | 1365143 | EA | ELBOW,PIPE-TUBE;90 DEG,NOM 1/4 IN,18 NPT |  |  | ELBOW,PIPE TO TUBE;ANGLE:90 DEG,NOMINAL SIZE 1:1/4 IN,NOMINAL SIZE 2:5/8 IN,END CONNECTION 1:18 NPT,END CONNECTION 2:SAE,PRESSURE RATING:6000 PSI,MATERIAL:STEEL CHROMIUM-6 FREE,MNFR:01)ENZED,PTNO:01)6-1/4 F5OF-S | 90 DEG,1/4 IN,5/8 IN,18 NPT,EN_01)SAE,6000 PSI,EN_01)STEEL CHROMIUM-6 FREE,01)ENZED,01)6-1/4 F5OF-S |  |  | Enzed Mount Isa(RKM Investments) | ENZED MOUNT ISA(RKM INVESTMENTS) | 6-1/4 F5OF-S | PARKER HANNIFIN |  |  |  |  | https://www.connectorspecialists.com/product/6-1-4-f5of-s/pipe-port-nipple-f5of | [10 empty] | Enriched | 40173300 | NIPPLE | PIPE | TYPE |  | NOMINAL SIZE | 1/4X9/16 IN | END CONNECTION | MALE SAE-ORBXNPTF | LENGTH |  | SCHEDULE/WALL THICKNESS |  | PRESSURE CLASS/RATING | 6000 PSI | MATERIAL | STEEL CHROMIUM-6 FREE | MATERIAL SPECIFICATION |  | COATING/FINISH |  | TEMPERATURE RATING |  | HAZARD CLASS |  | CERTIFICATION/STANDARD |  | ADDITIONAL FEATURES | [48 empty] | Production Completed
STP_009 - Lot4 | Data Enrichment | BHJ | Completed | 2023-07-21 | 2023-07-31 | Processed based on Websource, Conflict w.r.t Input | 1365139 | 1365139 | EA | ELBOW,PIPE-TUBE;HYDRAULIC,45 DEG,28BSPP |  |  | ELBOW,PIPE TO TUBE;TYPE:HYDRAULIC,ANGLE:45 DEG,NOMINAL SIZE 1:1/8 IN,NOMINAL SIZE 2:7/16 IN,END CONNECTION 1:28BSPP,END CONNECTION 2:JIC,PRESSURE RATING:1000 PSI,MATERIAL:STEEL,MNFR:01)ENZED,PTNO:01)4F42EDMXS | HYDRAULIC,45 DEG,1/8 IN,7/16 IN,28BSPP,EN_01)JIC,1000 PSI,EN_01)STEEL,01)ENZED,01)4F42EDMXS |  |  | Enzed Mount Isa(RKM Investments) | ENZED MOUNT ISA(RKM INVESTMENTS) | 4F42EDMXS | PARKER HANNIFIN |  |  |  |  | https://www.parker.com/parkerimages/euro_tfd/cat/english/Katalog%20PDFs/TRIPLE%20LOK/Tube%20to%20Male%20BSPP/F42EDMX.pdf | [10 empty] | Enriched | 40171700 | ADAPTER | PIPE | TYPE |  | NOMINAL SIZE | 1/4X1/8 IN | END CONNECTION | 37 DEG FLAREXMALE BSPP THREAD | LENGTH | 30 MM | SCHEDULE/WALL THICKNESS |  | PRESSURE CLASS/RATING | 1000 PSI | MATERIAL | STEEL | MATERIAL SPECIFICATION |  | COATING/FINISH |  | TEMPERATURE RATING |  | HAZARD CLASS |  | CERTIFICATION/STANDARD | ISO 1179 | ADDITIONAL FEATURES | [48 empty] | Production Completed
STP_009 - Lot4 | Data Enrichment | BHJ | Completed | 2023-07-21 | 2023-07-31 |  | 1318776 | 1318776 | EA | GLAND,CBL;CIRCULAR SINGLE,M63,SWA |  |  | GLAND,CABLE;TYPE:CIRCULAR SINGLE,NOMINAL THREAD SIZE:M63,MATERIAL:BRASS NICKEL PLATED,CABLE TYPE:SWA,HAZARD CLASS:IP66, 68, ADDITIONAL FEATURES EN:41.65 MM, 53.5MM, WEATHERPROOF, GENERAL PURPOSE,MNFR:01)THOMBETT,PTNO:01)WGN504 | EN_01)CIRCULAR SINGLE,M63,EN_01)BRASS NICKEL PLATED,EN_01)SWA,IP66, 68,01)41.65 MM, 53.5MM, WEATHERPR,01)THOMBETT,01)WGN504 |  |  | THOMBETT | THOMAS & BETTS | WGN504 | [5 empty] | https://library.e.abb.com/public/02853532f22c4066a0033c98d70a592e/NiCote%20Catalogue_FA-web_21-02-2017.pdf | [10 empty] | Enriched | 39121431 | GLAND | CABLE | TYPE | CIRCULAR SINGLE | NOMINAL THREAD SIZE | M63 | CABLE DIAMETER RANGE | 48.6 TO 53.5 MM | MATERIAL | NICKEL PLATED BRASS | DEGREE OF PROTECTION | IP66,IP68 | CABLE TYPE | SWA | LENGTH | 15 MM | COLOUR |  | TEMPERATURE RATING |  | HAZARD CLASS |  | CERTIFICATION/STANDARD |  | ADDITIONAL FEATURES | CABLE BEDDING:41.65 MM,WEATHERPROOF,GENENERAL PURPOSE | [49 empty] | Production Completed
STP_009 - Lot4 | Data Enrichment | BHJ | Completed | 2023-07-21 | 2023-07-31 |  | 1320095 | 1320095 | EA | GLAND,CBL;CIRCULAR STANDARD,M20,SWA |  |  | GLAND,CABLE;TYPE:CIRCULAR STANDARD,NOMINAL THREAD SIZE:M20,CABLE DIAMETER RANGE:13.75-20 MM,MATERIAL:BRASS NICKEL PLATED,CABLE TYPE:SWA,HAZARD CLASS:IP66, 68,ADDITIONAL FEATURES EN:GENERAL PURPOSE, INDOOR USE,MNFR:01)THOMBETT,PTNO:01)GN206 | EN_01)CIRCULAR STANDARD,M20,13.75-20 MM,EN_01)BRASS NICKEL PLATED,EN_01)SWA,IP66, 68,01)GENERAL PURPOSE, INDOOR USE,01)THOMBETT,01)GN206 |  |  | THOMBETT | THOMAS & BETTS | GN206 | [5 empty] | https://library.e.abb.com/public/02853532f22c4066a0033c98d70a592e/NiCote%20Catalogue_FA-web_21-02-2017.pdf | [10 empty] | Enriched | 39121431 | GLAND | CABLE | TYPE | CIRCULAR STANDARD | NOMINAL THREAD SIZE | M20 | CABLE DIAMETER RANGE | 16.6 TO 20 MM | MATERIAL | NICKEL PLATED BRASS | DEGREE OF PROTECTION | IP66,IP68 | CABLE TYPE | SWA | LENGTH | 10 MM | COLOUR |  | TEMPERATURE RATING |  | HAZARD CLASS |  | CERTIFICATION/STANDARD |  | ADDITIONAL FEATURES | CABLE BEDDING:13.75 MM,GENERAL PURPOSE,INDOOR USE | [49 empty] | Production Completed
STP_009 - Lot4 | Data Enrichment | BHJ | Completed | 2023-07-21 | 2023-07-31 |  | 1364582 | 1364582 | EA | GLAND,CBL;CIRCULAR STANDARD,M20,SWA |  |  | GLAND,CABLE;TYPE:CIRCULAR STANDARD,NOMINAL THREAD SIZE:M20,CABLE DIAMETER RANGE:11-17 MM,MATERIAL:BRASS NICKEL PLATED,CABLE TYPE: SWA,ADDITIONAL FEATURES EN:GENENERAL PURPOSE, INDOOR USE,MNFR:01)THOMBETT,PTNO:01)GN204 | EN_01)CIRCULAR STANDARD,M20,11-17 MM,EN_01)BRASS NICKEL PLATED,EN_01)SWA,01)GENENERAL PURPOSE, INDOOR U,01)THOMBETT,01)GN204 |  |  | THOMBETT | THOMAS & BETTS | GN204 | [5 empty] | https://library.e.abb.com/public/02853532f22c4066a0033c98d70a592e/NiCote%20Catalogue_FA-web_21-02-2017.pdf | [10 empty] | Enriched | 39121431 | GLAND | CABLE | TYPE | CIRCULAR STANDARD | NOMINAL THREAD SIZE | M20 | CABLE DIAMETER RANGE | 10.4 TO 17 MM | MATERIAL | NICKEL PLATED BRASS | DEGREE OF PROTECTION | IP66,IP68 | CABLE TYPE | SWA | LENGTH | 10 MM | COLOUR |  | TEMPERATURE RATING |  | HAZARD CLASS |  | CERTIFICATION/STANDARD |  | ADDITIONAL FEATURES | CABLE BEDDING:11 MM,GENERAL PURPOSE,INDOOR USE | [49 empty] | Production Completed
STP_009 - Lot4 | Data Enrichment | BHJ | Completed | 2023-07-21 | 2023-07-31 |  | 1289815 | 1289815 | EA | GLAND,CBL;CIRCULAR STANDARD,M25,SWA |  |  | GLAND,CABLE;TYPE:CIRCULAR STANDARD,NOMINAL THREAD SIZE:M25,CABLE DIAMETER RANGE:18.75-26 MM,MATERIAL:BRASS NICKEL PLATED,CABLE TYPE:SWA,ADDITIONAL FEATURES EN:GENERAL PURPOSE, INDOOR USE,10 PER STD PACK,MNFR:01)THOMBETT,PTNO:01)GN256 | EN_01)CIRCULAR STANDARD,M25,18.75-26 MM,EN_01)BRASS NICKEL PLATED,EN_01)SWA,01)GENERAL PURPOSE, INDOOR USE,01)THOMBETT,01)GN256 |  |  | THOMBETT | THOMAS & BETTS | GN256 | [5 empty] | https://library.e.abb.com/public/02853532f22c4066a0033c98d70a592e/NiCote%20Catalogue_FA-web_21-02-2017.pdf | [10 empty] | Enriched | 39121431 | GLAND | CABLE | TYPE | CIRCULAR STANDARD | NOMINAL THREAD SIZE | M25 | CABLE DIAMETER RANGE | 22.1 TO 26 MM | MATERIAL | NICKEL PLATED BRASS | DEGREE OF PROTECTION | IP66,IP68 | CABLE TYPE | SWA | LENGTH | 10 MM | COLOUR |  | TEMPERATURE RATING |  | HAZARD CLASS |  | CERTIFICATION/STANDARD |  | ADDITIONAL FEATURES | CABLE BEDDING:18.75 MM,GENERAL PURPOSE,INDOOR USE,PACKAGE QUANTITY:10/PACK | [49 empty] | Production Completed
STP_009 - Lot4 | Data Enrichment | BHJ | Completed | 2023-07-21 | 2023-07-31 |  | 1319749 | 1319749 | EA | GLAND,CBL;CIRCULAR STANDARD,M25,SWA |  |  | GLAND,CABLE;TYPE:CIRCULAR STANDARD,NOMINAL THREAD SIZE:M25,CABLE DIAMETER RANGE:16.25-22.5 MM,MATERIAL:BRASS NICKEL PLATED,CABLE TYPE:SWA,HAZARD CLASS:IP66, 68,ADDITIONAL FEATURES EN:GENERAL PURPOSE, INDOOR USE, 15 PER STD PACK,MNFR:01)THOMBETT,PTNO:01)GN254 | EN_01)CIRCULAR STANDARD,M25,16.25-22.5 MM,EN_01)BRASS NICKEL PLATED,EN_01)SWA,IP66, 68,01)GENERAL PURPOSE, INDOOR USE,01)THOMBETT,01)GN254 |  |  | THOMBETT | THOMAS & BETTS | GN254 | [5 empty] | https://library.e.abb.com/public/02853532f22c4066a0033c98d70a592e/NiCote%20Catalogue_FA-web_21-02-2017.pdf | [10 empty] | Enriched | 39121431 | GLAND | CABLE | TYPE | CIRCULAR STANDARD | NOMINAL THREAD SIZE | M25 | CABLE DIAMETER RANGE | 19.6 TO 22.5 MM | MATERIAL | NICKEL PLATED BRASS | DEGREE OF PROTECTION | IP66,IP68 | CABLE TYPE | SWA | LENGTH | 10 MM | COLOUR |  | TEMPERATURE RATING |  | HAZARD CLASS |  | CERTIFICATION/STANDARD |  | ADDITIONAL FEATURES | CABLE BEDDING:16.25 MM,GENERAL PURPOSE,INDOOR USE,PACKAGE QUANTITY:15/PACK | [49 empty] | Production Completed
STP_009 - Lot4 | Data Enrichment | BHJ | Completed | 2023-07-21 | 2023-07-31 |  | 1320093 | 1320093 | EA | GLAND,CBL;CIRCULAR STANDARD,M32,SWA |  |  | GLAND,CABLE;TYPE:CIRCULAR STANDARD,NOMINAL THREAD SIZE:M32,CABLE DIAMETER RANGE:22.75-30 MM,MATERIAL:BRASS NICKEL PLATED,CABLE TYPE:SWA,ADDITIONAL FEATURES EN:NI-COTE FINISH, GENERAL PURPOSE, INDOOR USE,MNFR:01)THOMBETT,PTNO:01)GN324 | EN_01)CIRCULAR STANDARD,M32,22.75-30 MM,EN_01)BRASS NICKEL PLATED,EN_01)SWA,01)NI-COTE FINISH, GENERAL PUR,01)THOMBETT,01)GN324 |  |  | THOMBETT | THOMAS & BETTS | GN324 | [5 empty] | https://library.e.abb.com/public/02853532f22c4066a0033c98d70a592e/NiCote%20Catalogue_FA-web_21-02-2017.pdf | [10 empty] | Enriched | 39121431 | GLAND | CABLE | TYPE | CIRCULAR STANDARD | NOMINAL THREAD SIZE | M32 | CABLE DIAMETER RANGE | 25.6 TO 30 MM | MATERIAL | NICKEL PLATED BRASS | DEGREE OF PROTECTION | IP66,IP68 | CABLE TYPE | SWA | LENGTH | 10 MM | COLOUR |  | TEMPERATURE RATING |  | HAZARD CLASS |  | CERTIFICATION/STANDARD |  | ADDITIONAL FEATURES | BRAND:NICOTE,CABLE BEDDING:22.75 MM,GENERAL PURPOSE,INDOOR USE | [49 empty] | Production Completed
STP_009 - Lot4 | Data Enrichment | BHJ | Completed | 2023-07-21 | 2023-07-31 |  | 1320094 | 1320094 | EA | GLAND,CBL;CIRCULAR STANDARD,M32,SWA |  |  | GLAND,CABLE;TYPE:CIRCULAR STANDARD,NOMINAL THREAD SIZE:M32,CABLE DIAMETER RANGE:26.5-34 MM,MATERIAL:BRASS NICKEL PLATED,CABLE TYPE:SWA,ADDITIONAL FEATURES EN:GENERAL PURPOSE, INDOOR USE,MNFR:01)THOMBETT,PTNO:01)GN326 | EN_01)CIRCULAR STANDARD,M32,26.5-34 MM,EN_01)BRASS NICKEL PLATED,EN_01)SWA,01)GENERAL PURPOSE, INDOOR USE,01)THOMBETT,01)GN326 |  |  | THOMBETT | THOMAS & BETTS | GN326 | [5 empty] | https://library.e.abb.com/public/02853532f22c4066a0033c98d70a592e/NiCote%20Catalogue_FA-web_21-02-2017.pdf | [10 empty] | Enriched | 39121431 | GLAND | CABLE | TYPE | CIRCULAR STANDARD | NOMINAL THREAD SIZE | M32 | CABLE DIAMETER RANGE | 29.6 TO 34 MM | MATERIAL | NICKEL PLATED BRASS | DEGREE OF PROTECTION | IP66,IP68 | CABLE TYPE | SWA | LENGTH | 10 MM | COLOUR |  | TEMPERATURE RATING |  | HAZARD CLASS |  | CERTIFICATION/STANDARD |  | ADDITIONAL FEATURES | CABLE BEDDING:26.5 MM,GENERAL PURPOSE,INDOOR USE | [49 empty] | Production Completed
STP_009 - Lot4 | Data Enrichment | BHJ | Completed | 2023-07-21 | 2023-07-31 |  | 1235249 | 1235249 | EA | GLAND,CBL;CIRCULAR STANDARD,M40,SWA |  |  | GLAND,CABLE;TYPE:CIRCULAR STANDARD,NOMINAL THREAD SIZE:M40,CABLE DIAMETER RANGE:32.75-41.5 MM,MATERIAL:BRASS NICKEL PLATED,CABLE TYPE:SWA,ADDITIONAL FEATURES EN:GENERAL PURPOSE, INDOOR USE,MNFR:01)THOMBETT,PTNO:01)GN405 | EN_01)CIRCULAR STANDARD,M40,32.75-41.5 MM,EN_01)BRASS NICKEL PLATED,EN_01)SWA,01)GENERAL PURPOSE, INDOOR USE,01)THOMBETT,01)GN405 |  |  | THOMBETT | THOMAS & BETTS | GN405 | [5 empty] | https://library.e.abb.com/public/02853532f22c4066a0033c98d70a592e/NiCote%20Catalogue_FA-web_21-02-2017.pdf | [10 empty] | Enriched | 39121431 | GLAND | CABLE | TYPE | CIRCULAR STANDARD | NOMINAL THREAD SIZE | M40 | CABLE DIAMETER RANGE | 33.6 TO 41.5 MM | MATERIAL | NICKEL PLATED BRASS | DEGREE OF PROTECTION | IP66,IP68 | CABLE TYPE | SWA | LENGTH | 15 MM | COLOUR |  | TEMPERATURE RATING |  | HAZARD CLASS |  | CERTIFICATION/STANDARD |  | ADDITIONAL FEATURES | CABLE BEDDING:32.75 MM,GENERAL PURPOSE,INDOOR USE | [49 empty] | Production Completed
STP_009 - Lot4 | Data Enrichment | BHJ | Completed | 2023-07-21 | 2023-07-31 |  | 1289797 | 1289797 | EA | GLAND,CBL;CIRCULAR STANDARD,M50,SWA |  |  | GLAND,CABLE;TYPE:CIRCULAR STANDARD,NOMINAL THREAD SIZE:M50,CABLE DIAMETER RANGE:38.5-49 MM,MATERIAL:BRASS NICKEL PLATED,CABLE TYPE:SWA,HAZARD CLASS:IP66, 68,ADDITIONAL FEATURES EN:GENERAL PURPOSE, INDOOR USE,MNFR:01)THOMBETT,PTNO:01)GN503 | EN_01)CIRCULAR STANDARD,M50,38.5-49 MM,EN_01)BRASS NICKEL PLATED,EN_01)SWA,IP66, 68,01)GENERAL PURPOSE, INDOOR USE,01)THOMBETT,01)GN503 |  |  | THOMBETT | THOMAS & BETTS | GN503 | [5 empty] | https://library.e.abb.com/public/02853532f22c4066a0033c98d70a592e/NiCote%20Catalogue_FA-web_21-02-2017.pdf | [10 empty] | Enriched | 39121431 | GLAND | CABLE | TYPE | CIRCULAR STANDARD | NOMINAL THREAD SIZE | M50 | CABLE DIAMETER RANGE | 41.1 TO 49 MM | MATERIAL | NICKEL PLATED BRASS | DEGREE OF PROTECTION | IP66,IP68 | CABLE TYPE | SWA | LENGTH | 15 MM | COLOUR |  | TEMPERATURE RATING |  | HAZARD CLASS |  | CERTIFICATION/STANDARD |  | ADDITIONAL FEATURES | CABLE BEDDING:38.5 MM,GENERAL PURPOSE,INDOOR USE | [49 empty] | Production Completed
STP_009 - Lot4 | Data Enrichment | BHJ | Completed | 2023-07-21 | 2023-07-31 |  | 1319847 | 1319847 | EA | GLAND,CBL;CIRCULAR STANDARD,M50,SWA |  |  | GLAND,CABLE;TYPE:CIRCULAR STANDARD,NOMINAL THREAD SIZE:M50,CABLE DIAMETER RANGE:44.5-55.5 MM,MATERIAL:BRASS NICKEL PLATED,CABLE TYPE:SWA,ADDITIONAL FEATURES EN:GENERAL PURPOSE, INDOOR USE, 2 PER STD PACK,MNFR:01)THOMBETT,PTNO:01)GN505 | EN_01)CIRCULAR STANDARD,M50,44.5-55.5 MM,EN_01)BRASS NICKEL PLATED,EN_01)SWA,01)GENERAL PURPOSE, INDOOR USE,01)THOMBETT,01)GN505 |  |  | THOMBETT | THOMAS & BETTS | GN505 | [5 empty] | https://library.e.abb.com/public/02853532f22c4066a0033c98d70a592e/NiCote%20Catalogue_FA-web_21-02-2017.pdf | [10 empty] | Enriched | 39121431 | GLAND | CABLE | TYPE | CIRCULAR STANDARD | NOMINAL THREAD SIZE | M50 | CABLE DIAMETER RANGE | 48.6 TO 55.5 MM | MATERIAL | NICKEL PLATED BRASS | DEGREE OF PROTECTION | IP66,IP68 | CABLE TYPE | SWA | LENGTH | 15 MM | COLOUR |  | TEMPERATURE RATING |  | HAZARD CLASS |  | CERTIFICATION/STANDARD |  | ADDITIONAL FEATURES | CABLE BEDDING:44.45 MM,GENERAL PURPOSE,INDOOR USE,PACKAGE QUANTITY:2/PACK | [49 empty] | Production Completed
STP_009 - Lot4 | Data Enrichment | BHJ | Completed | 2023-07-21 | 2023-07-31 | Cable Diameter Conflict w.r.t Input - Updated as per Websource | 1353458 | 1353458 | EA | GLAND,CBL;COMPRSN,M25,DIA 11-17 MM,NYL |  |  | GLAND,CABLE;TYPE:COMPRESSION,NOMINAL THREAD SIZE:M25,CABLE DIAMETER RANGE:11-17 MM,MATERIAL:NYLON,HAZARD CLASS:IP68, CERTIFICATION/STANDARD:DIN VDE 0619,MNFR:01)THOMBETT,PTNO:01)GN25 | EN_01)COMPRESSION,M25,11-17 MM,EN_01)NYLON,IP68,EN_01)DIN VDE 0619,01)THOMBETT,01)GN25 |  |  | THOMBETT | THOMAS & BETTS | GN25 | [5 empty] | https://www.cabac.com.au/p/cable-wire-management/glands-strain-relief-grommets/nylon-glands/gn25 | [10 empty] | Enriched | 39121431 | GLAND | CABLE | TYPE | COMPRESSION | NOMINAL THREAD SIZE | M25 | CABLE DIAMETER RANGE | 9 TO 18 MM | MATERIAL | POLYAMIDE 66 NYLON | DEGREE OF PROTECTION | IP68 | CABLE TYPE |  | LENGTH |  | COLOUR |  | TEMPERATURE RATING | -40 TO 100 DEG C | HAZARD CLASS |  | CERTIFICATION/STANDARD | DIN VDE 0619 | ADDITIONAL FEATURES | [50 empty] | Production Completed
STP_009 - Lot4 | Data Enrichment | BHJ | Completed | 2023-07-21 | 2023-07-31 | Cable Diameter Conflict w.r.t Input - Updated as per Websource | 1235755 | 1235755 | EA | GLAND,CBL;M12,DIA 4-6 MM,NYL,IP68 |  |  | GLAND,CABLE;NOMINAL THREAD SIZE:M12,CABLE DIAMETER RANGE:4-6 MM,MATERIAL:NYLON,TEMPERATURE RATING:-40 TO 100 DEG C,HAZARD CLASS: IP68,CERTIFICATION/STANDARD:DIN VDE 0619,MNFR:01)THOMBETT,PTNO:01)GN12 | M12,4-6 MM,EN_01)NYLON,EN_01)-40 TO 100 DEG C,IP68,EN_01)DIN VDE 0619,01)THOMBETT,01)GN12 |  |  | THOMBETT | THOMAS & BETTS | GN12 | [5 empty] | https://www.cabac.com.au/p/cable-wire-management/glands-strain-relief-grommets/nylon-glands/gn12 | [10 empty] | Enriched | 39121431 | GLAND | CABLE | TYPE |  | NOMINAL THREAD SIZE | M12 | CABLE DIAMETER RANGE | 3 TO 6 MM | MATERIAL | POLYAMIDE 66 NYLON | DEGREE OF PROTECTION | IP68 | CABLE TYPE |  | LENGTH |  | COLOUR |  | TEMPERATURE RATING | -40 TO 100 DEG C | HAZARD CLASS |  | CERTIFICATION/STANDARD | DIN VDE 0619 | ADDITIONAL FEATURES | [50 empty] | Production Completed
STP_009 - Lot4 | Data Enrichment | BHJ | Completed | 2023-07-21 | 2023-07-31 |  | 1279698 | 1279698 | EA | GLAND,CBL;M20-1.5,BRS NI PLTD,IP68,SWA |  |  | GLAND,CABLE;NOMINAL THREAD SIZE:M20-1.5,MATERIAL:BRASS NICKEL PLATED,DEGREE OF PROTECTION:IP68,CABLE TYPE:SWA,MNFR:01)CNW (MOUNT ISA) ELECT WHOLESALER,PTNO:01)T-BWGN206 | M20-1.5,EN_01)BRASS NICKEL PLATED,IP68,EN_01)SWA,01)CNW (MOUNT ISA) ELECT WHOLE,01)T-BWGN206 |  |  | CNW (MOUNT ISA) ELECT WHOLESALER | CNW (MOUNT ISA) ELECT WHOLESALER | WGN206 | THOMAS & BETTS |  |  |  |  | https://library.e.abb.com/public/02853532f22c4066a0033c98d70a592e/NiCote%20Catalogue_FA-web_21-02-2017.pdf | [10 empty] | Enriched | 39121431 | GLAND | CABLE | TYPE |  | NOMINAL THREAD SIZE | M20 | CABLE DIAMETER RANGE | 16.6 TO 20 MM | MATERIAL | NICKEL PLATED BRASS | DEGREE OF PROTECTION | IP66,IP68 | CABLE TYPE | SWA | LENGTH | 14 MM | COLOUR |  | TEMPERATURE RATING |  | HAZARD CLASS |  | CERTIFICATION/STANDARD |  | ADDITIONAL FEATURES | CABLE BEDDING:13.75 MM,PITCH:1.5 MM | [49 empty] | Production Completed
STP_009 - Lot4 | Data Enrichment | BHJ | Completed | 2023-07-21 | 2023-07-31 |  | 1279981 | 1279981 | EA | GLAND,CBL;M20-1.5,BRS NI PLTD,IP68,SWA |  |  | GLAND,CABLE;NOMINAL THREAD SIZE:M20-1.5,MATERIAL:BRASS NICKEL PLATED,DEGREE OF PROTECTION:IP68,CABLE TYPE:SWA,MNFR:01)CNW (MOUNT ISA) ELECT WHOLESALER,PTNO:01)T-BWGN202 | M20-1.5,EN_01)BRASS NICKEL PLATED,IP68,EN_01)SWA,01)CNW (MOUNT ISA) ELECT WHOLE,01)T-BWGN202 |  |  | CNW (MOUNT ISA) ELECT WHOLESALER | CNW (MOUNT ISA) ELECT WHOLESALER | WGN202 | THOMAS & BETTS |  |  |  |  | https://library.e.abb.com/public/02853532f22c4066a0033c98d70a592e/NiCote%20Catalogue_FA-web_21-02-2017.pdf | [10 empty] | Enriched | 39121431 | GLAND | CABLE | TYPE |  | NOMINAL THREAD SIZE | M20 | CABLE DIAMETER RANGE | 10.4 TO 12 MM | MATERIAL | NICKEL PLATED BRASS | DEGREE OF PROTECTION | IP66,IP68 | CABLE TYPE | SWA | LENGTH | 14 MM | COLOUR |  | TEMPERATURE RATING |  | HAZARD CLASS |  | CERTIFICATION/STANDARD |  | ADDITIONAL FEATURES | CABLE BEDDING:8 MM,PITCH:1.5 MM | [49 empty] | Production Completed
STP_009 - Lot4 | Data Enrichment | BHJ | Completed | 2023-07-21 | 2023-07-31 |  | 1289909 | 1289909 | EA | GLAND,CBL;M25,DIA 19.6-22.5 MM,SWA,MTL |  |  | GLAND,CABLE;NOMINAL THREAD SIZE:M25,CABLE DIAMETER RANGE:19.6-22.5 MM,MATERIAL:BRASS NICKEL PLATED,CABLE TYPE:SWA,HAZARD CLASS: IP66, 68,ADDITIONAL FEATURES EN:METAL,MNFR:01)HAYMANS,PTNO:01)NICWGN254 | M25,19.6-22.5 MM,EN_01)BRASS NICKEL PLATED,EN_01)SWA,IP66, 68,01)METAL,01)HAYMANS,01)NICWGN254 |  |  | HAYMANS |  | WGN254 | THOMAS & BETTS | HAYMANS |  |  |  | https://library.e.abb.com/public/02853532f22c4066a0033c98d70a592e/NiCote%20Catalogue_FA-web_21-02-2017.pdf | [10 empty] | Enriched | 39121431 | GLAND | CABLE | TYPE |  | NOMINAL THREAD SIZE | M25 | CABLE DIAMETER RANGE | 19.6 TO 22.5 MM | MATERIAL | NICKEL PLATED BRASS | DEGREE OF PROTECTION | IP66,IP68 | CABLE TYPE | SWA | LENGTH | 14 MM | COLOUR |  | TEMPERATURE RATING |  | HAZARD CLASS |  | CERTIFICATION/STANDARD |  | ADDITIONAL FEATURES | BRAND:NICOTE,CABLE BEDDING:16.25 MM | [49 empty] | Production Completed
STP_009 - Lot4 | Data Enrichment | BHJ | Completed | 2023-07-21 | 2023-07-31 |  | 1279979 | 1279979 | EA | GLAND,CBL;M25-1.5,BRS NI PLTD,IP68,SWA |  |  | GLAND,CABLE;NOMINAL THREAD SIZE:M25-1.5,MATERIAL:BRASS NICKEL PLATED,DEGREE OF PROTECTION:IP68,CABLE TYPE:SWA,MNFR:01)CNW (MOUNT ISA) ELECT WHOLESALER,PTNO:01)T-BWGN256 | M25-1.5,EN_01)BRASS NICKEL PLATED,IP68,EN_01)SWA,01)CNW (MOUNT ISA) ELECT WHOLE,01)T-BWGN256 |  |  | CNW (MOUNT ISA) ELECT WHOLESALER | CNW (MOUNT ISA) ELECT WHOLESALER | WGN256 | THOMAS & BETTS |  |  |  |  | https://library.e.abb.com/public/02853532f22c4066a0033c98d70a592e/NiCote%20Catalogue_FA-web_21-02-2017.pdf | [10 empty] | Enriched | 39121431 | GLAND | CABLE | TYPE |  | NOMINAL THREAD SIZE | M25 | CABLE DIAMETER RANGE | 22.1 TO 26 MM | MATERIAL | NICKEL PLATED BRASS | DEGREE OF PROTECTION | IP66,IP68 | CABLE TYPE | SWA | LENGTH | 14 MM | COLOUR |  | TEMPERATURE RATING |  | HAZARD CLASS |  | CERTIFICATION/STANDARD |  | ADDITIONAL FEATURES | CABLE BEDDING:18.75 MM,PITCH:1.5 MM | [49 empty] | Production Completed
STP_009 - Lot4 | Data Enrichment | BHJ | Completed | 2023-07-21 | 2023-07-31 |  | 1279980 | 1279980 | EA | GLAND,CBL;M25-1.5,BRS NI PLTD,IP68,SWA |  |  | GLAND,CABLE;NOMINAL THREAD SIZE:M25-1.5,MATERIAL:BRASS NICKEL PLATED,DEGREE OF PROTECTION:IP68,CABLE TYPE:SWA,MNFR:01)CNW (MOUNT ISA) ELECT WHOLESALER,PTNO:01)T-BWGN254 | M25-1.5,EN_01)BRASS NICKEL PLATED,IP68,EN_01)SWA,01)CNW (MOUNT ISA) ELECT WHOLE,01)T-BWGN254 |  |  | CNW (MOUNT ISA) ELECT WHOLESALER | CNW (MOUNT ISA) ELECT WHOLESALER | WGN254 | THOMAS & BETTS |  |  |  |  | https://library.e.abb.com/public/02853532f22c4066a0033c98d70a592e/NiCote%20Catalogue_FA-web_21-02-2017.pdf | [10 empty] | Enriched | 39121431 | GLAND | CABLE | TYPE |  | NOMINAL THREAD SIZE | M25 | CABLE DIAMETER RANGE | 19.6 TO 22.5 MM | MATERIAL | NICKEL PLATED BRASS | DEGREE OF PROTECTION | IP66,IP68 | CABLE TYPE | SWA | LENGTH | 14 MM | COLOUR |  | TEMPERATURE RATING |  | HAZARD CLASS |  | CERTIFICATION/STANDARD |  | ADDITIONAL FEATURES | CABLE BEDDING:16.25 MM,PITCH:1.5 MM | [49 empty] | Production Completed
STP_009 - Lot4 | Data Enrichment | BHJ | Completed | 2023-07-21 | 2023-07-31 |  | 1353452 | 1353452 | EA | GLAND,CBL;M63,SWA,NICOTE,NICWGN636 |  |  | GLAND,CABLE;NOMINAL THREAD SIZE:M63,CABLE TYPE:SWA,MNFR:01)NICOTE,PTNO:01)NICWGN636 | M63,EN_01)SWA,01)NICOTE,01)NICWGN636 |  |  | NICOTE |  | WGN636 | THOMAS & BETTS |  |  |  |  | https://library.e.abb.com/public/02853532f22c4066a0033c98d70a592e/NiCote%20Catalogue_FA-web_21-02-2017.pdf | [10 empty] | Enriched | 39121431 | GLAND | CABLE | TYPE |  | NOMINAL THREAD SIZE | M63 | CABLE DIAMETER RANGE | 63.1 TO 68.25 MM | MATERIAL | NICKEL PLATED BRASS | DEGREE OF PROTECTION | IP66,IP68 | CABLE TYPE | SWA | LENGTH | 19 MM | COLOUR |  | TEMPERATURE RATING |  | HAZARD CLASS |  | CERTIFICATION/STANDARD |  | ADDITIONAL FEATURES | BRAND:NICOTE,CABLE BEDDING:56.25 MM | [49 empty] | Production Completed
STP_009 - Lot4 | Data Enrichment | BHJ | Completed | 2023-07-21 | 2023-07-31 |  | 1318958 | 1318958 | EA | GLAND,CBL;SGL,M50,BRS NI PLTD,SWA,NICOTE |  |  | GLAND,CABLE;TYPE:SINGLE,NOMINAL THREAD SIZE:M50,MATERIAL:BRASS NICKEL PLATED,CABLE TYPE:SWA,HAZARD CLASS:IP66, 68,ADDITIONAL FEATURES EN:55.5 MM, WEATHERPROOF, 86.5 MM ACROSS CNRS,MNFR:01)NICOTE,PTNO:01)WGN505 | EN_01)SINGLE,M50,EN_01)BRASS NICKEL PLATED,EN_01)SWA,IP66, 68,01)55.5 MM, WEATHERPROOF, 86.5,01)NICOTE,01)WGN505 |  |  | NICOTE |  | WGN505 | THOMAS & BETTS |  |  |  |  | https://library.e.abb.com/public/02853532f22c4066a0033c98d70a592e/NiCote%20Catalogue_FA-web_21-02-2017.pdf | [10 empty] | Enriched | 39121431 | GLAND | CABLE | TYPE | SINGLE | NOMINAL THREAD SIZE | M50 | CABLE DIAMETER RANGE | 53.1 TO 55.5 MM | MATERIAL | NICKEL PLATED BRASS | DEGREE OF PROTECTION | IP66,IP68 | CABLE TYPE | SWA | LENGTH | 15 MM | COLOUR |  | TEMPERATURE RATING |  | HAZARD CLASS |  | CERTIFICATION/STANDARD |  | ADDITIONAL FEATURES | BRAND:NICOTE,CABLE BEDDING:44.45 MM,WEATHERPROOF,86.5 MM ACROSS CORNERS | [49 empty] | Production Completed