## Sheet1
Project | Activities | Production User | Production Comments | Start Date | End Date | Remarks | Griha ID | MATNR | MEINS | MAKTX_EN | MAKTX_ES | MAKTX_FR | TEXT_EN | Class_Char_Catted | MFRPN | MFRNR | MFRNR DES | MNFR | PTNO | Verified MNFR from web | MNFR 1 | PTNO 1 | MNFR 2 | PTNO 2 | Reference URL | Reference URL1 | Item Number | Equipment Type | Equipment Manufacturer | Equipment Model | Equipment Serial | DWG | DRAWING VERSION | POS/TAG | Unused Text | Enriched/Cleansed | UNSPSC Ver.23.07 | Noun | Modifier | Attribute Name 1 | Attribute Value 1 | Attribute Name 2 | Attribute Value 2 | Attribute Name 3 | Attribute Value 3 | Attribute Name 4 | Attribute Value 4 | Attribute Name 5 | Attribute Value 5 | Attribute Name 6 | Attribute Value 6 | Attribute Name 7 | Attribute Value 7 | Attribute Name 8 | Attribute Value 8 | Attribute Name 9 | Attribute Value 9 | Attribute Name 10 | Attribute Value 10 | Attribute Name 11 | Attribute Value 11 | Attribute Name 12 | Attribute Value 12 | Attribute Name 13 | Attribute Value 13 | Attribute Name 14 | Attribute Value 14 | Attribute Name 15 | Attribute Value 15 | Attribute Name 16 | Attribute Value 16 | Attribute Name 17 | Attribute Value 17 | Attribute Name 18 | Attribute Value 18 | Attribute Name 19 | Attribute Value 19 | Attribute Name 20 | Attribute Value 20 | Attribute Name 21 | Attribute Value 21 | Attribute Name 22 | Attribute Value 22 | Attribute Name 23 | Attribute Value 23 | Attribute Name 24 | Attribute Value 24 | Attribute Name 25 | Attribute Value 25 | Attribute Name 26 | Attribute Value 26 | Attribute Name 27 | Attribute Value 27 | Attribute Name 28 | Attribute Value 28 | Attribute Name 29 | Attribute Value 29 | Attribute Name 30 | Attribute Value 30 | Attribute Name 31 | Attribute Value 31 | Attribute Name 32 | Attribute Value 32 | Attribute Name 33 | Attribute Value 33 | Attribute Name 34 | Attribute Value 34 | Attribute Name 35 | Attribute Value 35 | Attribute Name 36 | Attribute Value 36 | Remaining_Information | Status
STP_009 - Lot4 | Data Enrichment | SFU | OK | 2023-07-21 | 2023-07-28 |  | 1233691 | 1233691 | EA | ARM,LIFTG;DAVIT,REACH 27-44 IN,ALUMINUM |  |  | ARM,LIFTING;TYPE:DAVIT,CAPACITY:REACH 27-44 IN,MATERIAL:ALUMINUM,ADDITIONAL FEATURES EN:ADJHEIGHT,HC,AS/NZS.REQ BY A PATTERSON FOR FALL,MNFR:01)ALLIANCE SAFETY EQUIPMENT P/L,PTNO:01)3M - 70804508417 | DAVIT,REACH 27-44 IN,ALUMINUM,01)ADJHEIGHT,HC,AS/NZS.REQ BY,01)ALLIANCE SAFETY EQUIPMENT P,01)3M - 70804508417 |  |  | ALLIANCE SAFETY EQUIPMENT P/L | 3M | 70804508417 |  | ALLIANCE SAFETY EQUIPMENT P/L | 3M - 70804508417 |  |  | https://multimedia.3m.com/mws/media/1695694O/3m-dbi-sala-davit-arm-mast-hc-technical-data-sheet.pdf | [10 empty] | ENRICHED | 23153100 Industrial machinery components and accessories | ARM | LIFTING | TYPE | DAVIT | CAPACITY | REACH 27-44 IN | SIZE |  | MATERIAL | ALUMINUM | COATING/FINISH |  | HAZARD CLASS |  | CERTIFICATION/STANDARD | AS/NZS 5532:2013 | ADDITIONAL FEATURES | ADJUSTABLE HEIGHT,HIGH CAPACITY,REQ BY A PATTERSON FOR FALL | [57 empty] | Production Completed
STP_009 - Lot4 | Data Enrichment | SFU | OK | 2023-07-21 | 2023-07-28 |  | 1302998 | 1302998 | EA | ARM;1ST MOTION, ACCRETION REMO, ASSY |  |  | ARM;ADDITIONAL FEATURES EN:1ST MOTION, ACCRETION REMO, ASSY,MNFR:01)MIMDWG,PTNO:01)165-C6-735 | 01)1ST MOTION, ACCRETION REMO,01)MIMDWG,01)165-C6-735 |  |  | MIMDWG | MIMDWG | 165-C6-735 | [5 empty] | URL NOT FOUND | [10 empty] | CLEANSED | 23153100 Industrial machinery components and accessories | ARM | No Modifier | TYPE | 1ST MOTION | SIZE |  | MATERIAL |  | MATERIAL SPECIFICATION |  | HAZARD CLASS |  | CERTIFICATION/STANDARD |  | ADDITIONAL FEATURES | ASSEMBLY, ACCRETION REMO | [59 empty] | Production Completed
STP_009 - Lot4 | Data Enrichment | SFU | OK | 2023-07-21 | 2023-07-28 |  | 1381954 | 1381954 | EA | ARM;2ND MOTION, ACCRETION REMO, ASSY |  |  | ARM;ADDITIONAL FEATURES EN:2ND MOTION, ACCRETION REMO, ASSY,MNFR:01)MIMDWG,PTNO:01)165-C6-729 | 01)2ND MOTION, ACCRETION REMO,01)MIMDWG,01)165-C6-729 |  |  | MIMDWG | MIMDWG | 165-C6-729 | [5 empty] | URL NOT FOUND | [10 empty] | CLEANSED | 23153100 Industrial machinery components and accessories | ARM | No Modifier | TYPE | 2ND MOTION | SIZE |  | MATERIAL |  | MATERIAL SPECIFICATION |  | HAZARD CLASS |  | CERTIFICATION/STANDARD |  | ADDITIONAL FEATURES | ASSEMBLY, ACCRETION REMO | [59 empty] | Production Completed
STP_009 - Lot4 | Data Enrichment | SFU | OK | 2023-07-21 | 2023-07-28 |  | 1299576 | 1299576 | EA | ARM;ADJSTNG,DIA 60 MM,H, KIT,BELLEBAN |  |  | ARM;TYPE:ADJUSTING,SIZE:DIA 60 MM,ADDITIONAL FEATURES EN:H, KIT,MNFR:01)BELLEBAN,PTNO:01)HARK | EN_01)ADJUSTING,EN_01)DIA 60 MM,01)H, KIT,01)BELLEBAN,01)HARK |  |  | BELLEBAN | BELLEBAN | HARK | [5 empty] | URL NOT FOUND | [9 empty] | H | CLEANSED | 23153100 Industrial machinery components and accessories | ARM | No Modifier | TYPE | ADJUSTING | SIZE | 60 MM DIA | MATERIAL |  | MATERIAL SPECIFICATION |  | HAZARD CLASS |  | CERTIFICATION/STANDARD |  | ADDITIONAL FEATURES | KIT | [59 empty] | Production Completed
STP_009 - Lot4 | Data Enrichment | SFU | OK | 2023-07-21 | 2023-07-28 |  | 1299992 | 1299992 | EA | ARM;ADJSTNG,POLE DIA 48 MM,H, KIT |  |  | ARM;TYPE:ADJUSTING,SIZE:POLE DIA 48 MM,ADDITIONAL FEATURES EN:H, KIT,MNFR:01)BELLEBAN,PTNO:01)H-48-ITEM-6 | EN_01)ADJUSTING,EN_01)POLE DIA 48 MM,01)H, KIT,01)BELLEBAN,01)H-48-ITEM-6 |  |  | BELLEBAN | BELLEBAN | H-48-ITEM-6 | [5 empty] | URL NOT FOUND |  | 6 | [7 empty] | H | CLEANSED | 23153100 Industrial machinery components and accessories | ARM | No Modifier | TYPE | ADJUSTING | SIZE | 48 MM POLE DIA | MATERIAL |  | MATERIAL SPECIFICATION |  | HAZARD CLASS |  | CERTIFICATION/STANDARD |  | ADDITIONAL FEATURES | KIT | [59 empty] | Production Completed
STP_009 - Lot4 | Data Enrichment | SFU | OK | 2023-07-21 | 2023-07-28 |  | 1294537 | 1294537 | EA | ARM;BENDR |  |  | ARM;TYPE:BENDER,MNFR:01)GERSTRAP,PTNO:01)P16202 | EN_01)BENDER,01)GERSTRAP,01)P16202 |  |  | GERSTRAP | GERSTRAP | P16202 | [5 empty] | URL NOT FOUND | [10 empty] | CLEANSED | 23153100 Industrial machinery components and accessories | ARM | No Modifier | TYPE | BENDER | SIZE |  | MATERIAL |  | MATERIAL SPECIFICATION |  | HAZARD CLASS |  | CERTIFICATION/STANDARD |  | ADDITIONAL FEATURES | [60 empty] | Production Completed
STP_009 - Lot4 | Data Enrichment | SFU | OK | 2023-07-21 | 2023-07-28 |  | 1382850 | 1382850 | EA | ARM;CANTILEVER BRACKET BRACED,635 MM |  |  | ARM;TYPE:CANTILEVER BRACKET BRACED,SIZE:635 MM,MATERIAL:STEEL GALVANIZED HOT DIP,MNFR:01)HAYMANS ELECTRICAL PARTS,PTNO:01) BUNCLB635H | EN_01)CANTILEVER BRACKET BRACE,EN_01)635 MM,STEEL GALVANIZED HOT DIP,01)HAYMANS ELECTRICAL PARTS,01)BUNCLB635H |  |  | HAYMANS ELECTRICAL PARTS | BURNDY | CLB635H |  | HAYMANS ELECTRICAL PARTS | BUNCLB635H |  |  | https://shop.cnw.com.au/cnw/en/AUD/AllCategories/Tray/Cable-Tray-Ladder-Bracket/BRACKET-CANTILEVER-BRACED-635MM-HDG/p/BURCLB635HD11 | https://mm.mmem.com.au/bunclb635h | [9 empty] | ENRICHED | 23153100 Industrial machinery components and accessories | ARM | No Modifier | TYPE | CANTILEVER BRACKET BRACED | SIZE | 635 LGX268 HTX2.5 THK MM | MATERIAL | HOT DIP GALVANIZED STEEL | MATERIAL SPECIFICATION |  | HAZARD CLASS |  | CERTIFICATION/STANDARD |  | ADDITIONAL FEATURES | [60 empty] | Production Completed
STP_009 - Lot4 | Data Enrichment | SFU | OK | 2023-07-21 | 2023-07-28 |  | 1350794 | 1350794 | EA | ARM;CONTROL LEVER |  |  | ARM;TYPE:CONTROL LEVER,MNFR:01)ARO,PTNO:01)37719 | EN_01)CONTROL LEVER,01)ARO,01)37719 |  |  | ARO | INGERSOLL RAND | 37719 |  | ARO | 37719 |  |  | https://www.ballardindustrial.com/control-arm-aro-37719/ | [10 empty] | CLEANSED | 23153100 Industrial machinery components and accessories | ARM | No Modifier | TYPE | CONTROL LEVER | SIZE |  | MATERIAL |  | MATERIAL SPECIFICATION |  | HAZARD CLASS |  | CERTIFICATION/STANDARD |  | ADDITIONAL FEATURES | [60 empty] | Production Completed
STP_009 - Lot4 | Data Enrichment | SFU | REVIEW SIZE | 2023-07-21 | 2023-07-28 |  | 1383018 | 1383018 | EA | ARM;CROSS PREDRILLED,FIBRE COMPOSITE |  |  | ARM;TYPE:CROSS PREDRILLED,SIZE:WD 100 MM X LG 2.4 M X HT 100 MM,MATERIAL:FIBRE COMPOSITE,ADDITIONAL FEATURES EN:11KV, URBAN, STRAIN/TERMINATION, USE WITH CROSS,MNFR:01)ENERGYQLD,PTNO:01)2419042 | EN_01)CROSS PREDRILLED,EN_01)WD 100 MM X LG 2.4 M X H,FIBRE COMPOSITE,01)11KV, URBAN, STRAIN/TERMINA,01)ENERGYQLD,01)2419042 |  |  | ENERGYQLD | ENERGYQLD | 2419042 | [5 empty] | https://www.ergon.com.au/__data/assets/pdf_file/0008/892484/OHCM_V27.2_ASSEMBLIES_Part_2.pdf | [10 empty] | CLEANSED | 23153100 Industrial machinery components and accessories | ARM | No Modifier | TYPE | CROSS PREDRILLED | SIZE | 2400 LGX100 WDX100 HT MM | MATERIAL | FIBRE COMPOSITE | MATERIAL SPECIFICATION |  | HAZARD CLASS |  | CERTIFICATION/STANDARD |  | ADDITIONAL FEATURES | VOLTAGE RATING: 11KV,URBAN,STRAIN/TERMINATION | [59 empty] | Production Completed
STP_009 - Lot4 | Data Enrichment | SFU | OK | 2023-07-21 | 2023-07-28 |  | 1382925 | 1382925 | EA | ARM;CROSS PREDRILLED,FIBRE COMPOSITE,KET |  |  | ARM;TYPE:CROSS PREDRILLED,SIZE:WD 100 MM X LG 2.700 M X THK 100 MM,MATERIAL:FIBRE COMPOSITE,ADDITIONAL FEATURES EN:22/33KV, URBAN, STRAIN/TERMINATION, USE WITH CR,KET,MNFR:01)ENERGYQLD,PTNO:01)2419059 | EN_01)CROSS PREDRILLED,EN_01)WD 100 MM X LG 2.700 M X,FIBRE COMPOSITE,01)22/33KV, URBAN, STRAIN/TERM,02)KET,01)ENERGYQLD,01)2419059 |  |  | ENERGYQLD | ENERGYQLD | 2419059 | [5 empty] | https://www.ergon.com.au/__data/assets/pdf_file/0008/892484/OHCM_V27.2_ASSEMBLIES_Part_2.pdf | [10 empty] | CLEANSED | 23153100 Industrial machinery components and accessories | ARM | No Modifier | TYPE | CROSS PREDRILLED | SIZE | 2700 LGX100 WDX100 HT MM | MATERIAL | FIBRE COMPOSITE | MATERIAL SPECIFICATION |  | HAZARD CLASS |  | CERTIFICATION/STANDARD |  | ADDITIONAL FEATURES | VOLTAGE RATING: 22/33KV,URBAN,STRAIN/TERMINATION,KET | [59 empty] | Production Completed
STP_009 - Lot4 | Data Enrichment | SFU | OK | 2023-07-21 | 2023-07-28 |  | 1364356 | 1364356 | EA | ARM;CTRL, VEHICULAR LOWER SUSPENSION, LH |  |  | ARM;TYPE:CONTROL, VEHICULAR LOWER SUSPENSION, LH,MNFR:01)MODMOTOR,PTNO:01)0401BA4280N | EN_01)CONTROL, VEHICULAR LOWER,01)MODMOTOR,01)0401BA4280N |  |  | MODMOTOR |  | 0401BA4280N | MAHINDRA | MODMOTOR | 0401BA4280N |  |  | https://boodmo.com/catalog/part-lower_control_arm_assy_4wd_lh-38447438/ | [10 empty] | CLEANSED | 25172013 Automotive control arm | ARM | No Modifier | TYPE | CONTROL,VEHICULAR LOWER SUSPENSION,LEFT HAND | SIZE |  | MATERIAL |  | MATERIAL SPECIFICATION |  | HAZARD CLASS |  | CERTIFICATION/STANDARD |  | ADDITIONAL FEATURES | [60 empty] | Production Completed
STP_009 - Lot4 | Data Enrichment | SFU | OK | 2023-07-21 | 2023-07-28 |  | 1364355 | 1364355 | EA | ARM;CTRL, VEHICULAR LOWER SUSPENSION, RH |  |  | ARM;TYPE:CONTROL, VEHICULAR LOWER SUSPENSION, RH,MNFR:01)MODMOTOR,PTNO:01)0401BA4270N | EN_01)CONTROL, VEHICULAR LOWER,01)MODMOTOR,01)0401BA4270N |  |  | MODMOTOR |  | 0401BA4270N | MAHINDRA | MODMOTOR | 0401BA4270N |  |  | https://boodmo.com/catalog/part-lower_control_arm_assy_4wd_rh-38447437/ | [10 empty] | CLEANSED | 25172013 Automotive control arm | ARM | No Modifier | TYPE | CONTROL,VEHICULAR LOWER SUSPENSION,RIGHT HAND | SIZE |  | MATERIAL |  | MATERIAL SPECIFICATION |  | HAZARD CLASS |  | CERTIFICATION/STANDARD |  | ADDITIONAL FEATURES | [60 empty] | Production Completed
STP_009 - Lot4 | Data Enrichment | SFU | OK | 2023-07-21 | 2023-07-28 |  | 1364354 | 1364354 | EA | ARM;CTRL, VEHICULAR UPPER SUSPENSION, LH |  |  | ARM;TYPE:CONTROL, VEHICULAR UPPER SUSPENSION, LH,MNFR:01)MODMOTOR,PTNO:01)0401BA2820N | EN_01)CONTROL, VEHICULAR UPPER,01)MODMOTOR,01)0401BA2820N |  |  | MODMOTOR |  | 0401BA2820N | MAHINDRA | MODMOTOR | 0401BA2820N |  |  | https://www.madein4x4.fr/image/data/Fichiers/Pieces_Goa_pick-up_25.pdf | [10 empty] | CLEANSED | 25172013 Automotive control arm | ARM | No Modifier | TYPE | CONTROL,VEHICULAR UPPER SUSPENSION,LEFT HAND | SIZE |  | MATERIAL |  | MATERIAL SPECIFICATION |  | HAZARD CLASS |  | CERTIFICATION/STANDARD |  | ADDITIONAL FEATURES | [60 empty] | Production Completed
STP_009 - Lot4 | Data Enrichment | SFU | OK | 2023-07-21 | 2023-07-28 |  | 1364353 | 1364353 | EA | ARM;CTRL, VEHICULAR UPPER SUSPENSION, RH |  |  | ARM;TYPE:CONTROL, VEHICULAR UPPER SUSPENSION, RH,MNFR:01)MODMOTOR,PTNO:01)0401BA2810N | EN_01)CONTROL, VEHICULAR UPPER,01)MODMOTOR,01)0401BA2810N |  |  | MODMOTOR |  | 0401BA2810N | MAHINDRA | MODMOTOR | 0401BA2810N |  |  | https://www.madein4x4.fr/image/data/Fichiers/Pieces_Goa_pick-up_25.pdf | [10 empty] | CLEANSED | 25172013 Automotive control arm | ARM | No Modifier | TYPE | CONTROL,VEHICULAR UPPER SUSPENSION,RIGHT HAND | SIZE |  | MATERIAL |  | MATERIAL SPECIFICATION |  | HAZARD CLASS |  | CERTIFICATION/STANDARD |  | ADDITIONAL FEATURES | [60 empty] | Production Completed
STP_009 - Lot4 | Data Enrichment | SFU | OK | 2023-07-21 | 2023-07-28 |  | 1364318 | 1364318 | EA | ARM;FLEXI |  |  | ARM;TYPE:FLEXI,MNFR:01)HAZELEC,PTNO:01)803644 | EN_01)FLEXI,01)HAZELEC,01)803644 |  |  | HAZELEC | HAZELEC | 803644 | [5 empty] | URL NOT FOUND | [10 empty] | CLEANSED | 23153100 Industrial machinery components and accessories | ARM | No Modifier | TYPE | FLEXI | SIZE |  | MATERIAL |  | MATERIAL SPECIFICATION |  | HAZARD CLASS |  | CERTIFICATION/STANDARD |  | ADDITIONAL FEATURES | [60 empty] | Production Completed
STP_009 - Lot4 | Data Enrichment | SFU | OK | 2023-07-21 | 2023-07-28 |  | 1382919 | 1382919 | EA | ARM;LCKOUT |  |  | ARM;TYPE:LOCKOUT,MNFR:01)LARSEN,PTNO:01)ALA-M-1 | EN_01)LOCKOUT,01)LARSEN,01)ALA-M-1 |  |  | LARSEN | CIRLOCK | ALA-M-1 |  | LARSEN | ALA-M-1 |  |  | https://cirlock.com.au/images/stories/pdfs/cirlock-system.pdf | [10 empty] | CLEANSED | 23153100 Industrial machinery components and accessories | ARM | No Modifier | TYPE | LOCKOUT | SIZE | 65 MM | MATERIAL |  | MATERIAL SPECIFICATION |  | HAZARD CLASS |  | CERTIFICATION/STANDARD |  | ADDITIONAL FEATURES | [60 empty] | Production Completed
STP_009 - Lot4 | Data Enrichment | SFU | OK | 2023-07-21 | 2023-07-28 |  | 1383096 | 1383096 | EA | ARM;MIR |  |  | ARM;TYPE:MIRROR,MNFR:01)SMHEQUIP,PTNO:01)17239344 | EN_01)MIRROR,01)SMHEQUIP,01)17239344 |  |  | SMHEQUIP | VOLVO | 17239344 |  | SMHEQUIP | 17239344 |  |  | https://spare.avspart.com/spare/volvo.heavy/voe17239344/ | [10 empty] | CLEANSED | 23153100 Industrial machinery components and accessories | ARM | No Modifier | TYPE | MIRROR | SIZE |  | MATERIAL |  | MATERIAL SPECIFICATION |  | HAZARD CLASS |  | CERTIFICATION/STANDARD |  | ADDITIONAL FEATURES | [60 empty] | Production Completed
STP_009 - Lot4 | Data Enrichment | SFU | OK | 2023-07-21 | 2023-07-28 |  | 1383097 | 1383097 | EA | ARM;MIR |  |  | ARM;TYPE:MIRROR,MNFR:01)SMHEQUIP,PTNO:01)16654307 | EN_01)MIRROR,01)SMHEQUIP,01)16654307 |  |  | SMHEQUIP | VOLVO | 16654307 |  | SMHEQUIP | 16654307 |  |  | https://spare.avspart.com/spare/volvo.heavy/voe16654307/ | [10 empty] | CLEANSED | 23153100 Industrial machinery components and accessories | ARM | No Modifier | TYPE | MIRROR | SIZE |  | MATERIAL |  | MATERIAL SPECIFICATION |  | HAZARD CLASS |  | CERTIFICATION/STANDARD |  | ADDITIONAL FEATURES | [60 empty] | Production Completed
STP_009 - Lot4 | Data Enrichment | SFU | OK | 2023-07-21 | 2023-07-28 |  | 1294687 | 1294687 | EA | ARM;ROCKR |  |  | ARM;TYPE:ROCKER,MNFR:01)GD,PTNO:01)B678A | EN_01)ROCKER,01)GD,01)B678A |  |  | GD | GD | B678A | [5 empty] | URL NOT FOUND | [10 empty] | CLEANSED | 23153100 Industrial machinery components and accessories | ARM | No Modifier | TYPE | ROCKER | SIZE |  | MATERIAL |  | MATERIAL SPECIFICATION |  | HAZARD CLASS |  | CERTIFICATION/STANDARD |  | ADDITIONAL FEATURES | [60 empty] | Production Completed
STP_009 - Lot4 | Data Enrichment | SFU | OK | 2023-07-21 | 2023-07-28 |  | 1286722 | 1286722 | EA | ARM;TRQ,301 FP, 310 B4130017 |  |  | ARM;TYPE:TORQUE,ADDITIONAL FEATURES EN:301 FP, 310 B4130017,MNFR:01)BONFIGLI,PTNO:01)AU06000000000927 | EN_01)TORQUE,01)301 FP, 310 B4130017,01)BONFIGLI,01)AU06000000000927 |  |  | BONFIGLI | BONFIGLI | AU06000000000927 | [5 empty] | URL NOT FOUND | [10 empty] | CLEANSED | 23153100 Industrial machinery components and accessories | ARM | No Modifier | TYPE | TORQUE | SIZE |  | MATERIAL |  | MATERIAL SPECIFICATION |  | HAZARD CLASS |  | CERTIFICATION/STANDARD |  | ADDITIONAL FEATURES | REF: 301 FP,310 B4130017 | [59 empty] | Production Completed
STP_009 - Lot4 | Data Enrichment | SFU | OK | 2023-07-21 | 2023-07-28 |  | 1286723 | 1286723 | EA | ARM;TRQ,310 MM,EXP TANK, V05B,B4130222 |  |  | ARM;TYPE:TORQUE,SIZE:310 MM,ADDITIONAL FEATURES EN:EXP TANK, V05B,B4130222,MNFR:01)BONFIGLI,PTNO:01)AU06000000001000 | EN_01)TORQUE,EN_01)310 MM,01)EXP TANK, V05B,B4130222,01)BONFIGLI,01)AU06000000001000 |  |  | BONFIGLI | BONFIGLI | AU06000000001000 | [5 empty] | URL NOT FOUND | [10 empty] | CLEANSED | 23153100 Industrial machinery components and accessories | ARM | No Modifier | TYPE | TORQUE | SIZE | 310 MM | MATERIAL |  | MATERIAL SPECIFICATION |  | HAZARD CLASS |  | CERTIFICATION/STANDARD |  | ADDITIONAL FEATURES | EXPANSION TANK, REF: V05B,B4130222 | [59 empty] | Production Completed
STP_009 - Lot4 | Data Enrichment | SFU | OK | 2023-07-21 | 2023-07-28 |  | 1352892 | 1352892 | EA | ARM;WIPER,AUTO GREASER RESERVOIR |  |  | ARM;TYPE:WIPER,ADDITIONAL FEATURES EN:AUTO GREASER RESERVOIR,MNFR:01)LINSTLOU,PTNO:01)544319281 | EN_01)WIPER,01)AUTO GREASER RESERVOIR,01)LINSTLOU,01)544319281 |  |  | LINSTLOU | LINSTLOU | 544319281 | [5 empty] | URL NOT FOUND | [10 empty] | CLEANSED | 23153100 Industrial machinery components and accessories | ARM | No Modifier | TYPE | WIPER | SIZE |  | MATERIAL |  | MATERIAL SPECIFICATION |  | HAZARD CLASS |  | CERTIFICATION/STANDARD |  | ADDITIONAL FEATURES | FOR AUTO GREASER RESERVOIR | [59 empty] | Production Completed
STP_009 - Lot4 | Data Enrichment | SFU | OK | 2023-07-21 | 2023-07-28 |  | 1289500 | 1289500 | EA | BEAM;END DOUBLER |  |  | BEAM;TYPE:END DOUBLER,MNFR:01)SCHENCK,PTNO:01)000-131006-02 | EN_01)END DOUBLER,01)SCHENCK,01)000-131006-02 |  |  | SCHENCK | SCHENCK | 000-131006-02 | [5 empty] | URL NOT FOUND | [10 empty] | CLEANSED | 30101700 Beams | BEAM | No Modifier | TYPE | END DOUBLER | SIZE |  | MATERIAL |  | MATERIAL SPECIFICATION |  | HAZARD CLASS |  | CERTIFICATION/STANDARD |  | ADDITIONAL FEATURES | [60 empty] | Production Completed
STP_009 - Lot4 | Data Enrichment | SFU | OK | 2023-07-21 | 2023-07-28 |  | 1289455 | 1289455 | EA | BEAM;TRANSPORT |  |  | BEAM;ADDITIONAL FEATURES EN:TRANSPORT,MNFR:01)SCHENCK,PTNO:01)000-112029-01 | 01)TRANSPORT,01)SCHENCK,01)000-112029-01 |  |  | SCHENCK | SCHENCK | 000-112029-01 | [5 empty] | URL NOT FOUND | [10 empty] | CLEANSED | 30101700 Beams | BEAM | No Modifier | TYPE | TRANSPORT | SIZE |  | MATERIAL |  | MATERIAL SPECIFICATION |  | HAZARD CLASS |  | CERTIFICATION/STANDARD |  | ADDITIONAL FEATURES | [60 empty] | Production Completed
STP_009 - Lot4 | Data Enrichment | SFU | OK | 2023-07-21 | 2023-07-28 |  | 1230904 | 1230904 | EA | BEAM,STRUC;C PURLIN, UNPUNCHED,LG 2.03 M |  |  | BEAM,STRUCTURAL;TYPE:C PURLIN, UNPUNCHED,LENGTH:2.03 M,COATING/FINISH:GALVANIZED HOT DIP Z350,ADDITIONAL FEATURES EN:FRAME, C20015,MNFR:01)BLUESCOP,PTNO:01)140863 | C PURLIN, UNPUNCHED,2.03 M,GALVANIZED HOT DIP Z350,01)FRAME, C20015,01)BLUESCOP,01)140863 |  |  | BLUESCOP | BLUESCOP | 140863 | [5 empty] | URL NOT FOUND | [10 empty] | CLEANSED | 30101700 Beams | BEAM | STRUCTURAL | TYPE | C PURLIN,UNPUNCHED | WIDTH |  | LENGTH | 2.03 M | WEB THICKNESS |  | HEIGHT |  | LOAD CAPACITY |  | MATERIAL |  | MATERIAL SPECIFICATION |  | GRADE |  | COATING/FINISH | HOT DIP GALVANIZED Z350 | TENSILE STRENGTH |  | PROCESS |  | WEIGHT |  | HAZARD CLASS |  | CERTIFICATION/STANDARD |  | ADDITIONAL FEATURES | FRAME,C20015 | [41 empty] | Production Completed
STP_009 - Lot4 | Data Enrichment | SFU | OK | 2023-07-21 | 2023-07-28 |  | 1299973 | 1299973 | EA | BEAM,STRUC;C, EQUALISER,CABLEBLT |  |  | BEAM,STRUCTURAL;ADDITIONAL FEATURES EN:C, EQUALISER,MNFR:01)CABLEBLT,PTNO:01)4551-004 | 01)C, EQUALISER,01)CABLEBLT,01)4551-004 |  |  | CABLEBLT | CABLEBLT | 4551-004 | [5 empty] | URL NOT FOUND | [10 empty] | CLEANSED | 30101700 Beams | BEAM | STRUCTURAL | TYPE | EQUALISER | WIDTH |  | LENGTH |  | WEB THICKNESS |  | HEIGHT |  | LOAD CAPACITY |  | MATERIAL |  | MATERIAL SPECIFICATION |  | GRADE |  | COATING/FINISH |  | TENSILE STRENGTH |  | PROCESS |  | WEIGHT |  | HAZARD CLASS |  | CERTIFICATION/STANDARD |  | ADDITIONAL FEATURES | C | [41 empty] | Production Completed
STP_009 - Lot4 | Data Enrichment | SFU | OK | 2023-07-21 | 2023-07-28 |  | 1289242 | 1289242 | EA | BEAM,STRUC;CROSS |  |  | BEAM,STRUCTURAL;TYPE:CROSS,MNFR:01)SCHENCK,PTNO:01)000-130139-02 | CROSS,01)SCHENCK,01)000-130139-02 |  |  | SCHENCK | SCHENCK | 000-130139-02 | [5 empty] | URL NOT FOUND | [10 empty] | CLEANSED | 30101700 Beams | BEAM | STRUCTURAL | TYPE | CROSS | WIDTH |  | LENGTH |  | WEB THICKNESS |  | HEIGHT |  | LOAD CAPACITY |  | MATERIAL |  | MATERIAL SPECIFICATION |  | GRADE |  | COATING/FINISH |  | TENSILE STRENGTH |  | PROCESS |  | WEIGHT |  | HAZARD CLASS |  | CERTIFICATION/STANDARD |  | ADDITIONAL FEATURES | [42 empty] | Production Completed
STP_009 - Lot4 | Data Enrichment | SFU | OK | 2023-07-21 | 2023-07-28 |  | 1345727 | 1345727 | EA | BEAM,STRUC;EXCITER ASSY,SCHENCK |  |  | BEAM,STRUCTURAL;ADDITIONAL FEATURES EN:EXCITER ASSY,MNFR:01)SCHENCK,PTNO:01)000-125004-01 | 01)EXCITER ASSY,01)SCHENCK,01)000-125004-01 |  |  | SCHENCK | SCHENCK | 000-125004-01 | [5 empty] | URL NOT FOUND | [10 empty] | CLEANSED | 30101700 Beams | BEAM | STRUCTURAL | TYPE |  | WIDTH |  | LENGTH |  | WEB THICKNESS |  | HEIGHT |  | LOAD CAPACITY |  | MATERIAL |  | MATERIAL SPECIFICATION |  | GRADE |  | COATING/FINISH |  | TENSILE STRENGTH |  | PROCESS |  | WEIGHT |  | HAZARD CLASS |  | CERTIFICATION/STANDARD |  | ADDITIONAL FEATURES | FOR EXCITER ASSEMBLY | [41 empty] | Production Completed
STP_009 - Lot4 | Data Enrichment | SFU | OK | 2023-07-21 | 2023-07-28 |  | 1235486 | 1235486 | EA | BEAM,STRUC;WD 134 MM,LG 9 M,HT 207 MM |  |  | BEAM,STRUCTURAL;WIDTH:134 MM,LENGTH:9 M,WEB THICKNESS:6.3 MM,HEIGHT:207 MM,MATERIAL:STEEL,GRADE:250,WEIGHT:29.8 KG/M, CERTIFICATION/STANDARD:AS 1204,MNFR:01)BLUESCOP,PTNO:01)101701-9 | 134 MM,9 M,6.3 MM,207 MM,STEEL,250,29.8 KG/M,EN_01)AS 1204,01)BLUESCOP,01)101701-9 |  |  | BLUESCOP | BLUESCOP | 101701-9 | [5 empty] | URL NOT FOUND | [10 empty] | CLEANSED | 30101704 Steel beams | BEAM | STRUCTURAL | TYPE |  | WIDTH | 134 MM | LENGTH | 9 M | WEB THICKNESS | 6.3 MM | HEIGHT | 207 MM | LOAD CAPACITY |  | MATERIAL | STEEL | MATERIAL SPECIFICATION |  | GRADE | 250 | COATING/FINISH |  | TENSILE STRENGTH |  | PROCESS |  | WEIGHT | 29.8 KG/M | HAZARD CLASS |  | CERTIFICATION/STANDARD | AS 1204 | ADDITIONAL FEATURES | [42 empty] | Production Completed
STP_009 - Lot4 | Data Enrichment | SFU | OK | 2023-07-21 | 2023-07-28 |  | 1319523 | 1319523 | EA | BEAM,STRUC;WD 146 MM,LG 9 M,HT 256 MM |  |  | BEAM,STRUCTURAL;WIDTH:146 MM,LENGTH:9 M,WEB THICKNESS:6.4 MM,HEIGHT:256 MM,MATERIAL:STEEL,GRADE:250,WEIGHT:37.3 KG/M, CERTIFICATION/STANDARD:AS 1204,MNFR:01)BLUESCOP,PTNO:01)101968 | 146 MM,9 M,6.4 MM,256 MM,STEEL,250,37.3 KG/M,EN_01)AS 1204,01)BLUESCOP,01)101968 |  |  | BLUESCOP | BLUESCOP | 101968 | [5 empty] | URL NOT FOUND | [10 empty] | CLEANSED | 30101704 Steel beams | BEAM | STRUCTURAL | TYPE |  | WIDTH | 146 MM | LENGTH | 9 M | WEB THICKNESS | 6.4 MM | HEIGHT | 256 MM | LOAD CAPACITY |  | MATERIAL | STEEL | MATERIAL SPECIFICATION |  | GRADE | 250 | COATING/FINISH |  | TENSILE STRENGTH |  | PROCESS |  | WEIGHT | 37.3 KG/M | HAZARD CLASS |  | CERTIFICATION/STANDARD | AS 1204 | ADDITIONAL FEATURES | [42 empty] | Production Completed
STP_009 - Lot4 | Data Enrichment | SFU | OK | 2023-07-21 | 2023-07-28 |  | 1296327 | 1296327 | EA | BEAM,STRUC;WD 166 MM,LG 9 M,HT 307 MM |  |  | BEAM,STRUCTURAL;WIDTH:166 MM,LENGTH:9 M,WEB THICKNESS:6.7 MM,HEIGHT:307 MM,MATERIAL:STEEL,GRADE:250,WEIGHT:46.2 KG/M, CERTIFICATION/STANDARD:AS 1204,MNFR:01)BLUESCOP,PTNO:01)100138-9 | 166 MM,9 M,6.7 MM,307 MM,STEEL,250,46.2 KG/M,EN_01)AS 1204,01)BLUESCOP,01)100138-9 |  |  | BLUESCOP | BLUESCOP | 100138-9 | [5 empty] | URL NOT FOUND | [10 empty] | CLEANSED | 30101704 Steel beams | BEAM | STRUCTURAL | TYPE |  | WIDTH | 166 MM | LENGTH | 9 M | WEB THICKNESS | 6.7 MM | HEIGHT | 307 MM | LOAD CAPACITY |  | MATERIAL | STEEL | MATERIAL SPECIFICATION |  | GRADE | 250 | COATING/FINISH |  | TENSILE STRENGTH |  | PROCESS |  | WEIGHT | 46.2 KG/M | HAZARD CLASS |  | CERTIFICATION/STANDARD | AS 1204 | ADDITIONAL FEATURES | [42 empty] | Production Completed
STP_009 - Lot4 | Data Enrichment | SFU | OK | 2023-07-21 | 2023-07-28 |  | 1296326 | 1296326 | EA | BEAM,STRUC;WD 172 MM,LG 9 M,WEB THK 8 MM |  |  | BEAM,STRUCTURAL;WIDTH:172 MM,LENGTH:9 M,WEB THICKNESS:8 MM,HEIGHT:359 MM,MATERIAL:STEEL,GRADE:250,WEIGHT:56.7 KG/M, CERTIFICATION/STANDARD:AS 1204,MNFR:01)BLUESCOP,PTNO:01)103370-9 | 172 MM,9 M,8 MM,359 MM,STEEL,250,56.7 KG/M,EN_01)AS 1204,01)BLUESCOP,01)103370-9 |  |  | BLUESCOP | BLUESCOP | 103370-9 | [5 empty] | URL NOT FOUND | [10 empty] | CLEANSED | 30101704 Steel beams | BEAM | STRUCTURAL | TYPE |  | WIDTH | 172 MM | LENGTH | 9 M | WEB THICKNESS | 8 MM | HEIGHT | 359 MM | LOAD CAPACITY |  | MATERIAL | STEEL | MATERIAL SPECIFICATION |  | GRADE | 250 | COATING/FINISH |  | TENSILE STRENGTH |  | PROCESS |  | WEIGHT | 56.7 KG/M | HAZARD CLASS |  | CERTIFICATION/STANDARD | AS 1204 | ADDITIONAL FEATURES | [42 empty] | Production Completed
STP_009 - Lot4 | Data Enrichment | SFU | OK | 2023-07-21 | 2023-07-28 |  | 1319435 | 1319435 | EA | BEAM,STRUC;WD 191 MM,LG 9 M,HT 460 MM |  |  | BEAM,STRUCTURAL;WIDTH:191 MM,LENGTH:9 M,WEB THICKNESS:9.9 MM,HEIGHT:460 MM,MATERIAL:STEEL,GRADE:250,WEIGHT:82.1 KG/M, CERTIFICATION/STANDARD:AS 1204,MNFR:01)BLUESCOP,PTNO:01)103426 | 191 MM,9 M,9.9 MM,460 MM,STEEL,250,82.1 KG/M,EN_01)AS 1204,01)BLUESCOP,01)103426 |  |  | BLUESCOP | BLUESCOP | 103426 | [5 empty] | URL NOT FOUND | [10 empty] | CLEANSED | 30101704 Steel beams | BEAM | STRUCTURAL | TYPE |  | WIDTH | 191 MM | LENGTH | 9 M | WEB THICKNESS | 9.9 MM | HEIGHT | 460 MM | LOAD CAPACITY |  | MATERIAL | STEEL | MATERIAL SPECIFICATION |  | GRADE | 250 | COATING/FINISH |  | TENSILE STRENGTH |  | PROCESS |  | WEIGHT | 82.1 KG/M | HAZARD CLASS |  | CERTIFICATION/STANDARD | AS 1204 | ADDITIONAL FEATURES | [42 empty] | Production Completed
STP_009 - Lot4 | Data Enrichment | SFU | OK | 2023-07-21 | 2023-07-28 |  | 1296335 | 1296335 | EA | BEAM,STRUC;WD 205 MM,LG 9 M,HT 210 MM |  |  | BEAM,STRUCTURAL;WIDTH:205 MM,LENGTH:9 M,WEB THICKNESS:9.3 MM,HEIGHT:210 MM,MATERIAL:STEEL,GRADE:250,WEIGHT:46.2 KG/M, CERTIFICATION/STANDARD:AS 1204,MNFR:01)BLUESCOP,PTNO:01)102033-9 | 205 MM,9 M,9.3 MM,210 MM,STEEL,250,46.2 KG/M,EN_01)AS 1204,01)BLUESCOP,01)102033-9 |  |  | BLUESCOP | BLUESCOP | 102033-9 | [5 empty] | URL NOT FOUND | [10 empty] | CLEANSED | 30101704 Steel beams | BEAM | STRUCTURAL | TYPE |  | WIDTH | 205 MM | LENGTH | 9 M | WEB THICKNESS | 9.3 MM | HEIGHT | 210 MM | LOAD CAPACITY |  | MATERIAL | STEEL | MATERIAL SPECIFICATION |  | GRADE | 250 | COATING/FINISH |  | TENSILE STRENGTH |  | PROCESS |  | WEIGHT | 46.2 KG/M | HAZARD CLASS |  | CERTIFICATION/STANDARD | AS 1204 | ADDITIONAL FEATURES | [42 empty] | Production Completed
STP_009 - Lot4 | Data Enrichment | SFU | OK | 2023-07-21 | 2023-07-28 |  | 1319434 | 1319434 | EA | BEAM,STRUC;WD 205 MM,LG 9 M,HT 210 MM |  |  | BEAM,STRUCTURAL;WIDTH:205 MM,LENGTH:9 M,WEB THICKNESS:9.3 MM,HEIGHT:210 MM,MATERIAL:STEEL,GRADE:250,WEIGHT:59.5 KG/M, CERTIFICATION/STANDARD:AS 1204,MNFR:01)BLUESCOP,PTNO:01)100373-9 | 205 MM,9 M,9.3 MM,210 MM,STEEL,250,59.5 KG/M,EN_01)AS 1204,01)BLUESCOP,01)100373-9 |  |  | BLUESCOP | BLUESCOP | 100373-9 | [5 empty] | URL NOT FOUND | [10 empty] | CLEANSED | 30101704 Steel beams | BEAM | STRUCTURAL | TYPE |  | WIDTH | 205 MM | LENGTH | 9 M | WEB THICKNESS | 9.3 MM | HEIGHT | 210 MM | LOAD CAPACITY |  | MATERIAL | STEEL | MATERIAL SPECIFICATION |  | GRADE | 250 | COATING/FINISH |  | TENSILE STRENGTH |  | PROCESS |  | WEIGHT | 59.5 KG/M | HAZARD CLASS |  | CERTIFICATION/STANDARD | AS 1204 | ADDITIONAL FEATURES | [42 empty] | Production Completed
STP_009 - Lot4 | Data Enrichment | SFU | OK | 2023-07-21 | 2023-07-28 |  | 1319522 | 1319522 | EA | BEAM,STRUC;WD 256 MM,LG 9 M,HT 260 MM |  |  | BEAM,STRUCTURAL;WIDTH:256 MM,LENGTH:9 M,WEB THICKNESS:10.5 MM,HEIGHT:260 MM,MATERIAL:STEEL,GRADE:250,WEIGHT:89.5 KG/M, CERTIFICATION/STANDARD:AS 1204,MNFR:01)BLUESCOP,PTNO:01)103589 | 256 MM,9 M,10.5 MM,260 MM,STEEL,250,89.5 KG/M,EN_01)AS 1204,01)BLUESCOP,01)103589 |  |  | BLUESCOP | BLUESCOP | 103589 | [5 empty] | URL NOT FOUND | [10 empty] | CLEANSED | 30101704 Steel beams | BEAM | STRUCTURAL | TYPE |  | WIDTH | 256 MM | LENGTH | 9 M | WEB THICKNESS | 10.5 MM | HEIGHT | 260 MM | LOAD CAPACITY |  | MATERIAL | STEEL | MATERIAL SPECIFICATION |  | GRADE | 250 | COATING/FINISH |  | TENSILE STRENGTH |  | PROCESS |  | WEIGHT | 89.5 KG/M | HAZARD CLASS |  | CERTIFICATION/STANDARD | AS 1204 | ADDITIONAL FEATURES | [42 empty] | Production Completed
STP_009 - Lot4 | Data Enrichment | SFU | OK | 2023-07-21 | 2023-07-28 |  | 1352722 | 1352722 | EA | BEAM,STRUC;WD 75 MM,LG 9 M,WEB THK 6 MM |  |  | BEAM,STRUCTURAL;WIDTH:75 MM,LENGTH:9 M,WEB THICKNESS:6 MM,HEIGHT:155 MM,MATERIAL:STEEL,GRADE:250,WEIGHT:18.1 KG/M, CERTIFICATION/STANDARD:AS 1204,ADDITIONAL FEATURES EN:TO 76MM TAPER,MNFR:01)BLUESCOP,PTNO:01)101656 | 75 MM,9 M,6 MM,155 MM,STEEL,250,18.1 KG/M,EN_01)AS 1204,01)TO 76MM TAPER,01)BLUESCOP,01)101656 |  |  | BLUESCOP | BLUESCOP | 101656 | [5 empty] | URL NOT FOUND | [10 empty] | CLEANSED | 30101704 Steel beams | BEAM | STRUCTURAL | TYPE |  | WIDTH | 75 MM | LENGTH | 9 M | WEB THICKNESS | 6 MM | HEIGHT | 155 MM | LOAD CAPACITY |  | MATERIAL | STEEL | MATERIAL SPECIFICATION |  | GRADE | 250 | COATING/FINISH |  | TENSILE STRENGTH |  | PROCESS |  | WEIGHT | 18.1 KG/M | HAZARD CLASS |  | CERTIFICATION/STANDARD | AS 1204 | ADDITIONAL FEATURES | TO 76MM TAPER | [41 empty] | Production Completed
STP_009 - Lot4 | Data Enrichment | SFU | OK | 2023-07-21 | 2023-07-28 |  | 1289929 | 1289929 | EA | BUTTON;E STOP PUSH |  |  | BUTTON;TYPE:E STOP PUSH,MNFR:01)AUSCO,PTNO:01)97339 | EN_01)E STOP PUSH,01)AUSCO,01)97339 |  |  | AUSCO | AUSCO | 97339 | [5 empty] | URL NOT FOUND | [10 empty] | CLEANSED | 39122216 Push button switch | SWITCH | PUSHBUTTON | TYPE | EMERGENCY STOP | VOLTAGE RATING |  | CURRENT RATING |  | NUMBER OF POSITIONS |  | CONTACT CONFIGURATION |  | ACTION |  | MOUNTING TYPE |  | TEMPERATURE RATING |  | INSULATION RESISTANCE |  | POWER RATING |  | MATERIAL |  | COLOUR |  | SIZE |  | HAZARD CLASS |  | CERTIFICATION/STANDARD |  | ADDITIONAL FEATURES | [42 empty] | Production Completed
STP_009 - Lot4 | Data Enrichment | SFU | OK | 2023-07-21 | 2023-07-28 |  | 1289903 | 1289903 | EA | BUTTON;EMRGNCY STOP |  |  | BUTTON;TYPE:EMERGENCY STOP,MNFR:01)BOART,PTNO:01)5305167 | EN_01)EMERGENCY STOP,01)BOART,01)5305167 |  |  | BOART | BOART | 5305167 | [5 empty] | URL NOT FOUND | [10 empty] | CLEANSED | 39122216 Push button switch | SWITCH | PUSHBUTTON | TYPE | EMERGENCY STOP | VOLTAGE RATING |  | CURRENT RATING |  | NUMBER OF POSITIONS |  | CONTACT CONFIGURATION |  | ACTION |  | MOUNTING TYPE |  | TEMPERATURE RATING |  | INSULATION RESISTANCE |  | POWER RATING |  | MATERIAL |  | COLOUR |  | SIZE |  | HAZARD CLASS |  | CERTIFICATION/STANDARD |  | ADDITIONAL FEATURES | [42 empty] | Production Completed
STP_009 - Lot4 | Data Enrichment | SFU | OK | 2023-07-21 | 2023-07-28 |  | 1289904 | 1289904 | EA | BUTTON;GREEN |  |  | BUTTON;COLOUR:GREEN,MNFR:01)BOART,PTNO:01)5305163 | GREEN,01)BOART,01)5305163 |  |  | BOART | BOART | 5305163 | [5 empty] | URL NOT FOUND | [10 empty] | CLEANSED | 23153100 Industrial machinery components and accessories | BUTTON | No Modifier | TYPE |  | SIZE |  | MATERIAL |  | COLOUR | GREEN | MOUNTING TYPE |  | HAZARD CLASS |  | CERTIFICATION/STANDARD |  | ADDITIONAL FEATURES | [58 empty] | Production Completed
STP_009 - Lot4 | Data Enrichment | SFU | OK | 2023-07-21 | 2023-07-28 |  | 1286146 | 1286146 | EA | BUTTON;RESET |  |  | BUTTON;TYPE:RESET,MNFR:01)BOART,PTNO:01)5305627 | EN_01)RESET,01)BOART,01)5305627 |  |  | BOART | BOART | 5305627 | [5 empty] | URL NOT FOUND | [10 empty] | CLEANSED | 23153100 Industrial machinery components and accessories | BUTTON | No Modifier | TYPE | RESET | SIZE |  | MATERIAL |  | COLOUR |  | MOUNTING TYPE |  | HAZARD CLASS |  | CERTIFICATION/STANDARD |  | ADDITIONAL FEATURES | [58 empty] | Production Completed
STP_009 - Lot4 | Data Enrichment | SFU | https://www.ergon.com.au/__data/assets/eOKcel_doc/0008/650996/Approved-Products-Lists-Ergon-20230606.OKlsOK | 2023-07-21 | 2023-07-28 |  | 1384495 | 1384495 | EA | CONNECTOR,CBL;COMPRESSION C PROFILE,ERTH |  |  | CONNECTOR,CABLE;TYPE:COMPRESSION C PROFILE,CABLE SIZE:50-70 MM2,CABLE TYPE:EARTH,ADDITIONAL FEATURES EN:TAP P50,MNFR:01)ENERGYQLD, PTNO:01)2401803 | EN_01)COMPRESSION C PROFILE,EN_01)50-70 MM2,EN_01)EARTH,01)TAP P50,01)ENERGYQLD,01)2401803 |  |  | ENERGYQLD | ENERGYQLD | 2401803 | [5 empty] | URL NOT FOUND | [10 empty] | CLEANSED | 39121400 Electrical lugs plugs and connectors | CONNECTOR | CABLE | TYPE | C PROFILE | TRADE SIZE |  | CABLE SIZE | 50 TO 70 MM2 | CONNECTION TYPE | COMPRESSION | CONNECTOR MATERIAL |  | CABLE TYPE | EARTH | HAZARD CLASS |  | CERTIFICATION/STANDARD |  | ADDITIONAL FEATURES | TAP P50 | [55 empty] | Production Completed
STP_009 - Lot4 | Data Enrichment | SFU | OK | 2023-07-21 | 2023-07-28 |  | 1384464 | 1384464 | EA | CONNECTOR,CBL;COMPRESSION C,35-70 MM2 |  |  | CONNECTOR,CABLE;TYPE:COMPRESSION C,CABLE SIZE:35-70 MM2,CABLE TYPE:EARTH,ADDITIONAL FEATURES EN:RUN TO 10-35MM2 TAP, DIE 12T-UO SCM,MNFR:01)ENERGYQLD,PTNO:01)2406222 | EN_01)COMPRESSION C,EN_01)35-70 MM2,EN_01)EARTH,01)RUN TO 10-35MM2 TAP, DIE 12,01)ENERGYQLD,01)2406222 |  |  | ENERGYQLD | ENERGYQLD | 2406222 | [5 empty] | https://www.ergon.com.au/__data/assets/pdf_file/0013/61303/UGC_Manual_Issue_16_ASSEMBLIES.pdf | [10 empty] | CLEANSED | 39121400 Electrical lugs plugs and connectors | CONNECTOR | CABLE | TYPE | C | TRADE SIZE |  | CABLE SIZE | 35 TO 70 MM2 | CONNECTION TYPE | COMPRESSION | CONNECTOR MATERIAL |  | CABLE TYPE | EARTH | HAZARD CLASS |  | CERTIFICATION/STANDARD |  | ADDITIONAL FEATURES | RUN TO 10-35MM2 TAP,DIE 12T-UO SCM | [55 empty] | Production Completed
STP_009 - Lot4 | Data Enrichment | SFU | C/W | 2023-07-21 | 2023-07-28 |  | 1384322 | 1384322 | EA | CONNECTOR,CBL;ELB, DEADBREAK,185 MM2 |  |  | CONNECTOR,CABLE;TYPE:ELBOW, DEADBREAK,CABLE SIZE:185 MM2,ADDITIONAL FEATURES EN:200 A, TO SUIT 22KV AL 1C XLPE, TRANSFORMER TER, MM2 CONDUCTOR (SINGLE ELBOW KIT ONLY), C/W UNIBAIL,MNFR:01)ENERGYQLD,PTNO:01)2404223 | EN_01)ELBOW, DEADBREAK,EN_01)185 MM2,01)200 A, TO SUIT 22KV AL 1C X,02)MM2 CONDUCTOR (SINGLE ELBOW,01)ENERGYQLD,01)2404223 |  |  | ENERGYQLD | ENERGYQLD | 2404223 | [5 empty] | https://www.ergon.com.au/__data/assets/pdf_file/0013/61303/UGC_Manual_Issue_16_ASSEMBLIES.pdf | [10 empty] | CLEANSED | 39121400 Electrical lugs plugs and connectors | CONNECTOR | CABLE | TYPE | ELBOW,DEADBREAK | TRADE SIZE |  | CABLE SIZE | 185 MM2 | CONNECTION TYPE |  | CONNECTOR MATERIAL |  | CABLE TYPE | 22 KV, 1 CORE, ALUMINUM XLPE | HAZARD CLASS |  | CERTIFICATION/STANDARD |  | ADDITIONAL FEATURES | CURRENT RATING: 200 A,TO SUIT TRANSFORMER TER,MM2 CONDUCTOR, SINGLE ELBOW KIT ONLY,C/W UNIBAIL | [55 empty] | Production Completed
STP_009 - Lot4 | Data Enrichment | SFU | OK | 2023-07-21 | 2023-07-28 |  | 1384502 | 1384502 | EA | CONNECTOR,CBL;ELB,185 MM2,BOLTD |  |  | CONNECTOR,CABLE;TYPE:ELBOW,CABLE SIZE:185 MM2,CONNECTION TYPE:BOLTED,CABLE TYPE:22 KV, (1) CORE, ALUMINUM XLPE,ADDITIONAL FEATURES EN:SET OF 3 630A SUDKABEL SCM,MNFR:01)ENERGYQLD,PTNO:01)2430221 | EN_01)ELBOW,EN_01)185 MM2,EN_01)BOLTED,EN_01)22 KV, (1) CORE, ALUMINU,01)SET OF 3 630A SUDKABEL SCM,01)ENERGYQLD,01)2430221 |  |  | ENERGYQLD | ENERGYQLD | 2430221 | [5 empty] | https://www.ergon.com.au/__data/assets/pdf_file/0013/61303/UGC_Manual_Issue_16_ASSEMBLIES.pdf | [10 empty] | CLEANSED | 39121400 Electrical lugs plugs and connectors | CONNECTOR | CABLE | TYPE | ELBOW | TRADE SIZE |  | CABLE SIZE | 185 MM2 | CONNECTION TYPE | BOLTED | CONNECTOR MATERIAL |  | CABLE TYPE | 22 KV, 1 CORE, ALUMINUM XLPE | HAZARD CLASS |  | CERTIFICATION/STANDARD |  | ADDITIONAL FEATURES | CURRENT RATING: 630A, PACKAGING TYPE: 3/SET, SUDKABEL SCM | [55 empty] | Production Completed
STP_009 - Lot4 | Data Enrichment | SFU | OK | 2023-07-21 | 2023-07-28 |  | 1384592 | 1384592 | EA | CONNECTOR,CBL;ELB,185-300 MM2,SHEAR BOLT |  |  | CONNECTOR,CABLE;TYPE:ELBOW,CABLE SIZE:185-300 MM2,CONNECTION TYPE:SHEAR BOLT,CABLE TYPE:11 KV, (1) CORE, XLPE,ADDITIONAL FEATURES EN:SET OF 3 630A FOR AREVA HV SWITCHGEAR SCM,MNFR:01)ENERGYQLD,PTNO:01)2435915 | EN_01)ELBOW,EN_01)185-300 MM2,EN_01)SHEAR BOLT,EN_01)11 KV, (1) CORE, XLPE,01)SET OF 3 630A FOR AREVA HV,01)ENERGYQLD,01)2435915 |  |  | ENERGYQLD | ENERGYQLD | 2435915 | [5 empty] | https://www.ergon.com.au/__data/assets/pdf_file/0013/61303/UGC_Manual_Issue_16_ASSEMBLIES.pdf | [10 empty] | CLEANSED | 39121400 Electrical lugs plugs and connectors | CONNECTOR | CABLE | TYPE | ELBOW | TRADE SIZE |  | CABLE SIZE | 185 TO 300 MM2 | CONNECTION TYPE | SHEAR BOLT | CONNECTOR MATERIAL |  | CABLE TYPE | 11 KV, 1 CORE, XLPE | HAZARD CLASS |  | CERTIFICATION/STANDARD |  | ADDITIONAL FEATURES | CURRENT RATING: 630A, PACKAGING TYPE: 3/SET, FOR AREVA HV SWITCHGEAR SCM | [55 empty] | Production Completed
STP_009 - Lot4 | Data Enrichment | SFU | OK | 2023-07-21 | 2023-07-28 |  | 1384600 | 1384600 | EA | CONNECTOR,CBL;ELB,185-400 MM,400 MM2 |  |  | CONNECTOR,CABLE;TYPE:ELBOW,TRADE SIZE:185-400 MM,CABLE SIZE:400 MM2,CONNECTION TYPE:BOLTED,CABLE TYPE:11 KV, (1) CORE, XLPE, ADDITIONAL FEATURES EN:INDOOR SET OF 3 630A MECHANICAL CENELEC EN 5018,BUSHINGS FOR,MNFR:01)ENERGYQLD,PTNO:01)2435923 | EN_01)ELBOW,185-400 MM,EN_01)400 MM2,EN_01)BOLTED,EN_01)11 KV, (1) CORE, XLPE,01)INDOOR SET OF 3 630A MECHAN,02)BUSHINGS FOR,01)ENERGYQLD,01)2435923 |  |  | ENERGYQLD | ENERGYQLD | 2435923 | [5 empty] | https://www.ergon.com.au/__data/assets/pdf_file/0013/61303/UGC_Manual_Issue_16_ASSEMBLIES.pdf | [10 empty] | CLEANSED | 39121400 Electrical lugs plugs and connectors | CONNECTOR | CABLE | TYPE | ELBOW | TRADE SIZE | 185-400 MM | CABLE SIZE | 400 MM2 | CONNECTION TYPE | BOLTED | CONNECTOR MATERIAL |  | CABLE TYPE | 11 KV, 1 CORE, XLPE | HAZARD CLASS |  | CERTIFICATION/STANDARD | CENELEC EN 5018 | ADDITIONAL FEATURES | CURRENT RATING: 630A, PACKAGING TYPE: 3/SET, INDOOR, MECHANICAL,BUSHINGS | [55 empty] | Production Completed
STP_009 - Lot4 | Data Enrichment | SFU | OK | 2023-07-21 | 2023-07-28 |  | 1384611 | 1384611 | EA | CONNECTOR,CBL;ELB,25-120 MM2,SHEAR BOLT |  |  | CONNECTOR,CABLE;TYPE:ELBOW,CABLE SIZE:25-120 MM2,CONNECTION TYPE:SHEAR BOLT,CABLE TYPE:11 KV, (1) CORE, XLPE,ADDITIONAL FEATURES EN:SET OF 3 630A FOR AREVA HV SWITCHGEAR SCM,MNFR:01)ENERGYQLD,PTNO:01)2435907 | EN_01)ELBOW,EN_01)25-120 MM2,EN_01)SHEAR BOLT,EN_01)11 KV, (1) CORE, XLPE,01)SET OF 3 630A FOR AREVA HV,01)ENERGYQLD,01)2435907 |  |  | ENERGYQLD | ENERGYQLD | 2435907 | [5 empty] | https://www.ergon.com.au/__data/assets/pdf_file/0013/61303/UGC_Manual_Issue_16_ASSEMBLIES.pdf | [10 empty] | CLEANSED | 39121400 Electrical lugs plugs and connectors | CONNECTOR | CABLE | TYPE | ELBOW | TRADE SIZE |  | CABLE SIZE | 25 TO 120 MM2 | CONNECTION TYPE | SHEAR BOLT | CONNECTOR MATERIAL |  | CABLE TYPE | 11 KV, 1 CORE, XLPE | HAZARD CLASS |  | CERTIFICATION/STANDARD |  | ADDITIONAL FEATURES | CURRENT RATING: 630A, PACKAGING TYPE: 3/SET, FOR AREVA HV SWITCHGEAR SCM | [55 empty] | Production Completed
STP_009 - Lot4 | Data Enrichment | SFU | OK | 2023-07-21 | 2023-07-28 |  | 1384354 | 1384354 | EA | CONNECTOR,CBL;T TAGS, ELECTRICAL |  |  | CONNECTOR,CABLE;TYPE:T TAGS, ELECTRICAL,ADDITIONAL FEATURES EN:FOR CONNECTING PARALLEL CABLES TO JEAN MULLER L, SET OF 3,MNFR:01) ENERGYQLD,PTNO:01)2442291 | EN_01)T TAGS, ELECTRICAL,01)FOR CONNECTING PARALLEL CAB,02) SET OF 3,01)ENERGYQLD,01)2442291 |  |  | ENERGYQLD | ENERGYQLD | 2442291 | [5 empty] | https://www.ergon.com.au/__data/assets/pdf_file/0013/61303/UGC_Manual_Issue_16_ASSEMBLIES.pdf | [10 empty] | CLEANSED | 26121630 Cable accessories | ADAPTER | CABLE | TYPE | T TAGS,ELECTRICAL | CABLE SIZE |  | CONNECTION TYPE |  | MATERIAL |  | NUMBER OF CONNECTIONS |  | CONDUCTOR SIZE |  | TRADE SIZE |  | COATING/FINISH |  | HAZARD CLASS |  | CERTIFICATION/STANDARD |  | ADDITIONAL FEATURES | PACKAGING TYPE: 3/SET, FOR CONNECTING PARALLEL CABLES TO JEAN MULLER L | [51 empty] | Production Completed
STP_009 - Lot4 | Data Enrichment | SFU | OK | 2023-07-21 | 2023-07-28 |  | 1384184 | 1384184 | EA | CONNECTOR,ELEC;4.1-18.8 MM,AL |  |  | CONNECTOR,ELECTRICAL;CONDUCTOR SIZE:4.1-18.8 MM,MATERIAL:ALUMINUM,WIRE CONNECTION TYPE:BAIL CLAMP, PARALLEL GROOVE,ADDITIONAL FEATURES EN:1 EYE STEM SCM,MNFR:01)ENERGYQLD,PTNO:01)2401821 | EN_01)4.1-18.8 MM,EN_01)ALUMINUM,EN_01)BAIL CLAMP, PARALLEL GRO,01)1 EYE STEM SCM,01)ENERGYQLD,01)2401821 |  |  | ENERGYQLD | ENERGYQLD | 2401821 | [5 empty] | https://www.ergon.com.au/__data/assets/pdf_file/0014/216500/OHCM_V27.2_ASSEMBLIES_Part_1.pdf | [10 empty] | CLEANSED | 39121400 Electrical lugs plugs and connectors | CONNECTOR | ELECTRICAL | TYPE |  | CONDUCTOR SIZE | 4.1-18.8 MM | ELECTRICAL RATING |  | NUMBER OF PINS |  | MATERIAL | ALUMINUM | INSULATION MATERIAL |  | STUD/BOLT SIZE |  | WIRE CONNECTION TYPE | BAIL CLAMP,PARALLEL GROOVE | HAZARD CLASS |  | CERTIFICATION/STANDARD |  | ADDITIONAL FEATURES | 1 EYE STEM, SCM | [51 empty] | Production Completed
STP_009 - Lot4 | Data Enrichment | SFU | OK | 2023-07-21 | 2023-07-28 |  | 1383883 | 1383883 | EA | CONNECTOR,ELEC;CLMP, INSULATION PIERCING |  |  | CONNECTOR,ELECTRICAL;TYPE:CLAMP, INSULATION PIERCING,CONDUCTOR SIZE:MAIN BARE 5/19, TAP IPC 6/35 MM2,MATERIAL:ALUMINUM,ADDITIONAL FEATURES EN:ETS 27/97 ITEM 2 P12 SCM,MNFR:01)ENERGYQLD,PTNO:01)414121 | EN_01)CLAMP, INSULATION PIERCI,EN_01)MAIN BARE 5/19, TAP IPC,EN_01)ALUMINUM,01)ETS 27/97 ITEM 2 P12 SCM,01)ENERGYQLD,01)414121 |  |  | ENERGYQLD | ENERGYQLD | 414121 | [5 empty] | https://www.ergon.com.au/__data/assets/pdf_file/0014/216500/OHCM_V27.2_ASSEMBLIES_Part_1.pdf |  | 2 | [8 empty] | ENRICHED | 39121400 Electrical lugs plugs and connectors | CONNECTOR | ELECTRICAL | TYPE | CLAMP,INSULATION PIERCING, TAP-OFF | CONDUCTOR SIZE | MAIN 5/19 MM DIA, TAP IPC 6/35 MM2 | ELECTRICAL RATING |  | NUMBER OF PINS |  | MATERIAL | BARE ALUMINUM | INSULATION MATERIAL |  | STUD/BOLT SIZE |  | WIRE CONNECTION TYPE |  | HAZARD CLASS |  | CERTIFICATION/STANDARD |  | ADDITIONAL FEATURES | ETS 27/97, P12, SCM | [51 empty] | Production Completed
STP_009 - Lot4 | Data Enrichment | SFU | OK | 2023-07-21 | 2023-07-28 |  | 1383892 | 1383892 | EA | CONNECTOR,ELEC;CLMP, INSULATION PIERCING |  |  | CONNECTOR,ELECTRICAL;TYPE:CLAMP, INSULATION PIERCING,CONDUCTOR SIZE:MAIN BARE DIA 3/14, TAP IPC 6/35 MM2,MATERIAL:COPPER, ADDITIONAL FEATURES EN:ETS 27/97 ITEM 4 P12 SCM,MNFR:01)ENERGYQLD,PTNO:01)414131 | EN_01)CLAMP, INSULATION PIERCI,EN_01)MAIN BARE DIA 3/14, TAP,EN_01)COPPER,01)ETS 27/97 ITEM 4 P12 SCM,01)ENERGYQLD,01)414131 |  |  | ENERGYQLD | ENERGYQLD | 414131 | [5 empty] | https://www.ergon.com.au/__data/assets/pdf_file/0014/216500/OHCM_V27.2_ASSEMBLIES_Part_1.pdf |  | 4 | [8 empty] | ENRICHED | 39121400 Electrical lugs plugs and connectors | CONNECTOR | ELECTRICAL | TYPE | CLAMP,INSULATION PIERCING, TAP-OFF | CONDUCTOR SIZE | MAIN 3/14 MM Dia, TAP IPC 6/35 mm2 | ELECTRICAL RATING |  | NUMBER OF PINS |  | MATERIAL | BARE COPPER | INSULATION MATERIAL |  | STUD/BOLT SIZE |  | WIRE CONNECTION TYPE |  | HAZARD CLASS |  | CERTIFICATION/STANDARD |  | ADDITIONAL FEATURES | ETS 27/97, P12, SCM | [51 empty] | Production Completed
STP_009 - Lot4 | Data Enrichment | SFU | OK | 2023-07-21 | 2023-07-28 |  | 1384532 | 1384532 | EA | CONNECTOR,ELEC;CLMP, INSULATION PIERCING |  |  | CONNECTOR,ELECTRICAL;TYPE:CLAMP, INSULATION PIERCING,CONDUCTOR SIZE:MAIN BI-METAL 6/35, TAP NON IPC 4/35 MM2,ADDITIONAL FEATURES EN:NEUTRAL BONDING WITH INTEGRATED 16MM2 CU INSULT,RTH LEAD 800MM LG,MNFR:01)ENERGYQLD,PTNO:01)409729 | EN_01)CLAMP, INSULATION PIERCI,EN_01)MAIN BI-METAL 6/35, TAP,01)NEUTRAL BONDING WITH INTEGR,02)RTH LEAD 800MM LG,01)ENERGYQLD,01)409729 |  |  | ENERGYQLD | ENERGYQLD | 409729 | [5 empty] | https://www.ergon.com.au/__data/assets/pdf_file/0014/216500/OHCM_V27.2_ASSEMBLIES_Part_1.pdf | [10 empty] | CLEANSED | 39121400 Electrical lugs plugs and connectors | CONNECTOR | ELECTRICAL | TYPE | CLAMP,INSULATION PIERCING | CONDUCTOR SIZE | MAIN 6/35 MM2,TAP NON IPC 4/35 MM2 | ELECTRICAL RATING |  | NUMBER OF PINS |  | MATERIAL | BI-METAL | INSULATION MATERIAL |  | STUD/BOLT SIZE |  | WIRE CONNECTION TYPE |  | HAZARD CLASS |  | CERTIFICATION/STANDARD |  | ADDITIONAL FEATURES | NEUTRAL BONDING C/W INTEGRATED 16MM2 CU INSULT,RTH LEAD 800MM LG | [51 empty] | Production Completed
STP_009 - Lot4 | Data Enrichment | SFU | OK | 2023-07-21 | 2023-07-28 |  | 1384580 | 1384580 | EA | CONNECTOR,ELEC;CLMP, INSULATION PIERCING |  |  | CONNECTOR,ELECTRICAL;TYPE:CLAMP, INSULATION PIERCING,CONDUCTOR SIZE:MAIN 16/95, TAP 6/35 MM2,ADDITIONAL FEATURES EN:IPC C/W STAINLESS STEEL FASTENERS SCM P12,MNFR:01)ENERGYQLD,PTNO:01)411207 | EN_01)CLAMP, INSULATION PIERCI,EN_01)MAIN 16/95, TAP 6/35 MM2,01)IPC C/W STAINLESS STEEL FAS,01)ENERGYQLD,01)411207 |  |  | ENERGYQLD | ENERGYQLD | 411207 | [5 empty] | https://www.ergon.com.au/__data/assets/pdf_file/0014/216500/OHCM_V27.2_ASSEMBLIES_Part_1.pdf | [10 empty] | CLEANSED | 39121400 Electrical lugs plugs and connectors | CONNECTOR | ELECTRICAL | TYPE | CLAMP,INSULATION PIERCING | CONDUCTOR SIZE | MAIN 16/95 MM2, TAP 6/35 MM2 | ELECTRICAL RATING |  | NUMBER OF PINS |  | MATERIAL |  | INSULATION MATERIAL |  | STUD/BOLT SIZE |  | WIRE CONNECTION TYPE |  | HAZARD CLASS |  | CERTIFICATION/STANDARD |  | ADDITIONAL FEATURES | IPC, C/W STAINLESS STEEL FASTENERS, P12, SCM | [51 empty] | Production Completed
STP_009 - Lot4 | Data Enrichment | SFU | OK | 2023-07-21 | 2023-07-28 |  | 1384610 | 1384610 | EA | CONNECTOR,ELEC;CLMP, INSULATION PIERCING |  |  | CONNECTOR,ELECTRICAL;TYPE:CLAMP, INSULATION PIERCING,CONDUCTOR SIZE:MAIN 50/95, TAP IPC (4) 6/35 MM2,STUD/BOLT SIZE:M10, ADDITIONAL FEATURES EN:C/W STAINLESS STEEL FASTENERS, QESI 27/97 ITEM,MNFR:01)ENERGYQLD,PTNO:01)409732 | EN_01)CLAMP, INSULATION PIERCI,EN_01)MAIN 50/95, TAP IPC (4),EN_01)M10,01)C/W STAINLESS STEEL FASTENE,01)ENERGYQLD,01)409732 |  |  | ENERGYQLD | ENERGYQLD | 409732 | [5 empty] | https://www.ergon.com.au/__data/assets/pdf_file/0014/216500/OHCM_V27.2_ASSEMBLIES_Part_1.pdf | [10 empty] | CLEANSED | 39121400 Electrical lugs plugs and connectors | CONNECTOR | ELECTRICAL | TYPE | CLAMP,INSULATION PIERCING | CONDUCTOR SIZE | MAIN 50/95 MM2,TAP IPC (4) 6/35 MM2 | ELECTRICAL RATING |  | NUMBER OF PINS |  | MATERIAL |  | INSULATION MATERIAL |  | STUD/BOLT SIZE | M10 | WIRE CONNECTION TYPE |  | HAZARD CLASS |  | CERTIFICATION/STANDARD |  | ADDITIONAL FEATURES | C/W STAINLESS STEEL FASTENERS,QESI 27/97 ITEM | [51 empty] | Production Completed
STP_009 - Lot4 | Data Enrichment | SFU | OK | 2023-07-21 | 2023-07-28 |  | 1383891 | 1383891 | EA | CONNECTOR,ELEC;INSULATION PIERCING |  |  | CONNECTOR,ELECTRICAL;TYPE:INSULATION PIERCING,CONDUCTOR SIZE:MAIN 35/95, TAP IPC 35/95 MM2,ADDITIONAL FEATURES EN:C/W STAINLESS STEEL FASTENERS P20 SCM,MNFR:01)ENERGYQLD,PTNO:01)411215 | EN_01)INSULATION PIERCING,EN_01)MAIN 35/95, TAP IPC 35/9,01)C/W STAINLESS STEEL FASTENE,01)ENERGYQLD,01)411215 |  |  | ENERGYQLD | ENERGYQLD | 411215 | [5 empty] | https://www.ergon.com.au/__data/assets/pdf_file/0014/216500/OHCM_V27.2_ASSEMBLIES_Part_1.pdf | [10 empty] | CLEANSED | 39121400 Electrical lugs plugs and connectors | CONNECTOR | ELECTRICAL | TYPE | INSULATION PIERCING | CONDUCTOR SIZE | MAIN 35/95 MM2,TAP IPC 35/95 MM2 | ELECTRICAL RATING |  | NUMBER OF PINS |  | MATERIAL |  | INSULATION MATERIAL |  | STUD/BOLT SIZE |  | WIRE CONNECTION TYPE |  | HAZARD CLASS |  | CERTIFICATION/STANDARD |  | ADDITIONAL FEATURES | C/W STAINLESS STEEL FASTENERS, P20, SCM | [51 empty] | Production Completed
STP_009 - Lot4 | Data Enrichment | SFU | OK | 2023-07-21 | 2023-07-28 |  | 1384597 | 1384597 | EA | CONNECTOR,ELEC;INSULATION PIERCING,AL |  |  | CONNECTOR,ELECTRICAL;TYPE:INSULATION PIERCING,CONDUCTOR SIZE:MAIN BARE 50/120, TAP IPC 35/95 MM2,MATERIAL:ALUMINUM,ADDITIONAL FEATURES EN:C/W S/STEEL FASTENERS P20 SCM,MNFR:01)ENERGYQLD,PTNO:01)411223 | EN_01)INSULATION PIERCING,EN_01)MAIN BARE 50/120, TAP IP,EN_01)ALUMINUM,01)C/W S/STEEL FASTENERS P20 S,01)ENERGYQLD,01)411223 |  |  | ENERGYQLD | ENERGYQLD | 411223 | [5 empty] | https://www.ergon.com.au/__data/assets/pdf_file/0014/216500/OHCM_V27.2_ASSEMBLIES_Part_1.pdf | [10 empty] | CLEANSED | 39121400 Electrical lugs plugs and connectors | CONNECTOR | ELECTRICAL | TYPE | INSULATION PIERCING | CONDUCTOR SIZE | MAIN 50/120 MM2,TAP IPC 35/95 MM2 | ELECTRICAL RATING |  | NUMBER OF PINS |  | MATERIAL | BARE ALUMINUM | INSULATION MATERIAL |  | STUD/BOLT SIZE |  | WIRE CONNECTION TYPE |  | HAZARD CLASS |  | CERTIFICATION/STANDARD |  | ADDITIONAL FEATURES | C/W STAINLESS STEEL FASTENERS, P20, SCM | [51 empty] | Production Completed
STP_009 - Lot4 | Data Enrichment | SFU | OK | 2023-07-21 | 2023-07-28 |  | 1384607 | 1384607 | EA | CONNECTOR,ELEC;INSULATION PIERCING,CU |  |  | CONNECTOR,ELECTRICAL;TYPE:INSULATION PIERCING,CONDUCTOR SIZE:MAIN BARE 7/95, TAP IPC 35/95 MM2,MATERIAL:COPPER,ADDITIONAL FEATURES EN:C/W STAINLESS STEEL FASTENERS P20 SCM,MNFR:01)ENERGYQLD,PTNO:01)411231 | EN_01)INSULATION PIERCING,EN_01)MAIN BARE 7/95, TAP IPC,EN_01)COPPER,01)C/W STAINLESS STEEL FASTENE,01)ENERGYQLD,01)411231 |  |  | ENERGYQLD | ENERGYQLD | 411231 | [5 empty] | https://www.ergon.com.au/__data/assets/pdf_file/0014/216500/OHCM_V27.2_ASSEMBLIES_Part_1.pdf | [10 empty] | CLEANSED | 39121400 Electrical lugs plugs and connectors | CONNECTOR | ELECTRICAL | TYPE | INSULATION PIERCING | CONDUCTOR SIZE | MAIN 7/95 MM2,TAP IPC 35/95 MM2 | ELECTRICAL RATING |  | NUMBER OF PINS |  | MATERIAL | BARE COPPER | INSULATION MATERIAL |  | STUD/BOLT SIZE |  | WIRE CONNECTION TYPE |  | HAZARD CLASS |  | CERTIFICATION/STANDARD |  | ADDITIONAL FEATURES | C/W STAINLESS STEEL FASTENERS, P20, SCM | [51 empty] | Production Completed
STP_009 - Lot4 | Data Enrichment | SFU | OK | 2023-07-21 | 2023-07-28 | REF - https://www.ergon.com.au/__data/assets/excel_doc/0008/650996/Approved-Products-Lists-Ergon-20230606.xlsx | 1385769 | 1385769 | EA | CONNECTOR,LUG;COMPRESSION TERMINAL,M10 |  |  | CONNECTOR,LUG;TYPE:COMPRESSION TERMINAL,HOLE SIZE:M10,MATERIAL:COPPER,ADDITIONAL FEATURES EN:25MM2 BOLT HOLE HEX DIE A/F 7.7MM P50 SCM,MNFR:01)ENERGYQLD,PTNO:01)158092 | COMPRESSION TERMINAL,M10,COPPER,01)25MM2 BOLT HOLE HEX DIE A/F,01)ENERGYQLD,01)158092 |  |  | ENERGYQLD | ENERGYQLD | 158092 | [5 empty] | https://www.ergon.com.au/__data/assets/pdf_file/0014/216500/OHCM_V27.2_ASSEMBLIES_Part_1.pdf | [10 empty] | CLEANSED | 39121400 Electrical lugs plugs and connectors | LUG | TERMINAL | TYPE |  | INSULATION TYPE |  | CONDUCTOR SIZE | 25MM2 | HOLE DIAMETER | M10 | STUD SIZE |  | CONNECTION TYPE | COMPRESSION | MATERIAL | COPPER | CERTIFICATION/STANDARD |  | ADDITIONAL FEATURES | C/W BOLT HOLE, HEX DIE A/F: 7.7MM, P50, SCM | [55 empty] | Production Completed
STP_009 - Lot4 | Data Enrichment | SFU | OK | 2023-07-21 | 2023-07-28 | REF - https://www.ergon.com.au/__data/assets/excel_doc/0008/650996/Approved-Products-Lists-Ergon-20230606.xlsx | 1385771 | 1385771 | EA | CONNECTOR,LUG;COMPRESSION TERMINAL,M10 |  |  | CONNECTOR,LUG;TYPE:COMPRESSION TERMINAL,HOLE SIZE:M10,MATERIAL:COPPER,ADDITIONAL FEATURES EN:16MM2 BOLT HEX DIE A/F 6.3MM P50 SCM, MNFR:01)ENERGYQLD,PTNO:01)158020 | COMPRESSION TERMINAL,M10,COPPER,01)16MM2 BOLT HEX DIE A/F 6.3M,01)ENERGYQLD,01)158020 |  |  | ENERGYQLD | ENERGYQLD | 158020 | [5 empty] | https://www.ergon.com.au/__data/assets/pdf_file/0014/216500/OHCM_V27.2_ASSEMBLIES_Part_1.pdf | [10 empty] | CLEANSED | 39121400 Electrical lugs plugs and connectors | LUG | TERMINAL | TYPE |  | INSULATION TYPE |  | CONDUCTOR SIZE | 16MM2 | HOLE DIAMETER | M10 | STUD SIZE |  | CONNECTION TYPE | COMPRESSION | MATERIAL | COPPER | CERTIFICATION/STANDARD |  | ADDITIONAL FEATURES | C/W BOLT HOLE, HEX DIE A/F: 6.3MM, P50, SCM | [55 empty] | Production Completed
STP_009 - Lot4 | Data Enrichment | SFU | OK | 2023-07-21 | 2023-07-28 | REF - https://www.ergon.com.au/__data/assets/excel_doc/0008/650996/Approved-Products-Lists-Ergon-20230606.xlsx | 1385783 | 1385783 | EA | CONNECTOR,LUG;COMPRESSION TERMINAL,M10 |  |  | CONNECTOR,LUG;TYPE:COMPRESSION TERMINAL,HOLE SIZE:M10,MATERIAL:COPPER,ADDITIONAL FEATURES EN:10MM2 BOLT HEX DIE A/F 5.7MM P50 SCM, MNFR:01)ENERGYQLD,PTNO:01)158012 | COMPRESSION TERMINAL,M10,COPPER,01)10MM2 BOLT HEX DIE A/F 5.7M,01)ENERGYQLD,01)158012 |  |  | ENERGYQLD | ENERGYQLD | 158012 | [5 empty] | https://www.ergon.com.au/__data/assets/pdf_file/0014/216500/OHCM_V27.2_ASSEMBLIES_Part_1.pdf | [10 empty] | CLEANSED | 39121400 Electrical lugs plugs and connectors | LUG | TERMINAL | TYPE |  | INSULATION TYPE |  | CONDUCTOR SIZE | 10MM2 | HOLE DIAMETER | M10 | STUD SIZE |  | CONNECTION TYPE | COMPRESSION | MATERIAL | COPPER | CERTIFICATION/STANDARD |  | ADDITIONAL FEATURES | C/W BOLT HOLE, HEX DIE A/F: 5.7MM, P50, SCM | [55 empty] | Production Completed
STP_009 - Lot4 | Data Enrichment | SFU | OK | 2023-07-21 | 2023-07-28 | REF - https://www.ergon.com.au/__data/assets/excel_doc/0008/650996/Approved-Products-Lists-Ergon-20230606.xlsx | 1385798 | 1385798 | EA | CONNECTOR,LUG;COMPRESSION TERMINAL,M10 |  |  | CONNECTOR,LUG;TYPE:COMPRESSION TERMINAL,HOLE SIZE:M10,MATERIAL:COPPER,ADDITIONAL FEATURES EN:35MM2 BOLT HOLE HEX DIE A/F 9.2MM P50 SCM,MNFR:01)ENERGYQLD,PTNO:01)1090395 | COMPRESSION TERMINAL,M10,COPPER,01)35MM2 BOLT HOLE HEX DIE A/F,01)ENERGYQLD,01)1090395 |  |  | ENERGYQLD | ENERGYQLD | 1090395 | [5 empty] | https://www.ergon.com.au/__data/assets/pdf_file/0014/216500/OHCM_V27.2_ASSEMBLIES_Part_1.pdf | [10 empty] | CLEANSED | 39121400 Electrical lugs plugs and connectors | LUG | TERMINAL | TYPE |  | INSULATION TYPE |  | CONDUCTOR SIZE | 35MM2 | HOLE DIAMETER | M10 | STUD SIZE |  | CONNECTION TYPE | COMPRESSION | MATERIAL | COPPER | CERTIFICATION/STANDARD |  | ADDITIONAL FEATURES | C/W BOLT HOLE, HEX DIE A/F: 9.2MM, P50, SCM | [55 empty] | Production Completed
STP_009 - Lot4 | Data Enrichment | SFU | OK | 2023-07-21 | 2023-07-28 | REF - https://www.ergon.com.au/__data/assets/excel_doc/0008/650996/Approved-Products-Lists-Ergon-20230606.xlsx | 1385995 | 1385995 | EA | CONNECTOR,LUG;COMPRESSION TERMINAL,M10 |  |  | CONNECTOR,LUG;TYPE:COMPRESSION TERMINAL,HOLE SIZE:M10,MATERIAL:BI-METAL/COPPER,ADDITIONAL FEATURES EN:PALM 25MM2 BOLT HEX DIE A/F 14.0MM ABC P10 SCM,MNFR:01)ENERGYQLD,PTNO:01)447021 | COMPRESSION TERMINAL,M10,BI-METAL/COPPER,01)PALM 25MM2 BOLT HEX DIE A/F,01)ENERGYQLD,01)447021 |  |  | ENERGYQLD | ENERGYQLD | 447021 | [5 empty] | https://www.ergon.com.au/__data/assets/pdf_file/0014/216500/OHCM_V27.2_ASSEMBLIES_Part_1.pdf | [10 empty] | CLEANSED | 39121400 Electrical lugs plugs and connectors | LUG | TERMINAL | TYPE |  | INSULATION TYPE |  | CONDUCTOR SIZE | 25MM2 | HOLE DIAMETER | M10 | STUD SIZE |  | CONNECTION TYPE | COMPRESSION | MATERIAL | BI-METAL | CERTIFICATION/STANDARD |  | ADDITIONAL FEATURES | C/W COPPER PALM, BOLT HOLE, HEX DIE A/F: 14MM, ABC, P10, SCM | [55 empty] | Production Completed
STP_009 - Lot4 | Data Enrichment | SFU | OK | 2023-07-21 | 2023-07-28 | REF - https://www.ergon.com.au/__data/assets/excel_doc/0008/650996/Approved-Products-Lists-Ergon-20230606.xlsx | 1385770 | 1385770 | EA | CONNECTOR,LUG;COMPRESSION TERMINAL,M12 |  |  | CONNECTOR,LUG;TYPE:COMPRESSION TERMINAL,HOLE SIZE:M12,MATERIAL:COPPER,ADDITIONAL FEATURES EN:16MM2 BOLT HEX DIE A/F 6.3MM P50 SCM, MNFR:01)ENERGYQLD,PTNO:01)158023 | COMPRESSION TERMINAL,M12,COPPER,01)16MM2 BOLT HEX DIE A/F 6.3M,01)ENERGYQLD,01)158023 |  |  | ENERGYQLD | ENERGYQLD | 158023 | [5 empty] | https://www.ergon.com.au/__data/assets/pdf_file/0014/216500/OHCM_V27.2_ASSEMBLIES_Part_1.pdf | [10 empty] | CLEANSED | 39121400 Electrical lugs plugs and connectors | LUG | TERMINAL | TYPE |  | INSULATION TYPE |  | CONDUCTOR SIZE | 16MM2 | HOLE DIAMETER | M12 | STUD SIZE |  | CONNECTION TYPE | COMPRESSION | MATERIAL | COPPER | CERTIFICATION/STANDARD |  | ADDITIONAL FEATURES | C/W BOLT HOLE, HEX DIE A/F: 6.3MM, P50, SCM | [55 empty] | Production Completed
STP_009 - Lot4 | Data Enrichment | SFU | OK | 2023-07-21 | 2023-07-28 | REF - https://www.ergon.com.au/__data/assets/excel_doc/0008/650996/Approved-Products-Lists-Ergon-20230606.xlsx | 1385772 | 1385772 | EA | CONNECTOR,LUG;COMPRESSION TERMINAL,M12 |  |  | CONNECTOR,LUG;TYPE:COMPRESSION TERMINAL,HOLE SIZE:M12,MATERIAL:COPPER,ADDITIONAL FEATURES EN:10MM2 BOLT HEX DIE A/F 5.7MM P50 SCM, MNFR:01)ENERGYQLD,PTNO:01)158013 | COMPRESSION TERMINAL,M12,COPPER,01)10MM2 BOLT HEX DIE A/F 5.7M,01)ENERGYQLD,01)158013 |  |  | ENERGYQLD | ENERGYQLD | 158013 | [5 empty] | https://www.ergon.com.au/__data/assets/pdf_file/0014/216500/OHCM_V27.2_ASSEMBLIES_Part_1.pdf | [10 empty] | CLEANSED | 39121400 Electrical lugs plugs and connectors | LUG | TERMINAL | TYPE |  | INSULATION TYPE |  | CONDUCTOR SIZE | 10MM2 | HOLE DIAMETER | M12 | STUD SIZE |  | CONNECTION TYPE | COMPRESSION | MATERIAL | COPPER | CERTIFICATION/STANDARD |  | ADDITIONAL FEATURES | C/W BOLT HOLE, HEX DIE A/F: 5.7MM, P50, SCM | [55 empty] | Production Completed
STP_009 - Lot4 | Data Enrichment | SFU | OK | 2023-07-21 | 2023-07-28 | REF - https://www.ergon.com.au/__data/assets/excel_doc/0008/650996/Approved-Products-Lists-Ergon-20230606.xlsx | 1385797 | 1385797 | EA | CONNECTOR,LUG;COMPRESSION TERMINAL,M12 |  |  | CONNECTOR,LUG;TYPE:COMPRESSION TERMINAL,HOLE SIZE:M12,MATERIAL:COPPER,ADDITIONAL FEATURES EN:95MM2 BOLT HEX DIE A/F 14.2MM P25 SCM,MNFR:01)ENERGYQLD,PTNO:01)158572 | COMPRESSION TERMINAL,M12,COPPER,01)95MM2 BOLT HEX DIE A/F 14.2,01)ENERGYQLD,01)158572 |  |  | ENERGYQLD | ENERGYQLD | 158572 | [5 empty] | https://www.ergon.com.au/__data/assets/pdf_file/0014/216500/OHCM_V27.2_ASSEMBLIES_Part_1.pdf | [10 empty] | CLEANSED | 39121400 Electrical lugs plugs and connectors | LUG | TERMINAL | TYPE |  | INSULATION TYPE |  | CONDUCTOR SIZE | 95MM2 | HOLE DIAMETER | M12 | STUD SIZE |  | CONNECTION TYPE | COMPRESSION | MATERIAL | COPPER | CERTIFICATION/STANDARD |  | ADDITIONAL FEATURES | C/W BOLT HOLE, HEX DIE A/F: 14.2MM, P25, SCM | [55 empty] | Production Completed
STP_009 - Lot4 | Data Enrichment | SFU | OK | 2023-07-21 | 2023-07-28 | REF - https://www.ergon.com.au/__data/assets/excel_doc/0008/650996/Approved-Products-Lists-Ergon-20230606.xlsx | 1385799 | 1385799 | EA | CONNECTOR,LUG;COMPRESSION TERMINAL,M12 |  |  | CONNECTOR,LUG;TYPE:COMPRESSION TERMINAL,HOLE SIZE:M12,MATERIAL:COPPER,ADDITIONAL FEATURES EN:25MM2 BOLT HEX DIE A/F 7.7MM P50 SCM, MNFR:01)ENERGYQLD,PTNO:01)1090397 | COMPRESSION TERMINAL,M12,COPPER,01)25MM2 BOLT HEX DIE A/F 7.7M,01)ENERGYQLD,01)1090397 |  |  | ENERGYQLD | ENERGYQLD | 1090397 | [5 empty] | https://www.ergon.com.au/__data/assets/pdf_file/0014/216500/OHCM_V27.2_ASSEMBLIES_Part_1.pdf | [10 empty] | CLEANSED | 39121400 Electrical lugs plugs and connectors | LUG | TERMINAL | TYPE |  | INSULATION TYPE |  | CONDUCTOR SIZE | 25MM2 | HOLE DIAMETER | M12 | STUD SIZE |  | CONNECTION TYPE | COMPRESSION | MATERIAL | COPPER | CERTIFICATION/STANDARD |  | ADDITIONAL FEATURES | C/W BOLT HOLE, HEX DIE A/F: 7.7MM, P50, SCM | [55 empty] | Production Completed
STP_009 - Lot4 | Data Enrichment | SFU | OK | 2023-07-21 | 2023-07-28 | REF - https://www.ergon.com.au/__data/assets/excel_doc/0008/650996/Approved-Products-Lists-Ergon-20230606.xlsx | 1385825 | 1385825 | EA | CONNECTOR,LUG;COMPRESSION TERMINAL,M12 |  |  | CONNECTOR,LUG;TYPE:COMPRESSION TERMINAL,HOLE SIZE:M12,MATERIAL:COPPER,ADDITIONAL FEATURES EN:185MM2 BOLT HEX DIE A/F 20.0MM P20 SCM,MNFR:01)ENERGYQLD,PTNO:01)2405101 | COMPRESSION TERMINAL,M12,COPPER,01)185MM2 BOLT HEX DIE A/F 20.,01)ENERGYQLD,01)2405101 |  |  | ENERGYQLD | ENERGYQLD | 2405101 | [5 empty] | https://www.ergon.com.au/__data/assets/pdf_file/0014/216500/OHCM_V27.2_ASSEMBLIES_Part_1.pdf | [10 empty] | CLEANSED | 39121400 Electrical lugs plugs and connectors | LUG | TERMINAL | TYPE |  | INSULATION TYPE |  | CONDUCTOR SIZE | 185MM2 | HOLE DIAMETER | M12 | STUD SIZE |  | CONNECTION TYPE | COMPRESSION | MATERIAL | COPPER | CERTIFICATION/STANDARD |  | ADDITIONAL FEATURES | C/W BOLT HOLE, HEX DIE A/F: 20MM, P20, SCM | [55 empty] | Production Completed
STP_009 - Lot4 | Data Enrichment | SFU | OK | 2023-07-21 | 2023-07-28 | REF - https://www.ergon.com.au/__data/assets/excel_doc/0008/650996/Approved-Products-Lists-Ergon-20230606.xlsx | 1385899 | 1385899 | EA | CONNECTOR,LUG;COMPRESSION TERMINAL,M12 |  |  | CONNECTOR,LUG;TYPE:COMPRESSION TERMINAL,HOLE SIZE:M12,MATERIAL:COPPER,ADDITIONAL FEATURES EN:35MM2 BOLT HEX DIE A/F 9.2MM P50 SCM, MNFR:01)ENERGYQLD,PTNO:01)158637 | COMPRESSION TERMINAL,M12,COPPER,01)35MM2 BOLT HEX DIE A/F 9.2M,01)ENERGYQLD,01)158637 |  |  | ENERGYQLD | ENERGYQLD | 158637 | [5 empty] | https://www.ergon.com.au/__data/assets/pdf_file/0014/216500/OHCM_V27.2_ASSEMBLIES_Part_1.pdf | [10 empty] | CLEANSED | 39121400 Electrical lugs plugs and connectors | LUG | TERMINAL | TYPE |  | INSULATION TYPE |  | CONDUCTOR SIZE | 35MM2 | HOLE DIAMETER | M12 | STUD SIZE |  | CONNECTION TYPE | COMPRESSION | MATERIAL | COPPER | CERTIFICATION/STANDARD |  | ADDITIONAL FEATURES | C/W BOLT HOLE, HEX DIE A/F: 9.2MM, P50, SCM | [55 empty] | Production Completed
STP_009 - Lot4 | Data Enrichment | SFU | OK | 2023-07-21 | 2023-07-28 | REF - https://www.ergon.com.au/__data/assets/excel_doc/0008/650996/Approved-Products-Lists-Ergon-20230606.xlsx | 1385903 | 1385903 | EA | CONNECTOR,LUG;COMPRESSION TERMINAL,M12 |  |  | CONNECTOR,LUG;TYPE:COMPRESSION TERMINAL,HOLE SIZE:M12,MATERIAL:BI-METAL/COPPER,ADDITIONAL FEATURES EN:PALM 95MM2 BOLT HEX DIE A/F 17.3MM AL 7/3.75 SC,MNFR:01)ENERGYQLD,PTNO:01)2406797 | COMPRESSION TERMINAL,M12,BI-METAL/COPPER,01)PALM 95MM2 BOLT HEX DIE A/F,01)ENERGYQLD,01)2406797 |  |  | ENERGYQLD | ENERGYQLD | 2406797 | [5 empty] | https://www.ergon.com.au/__data/assets/pdf_file/0014/216500/OHCM_V27.2_ASSEMBLIES_Part_1.pdf | [10 empty] | CLEANSED | 39121400 Electrical lugs plugs and connectors | LUG | TERMINAL | TYPE |  | INSULATION TYPE |  | CONDUCTOR SIZE | 95MM2 | HOLE DIAMETER | M12 | STUD SIZE |  | CONNECTION TYPE | COMPRESSION | MATERIAL | BI-METAL | CERTIFICATION/STANDARD |  | ADDITIONAL FEATURES | C/W COPPER PALM, BOLT HOLE, HEX DIE A/F: 17.3MM, AL 7/3.75 SC | [55 empty] | Production Completed
STP_009 - Lot4 | Data Enrichment | SFU | OK | 2023-07-21 | 2023-07-28 | REF - https://www.ergon.com.au/__data/assets/excel_doc/0008/650996/Approved-Products-Lists-Ergon-20230606.xlsx | 1385910 | 1385910 | EA | CONNECTOR,LUG;COMPRESSION TERMINAL,M12 |  |  | CONNECTOR,LUG;TYPE:COMPRESSION TERMINAL,HOLE SIZE:M12,MATERIAL:BI-METAL/COPPER,ADDITIONAL FEATURES EN:PALM 240MM2 BOLT HEX DIE A/F 28MM STRANDED 4 CO,P1 SCM, REFERENCE NO: ETS 01-09-23,MNFR:01)ENERGYQLD,PTNO:01)2406398 | COMPRESSION TERMINAL,M12,BI-METAL/COPPER,01)PALM 240MM2 BOLT HEX DIE A/,02)P1 SCM, REFERENCE NO: ETS 0,01)ENERGYQLD,01)2406398 |  |  | ENERGYQLD | ENERGYQLD | 2406398 | [5 empty] | https://www.ergon.com.au/__data/assets/pdf_file/0014/61313/UGC_Manual_Issue_16_MATERIAL_DATA.pdf | [10 empty] | CLEANSED | 39121400 Electrical lugs plugs and connectors | LUG | TERMINAL | TYPE |  | INSULATION TYPE |  | CONDUCTOR SIZE | 240MM2 | HOLE DIAMETER | M12 | STUD SIZE |  | CONNECTION TYPE | COMPRESSION | MATERIAL | BI-METAL | CERTIFICATION/STANDARD |  | ADDITIONAL FEATURES | C/W COPPER PALM, BOLT HOLE, HEX DIE A/F: 28MM, STRANDED 4 CO,P1 SCM, REF: ETS 01-09-23 | [55 empty] | Production Completed
STP_009 - Lot4 | Data Enrichment | SFU | OK | 2023-07-21 | 2023-07-28 | REF - https://www.ergon.com.au/__data/assets/excel_doc/0008/650996/Approved-Products-Lists-Ergon-20230606.xlsx | 1385960 | 1385960 | EA | CONNECTOR,LUG;COMPRESSION TERMINAL,M12 |  |  | CONNECTOR,LUG;TYPE:COMPRESSION TERMINAL,HOLE SIZE:M12,MATERIAL:COPPER,ADDITIONAL FEATURES EN:50MM2 BOLT HEX DIE A/F 10.4MM P50 SCM,MNFR:01)ENERGYQLD,PTNO:01)1090398 | COMPRESSION TERMINAL,M12,COPPER,01)50MM2 BOLT HEX DIE A/F 10.4,01)ENERGYQLD,01)1090398 |  |  | ENERGYQLD | ENERGYQLD | 1090398 | [5 empty] | https://www.ergon.com.au/__data/assets/pdf_file/0014/216500/OHCM_V27.2_ASSEMBLIES_Part_1.pdf | [10 empty] | CLEANSED | 39121400 Electrical lugs plugs and connectors | LUG | TERMINAL | TYPE |  | INSULATION TYPE |  | CONDUCTOR SIZE | 50MM2 | HOLE DIAMETER | M12 | STUD SIZE |  | CONNECTION TYPE | COMPRESSION | MATERIAL | COPPER | CERTIFICATION/STANDARD |  | ADDITIONAL FEATURES | C/W BOLT HOLE, HEX DIE A/F: 10.4MM, P50, SCM | [55 empty] | Production Completed
STP_009 - Lot4 | Data Enrichment | SFU | OK | 2023-07-21 | 2023-07-28 | REF - https://www.ergon.com.au/__data/assets/excel_doc/0008/650996/Approved-Products-Lists-Ergon-20230606.xlsx | 1385962 | 1385962 | EA | CONNECTOR,LUG;COMPRESSION TERMINAL,M12 |  |  | CONNECTOR,LUG;TYPE:COMPRESSION TERMINAL,HOLE SIZE:M12,MATERIAL:ALUMINUM,ADDITIONAL FEATURES EN:240MM2 BOLT HEX DIE A/F 28.4MM P1 SCM, REFERENC,MNFR:01)ENERGYQLD,PTNO:01)158556 | COMPRESSION TERMINAL,M12,ALUMINUM,01)240MM2 BOLT HEX DIE A/F 28.,01)ENERGYQLD,01)158556 |  |  | ENERGYQLD | ENERGYQLD | 158556 | [5 empty] | URL NOT FOUND | [10 empty] | CLEANSED | 39121400 Electrical lugs plugs and connectors | LUG | TERMINAL | TYPE |  | INSULATION TYPE |  | CONDUCTOR SIZE | 240MM2 | HOLE DIAMETER | M12 | STUD SIZE |  | CONNECTION TYPE | COMPRESSION | MATERIAL | ALUMINUM | CERTIFICATION/STANDARD |  | ADDITIONAL FEATURES | C/W BOLT HOLE, HEX DIE A/F: 28.4MM, P1, SCM | [55 empty] | Production Completed
STP_009 - Lot4 | Data Enrichment | SFU | OK | 2023-07-21 | 2023-07-28 | REF - https://www.ergon.com.au/__data/assets/excel_doc/0008/650996/Approved-Products-Lists-Ergon-20230606.xlsx | 1385977 | 1385977 | EA | CONNECTOR,LUG;COMPRESSION TERMINAL,M12 |  |  | CONNECTOR,LUG;TYPE:COMPRESSION TERMINAL,HOLE SIZE:M12,MATERIAL:BI-METAL/COPPER,ADDITIONAL FEATURES EN:PALM 300MM2 BOLT HEX DIE A/F 28.4MM P1 SCM, REF,-23,MNFR:01)ENERGYQLD,PTNO:01)2403953 | COMPRESSION TERMINAL,M12,BI-METAL/COPPER,01)PALM 300MM2 BOLT HEX DIE A/,02)-23,01)ENERGYQLD,01)2403953 |  |  | ENERGYQLD | ENERGYQLD | 2403953 | [5 empty] | https://www.ergon.com.au/__data/assets/pdf_file/0014/216500/OHCM_V27.2_ASSEMBLIES_Part_1.pdf | [10 empty] | CLEANSED | 39121400 Electrical lugs plugs and connectors | LUG | TERMINAL | TYPE |  | INSULATION TYPE |  | CONDUCTOR SIZE | 300MM2 | HOLE DIAMETER | M12 | STUD SIZE |  | CONNECTION TYPE | COMPRESSION | MATERIAL | BI-METAL | CERTIFICATION/STANDARD |  | ADDITIONAL FEATURES | C/W COPPER PALM, BOLT HOLE, HEX DIE A/F: 28.4MM, P1, SCM,REF: ETS 01-09-23 | [55 empty] | Production Completed
STP_009 - Lot4 | Data Enrichment | SFU | OK | 2023-07-21 | 2023-07-28 | REF - https://www.ergon.com.au/__data/assets/excel_doc/0008/650996/Approved-Products-Lists-Ergon-20230606.xlsx | 1385978 | 1385978 | EA | CONNECTOR,LUG;COMPRESSION TERMINAL,M12 |  |  | CONNECTOR,LUG;TYPE:COMPRESSION TERMINAL,HOLE SIZE:M12,MATERIAL:BI-METAL/COPPER,ADDITIONAL FEATURES EN:PALM 185MM2 BOLT HEX DIE A/F 22.0MM P1 SCM, REF,-23,MNFR:01)ENERGYQLD,PTNO:01)2401041 | COMPRESSION TERMINAL,M12,BI-METAL/COPPER,01)PALM 185MM2 BOLT HEX DIE A/,02)-23,01)ENERGYQLD,01)2401041 |  |  | ENERGYQLD | ENERGYQLD | 2401041 | [5 empty] | https://www.ergon.com.au/__data/assets/pdf_file/0014/216500/OHCM_V27.2_ASSEMBLIES_Part_1.pdf | [10 empty] | CLEANSED | 39121400 Electrical lugs plugs and connectors | LUG | TERMINAL | TYPE |  | INSULATION TYPE |  | CONDUCTOR SIZE | 185MM2 | HOLE DIAMETER | M12 | STUD SIZE |  | CONNECTION TYPE | COMPRESSION | MATERIAL | BI-METAL | CERTIFICATION/STANDARD |  | ADDITIONAL FEATURES | C/W COPPER PALM, BOLT HOLE, HEX DIE A/F: 22MM, P1, SCM,REF: ETS 01-09-23 | [55 empty] | Production Completed
STP_009 - Lot4 | Data Enrichment | SFU | OK | 2023-07-21 | 2023-07-28 | REF - https://www.ergon.com.au/__data/assets/excel_doc/0008/650996/Approved-Products-Lists-Ergon-20230606.xlsx | 1385982 | 1385982 | EA | CONNECTOR,LUG;COMPRESSION TERMINAL,M12 |  |  | CONNECTOR,LUG;TYPE:COMPRESSION TERMINAL,HOLE SIZE:M12,MATERIAL:BI-METAL/COPPER,ADDITIONAL FEATURES EN:PALM 150MM2 BOLT HEX DIE A/F 22.0MM P1 SCM, REF,-23,MNFR:01)ENERGYQLD,PTNO:01)2403967 | COMPRESSION TERMINAL,M12,BI-METAL/COPPER,01)PALM 150MM2 BOLT HEX DIE A/,02)-23,01)ENERGYQLD,01)2403967 |  |  | ENERGYQLD | ENERGYQLD | 2403967 | [5 empty] | https://www.ergon.com.au/__data/assets/pdf_file/0014/216500/OHCM_V27.2_ASSEMBLIES_Part_1.pdf | [10 empty] | CLEANSED | 39121400 Electrical lugs plugs and connectors | LUG | TERMINAL | TYPE |  | INSULATION TYPE |  | CONDUCTOR SIZE | 150MM2 | HOLE DIAMETER | M12 | STUD SIZE |  | CONNECTION TYPE | COMPRESSION | MATERIAL | BI-METAL | CERTIFICATION/STANDARD |  | ADDITIONAL FEATURES | C/W COPPER PALM, BOLT HOLE, HEX DIE A/F: 22MM, P1, SCM,REF: ETS 01-09-23 | [55 empty] | Production Completed
STP_009 - Lot4 | Data Enrichment | SFU | OK | 2023-07-21 | 2023-07-28 | REF - https://www.ergon.com.au/__data/assets/excel_doc/0008/650996/Approved-Products-Lists-Ergon-20230606.xlsx | 1385983 | 1385983 | EA | CONNECTOR,LUG;COMPRESSION TERMINAL,M12 |  |  | CONNECTOR,LUG;TYPE:COMPRESSION TERMINAL,HOLE SIZE:M12,MATERIAL:BI-METAL/COPPER,ADDITIONAL FEATURES EN:PALM 35MM2 BOLT HEX DIE A/F 9.0MM 10.4MM2 OD BA, ABB/ANDELEC SCM,MNFR:01)ENERGYQLD,PTNO:01)158641 | COMPRESSION TERMINAL,M12,BI-METAL/COPPER,01)PALM 35MM2 BOLT HEX DIE A/F,02) ABB/ANDELEC SCM,01)ENERGYQLD,01)158641 |  |  | ENERGYQLD | ENERGYQLD | 158641 | [5 empty] | https://www.ergon.com.au/__data/assets/pdf_file/0014/216500/OHCM_V27.2_ASSEMBLIES_Part_1.pdf | [10 empty] | CLEANSED | 39121400 Electrical lugs plugs and connectors | LUG | TERMINAL | TYPE |  | INSULATION TYPE |  | CONDUCTOR SIZE | 35MM2 | HOLE DIAMETER | M12 | STUD SIZE |  | CONNECTION TYPE | COMPRESSION | MATERIAL | BI-METAL | CERTIFICATION/STANDARD |  | ADDITIONAL FEATURES | C/W COPPER PALM, BOLT HOLE, HEX DIE A/F: 9MM, 10.4mm2 OD Barrel on Terminations ABB/ANDELEC, SCM | [55 empty] | Production Completed
STP_009 - Lot4 | Data Enrichment | SFU | OK | 2023-07-21 | 2023-07-28 | REF - https://www.ergon.com.au/__data/assets/excel_doc/0008/650996/Approved-Products-Lists-Ergon-20230606.xlsx | 1385985 | 1385985 | EA | CONNECTOR,LUG;COMPRESSION TERMINAL,M12 |  |  | CONNECTOR,LUG;TYPE:COMPRESSION TERMINAL,HOLE SIZE:M12,MATERIAL:COPPER,ADDITIONAL FEATURES EN:150MM2 BOLT HEX DIE A/F 18.3MM P25 SCM,MNFR:01)ENERGYQLD,PTNO:01)1090425 | COMPRESSION TERMINAL,M12,COPPER,01)150MM2 BOLT HEX DIE A/F 18.,01)ENERGYQLD,01)1090425 |  |  | ENERGYQLD | ENERGYQLD | 1090425 | [5 empty] | https://www.ergon.com.au/__data/assets/pdf_file/0014/216500/OHCM_V27.2_ASSEMBLIES_Part_1.pdf | [10 empty] | CLEANSED | 39121400 Electrical lugs plugs and connectors | LUG | TERMINAL | TYPE |  | INSULATION TYPE |  | CONDUCTOR SIZE | 150MM2 | HOLE DIAMETER | M12 | STUD SIZE |  | CONNECTION TYPE | COMPRESSION | MATERIAL | COPPER | CERTIFICATION/STANDARD |  | ADDITIONAL FEATURES | C/W BOLT HOLE, HEX DIE A/F: 18.3MM, P25, SCM | [55 empty] | Production Completed
STP_009 - Lot4 | Data Enrichment | SFU | OK | 2023-07-21 | 2023-07-28 | REF - https://www.ergon.com.au/__data/assets/excel_doc/0008/650996/Approved-Products-Lists-Ergon-20230606.xlsx | 1385986 | 1385986 | EA | CONNECTOR,LUG;COMPRESSION TERMINAL,M12 |  |  | CONNECTOR,LUG;TYPE:COMPRESSION TERMINAL,HOLE SIZE:M12,MATERIAL:COPPER,ADDITIONAL FEATURES EN:120MM2 BOLT HEX DIE A/F 16.5MM P25 SCM,MNFR:01)ENERGYQLD,PTNO:01)1090417 | COMPRESSION TERMINAL,M12,COPPER,01)120MM2 BOLT HEX DIE A/F 16.,01)ENERGYQLD,01)1090417 |  |  | ENERGYQLD | ENERGYQLD | 1090417 | [5 empty] | https://www.ergon.com.au/__data/assets/pdf_file/0014/216500/OHCM_V27.2_ASSEMBLIES_Part_1.pdf | [10 empty] | CLEANSED | 39121400 Electrical lugs plugs and connectors | LUG | TERMINAL | TYPE |  | INSULATION TYPE |  | CONDUCTOR SIZE | 120MM2 | HOLE DIAMETER | M12 | STUD SIZE |  | CONNECTION TYPE | COMPRESSION | MATERIAL | COPPER | CERTIFICATION/STANDARD |  | ADDITIONAL FEATURES | C/W BOLT HOLE, HEX DIE A/F: 16.5MM, P25, SCM | [55 empty] | Production Completed
STP_009 - Lot4 | Data Enrichment | SFU | OK | 2023-07-21 | 2023-07-28 | REF - https://www.ergon.com.au/__data/assets/excel_doc/0008/650996/Approved-Products-Lists-Ergon-20230606.xlsx | 1385992 | 1385992 | EA | CONNECTOR,LUG;COMPRESSION TERMINAL,M12 |  |  | CONNECTOR,LUG;TYPE:COMPRESSION TERMINAL,HOLE SIZE:M12,MATERIAL:COPPER,ADDITIONAL FEATURES EN:70MM2 BOLT HEX DIE A/F 11.5MM P25 SCM, REFERENC,MNFR:01)ENERGYQLD,PTNO:01)1090404 | COMPRESSION TERMINAL,M12,COPPER,01)70MM2 BOLT HEX DIE A/F 11.5,01)ENERGYQLD,01)1090404 |  |  | ENERGYQLD | ENERGYQLD | 1090404 | [5 empty] | https://www.ergon.com.au/__data/assets/pdf_file/0014/216500/OHCM_V27.2_ASSEMBLIES_Part_1.pdf | [10 empty] | CLEANSED | 39121400 Electrical lugs plugs and connectors | LUG | TERMINAL | TYPE |  | INSULATION TYPE |  | CONDUCTOR SIZE | 70MM2 | HOLE DIAMETER | M12 | STUD SIZE |  | CONNECTION TYPE | COMPRESSION | MATERIAL | COPPER | CERTIFICATION/STANDARD |  | ADDITIONAL FEATURES | C/W BOLT HOLE, HEX DIE A/F: 11.5MM, P25, SCM | [55 empty] | Production Completed
STP_009 - Lot4 | Data Enrichment | SFU | OK | 2023-07-21 | 2023-07-28 | REF - https://www.ergon.com.au/__data/assets/excel_doc/0008/650996/Approved-Products-Lists-Ergon-20230606.xlsx | 1385993 | 1385993 | EA | CONNECTOR,LUG;COMPRESSION TERMINAL,M12 |  |  | CONNECTOR,LUG;TYPE:COMPRESSION TERMINAL,HOLE SIZE:M12,MATERIAL:BI-METAL/COPPER,ADDITIONAL FEATURES EN:PALM 95MM2 BOLT HEX DIE A/F 21.5MM ABC P10 SCM,MNFR:01)ENERGYQLD,PTNO:01)447015 | COMPRESSION TERMINAL,M12,BI-METAL/COPPER,01)PALM 95MM2 BOLT HEX DIE A/F,01)ENERGYQLD,01)447015 |  |  | ENERGYQLD | ENERGYQLD | 447015 | [5 empty] | https://www.ergon.com.au/__data/assets/pdf_file/0014/216500/OHCM_V27.2_ASSEMBLIES_Part_1.pdf | [10 empty] | CLEANSED | 39121400 Electrical lugs plugs and connectors | LUG | TERMINAL | TYPE |  | INSULATION TYPE |  | CONDUCTOR SIZE | 95MM2 | HOLE DIAMETER | M12 | STUD SIZE |  | CONNECTION TYPE | COMPRESSION | MATERIAL | BI-METAL | CERTIFICATION/STANDARD |  | ADDITIONAL FEATURES | C/W COPPER PALM, BOLT HOLE, HEX DIE A/F: 21.5MM, ABC, P10, SCM | [55 empty] | Production Completed
STP_009 - Lot4 | Data Enrichment | SFU | OK | 2023-07-21 | 2023-07-28 | REF - https://www.ergon.com.au/__data/assets/excel_doc/0008/650996/Approved-Products-Lists-Ergon-20230606.xlsx | 1385994 | 1385994 | EA | CONNECTOR,LUG;COMPRESSION TERMINAL,M12 |  |  | CONNECTOR,LUG;TYPE:COMPRESSION TERMINAL,HOLE SIZE:M12,MATERIAL:BI-METAL/COPPER,ADDITIONAL FEATURES EN:PALM 25MM2 BOLT HEX DIE A/F 14.0MM ABC P10 SCM,MNFR:01)ENERGYQLD,PTNO:01)447023 | COMPRESSION TERMINAL,M12,BI-METAL/COPPER,01)PALM 25MM2 BOLT HEX DIE A/F,01)ENERGYQLD,01)447023 |  |  | ENERGYQLD | ENERGYQLD | 447023 | [5 empty] | https://www.ergon.com.au/__data/assets/pdf_file/0014/216500/OHCM_V27.2_ASSEMBLIES_Part_1.pdf | [10 empty] | CLEANSED | 39121400 Electrical lugs plugs and connectors | LUG | TERMINAL | TYPE |  | INSULATION TYPE |  | CONDUCTOR SIZE | 25MM2 | HOLE DIAMETER | M12 | STUD SIZE |  | CONNECTION TYPE | COMPRESSION | MATERIAL | BI-METAL | CERTIFICATION/STANDARD |  | ADDITIONAL FEATURES | C/W COPPER PALM, BOLT HOLE, HEX DIE A/F: 14MM, ABC, P10, SCM | [55 empty] | Production Completed
STP_009 - Lot4 | Data Enrichment | SFU | OK | 2023-07-21 | 2023-07-28 | REF - https://www.ergon.com.au/__data/assets/excel_doc/0008/650996/Approved-Products-Lists-Ergon-20230606.xlsx | 1386001 | 1386001 | EA | CONNECTOR,LUG;COMPRESSION TERMINAL,M12 |  |  | CONNECTOR,LUG;TYPE:COMPRESSION TERMINAL,HOLE SIZE:M12,MATERIAL:ALUMINUM,ADDITIONAL FEATURES EN:240MM2 BOLT HEX DIE A/F 28.4MM SOLID OR STRANDE,E P40 SCM, REFERENCE NO: ETS 01-09-23,MNFR:01)ENERGYQLD,PTNO:01)158670 | COMPRESSION TERMINAL,M12,ALUMINUM,01)240MM2 BOLT HEX DIE A/F 28.,02)E P40 SCM, REFERENCE NO: ET,01)ENERGYQLD,01)158670 |  |  | ENERGYQLD | ENERGYQLD | 158670 | [5 empty] | https://www.ergon.com.au/__data/assets/pdf_file/0003/8481/RSMO2-UDC-Compatible-Materials-Listing.pdf | [10 empty] | CLEANSED | 39121400 Electrical lugs plugs and connectors | LUG | TERMINAL | TYPE |  | INSULATION TYPE |  | CONDUCTOR SIZE | 240MM2 | HOLE DIAMETER | M12 | STUD SIZE |  | CONNECTION TYPE | COMPRESSION | MATERIAL | ALUMINUM | CERTIFICATION/STANDARD |  | ADDITIONAL FEATURES | C/W BOLT HOLE, HEX DIE A/F: 28.4MM, SOLID OR STRANDED, P40, SCM, REF: ETS 01-09-23 | [55 empty] | Production Completed
STP_009 - Lot4 | Data Enrichment | SFU | OK | 2023-07-21 | 2023-07-28 | REF - https://www.ergon.com.au/__data/assets/excel_doc/0008/650996/Approved-Products-Lists-Ergon-20230606.xlsx | 1386007 | 1386007 | EA | CONNECTOR,LUG;COMPRESSION TERMINAL,M12 |  |  | CONNECTOR,LUG;TYPE:COMPRESSION TERMINAL,HOLE SIZE:M12,MATERIAL:ALUMINUM,ADDITIONAL FEATURES EN:95MM2 BOLT HEX DIE A/F 17.3MM P1 SCM, REFERENCE,MNFR:01)ENERGYQLD,PTNO:01)158106 | COMPRESSION TERMINAL,M12,ALUMINUM,01)95MM2 BOLT HEX DIE A/F 17.3,01)ENERGYQLD,01)158106 |  |  | ENERGYQLD | ENERGYQLD | 158106 | [5 empty] | https://www.ergon.com.au/__data/assets/pdf_file/0014/216500/OHCM_V27.2_ASSEMBLIES_Part_1.pdf | [10 empty] | CLEANSED | 39121400 Electrical lugs plugs and connectors | LUG | TERMINAL | TYPE |  | INSULATION TYPE |  | CONDUCTOR SIZE | 95MM2 | HOLE DIAMETER | M12 | STUD SIZE |  | CONNECTION TYPE | COMPRESSION | MATERIAL | ALUMINUM | CERTIFICATION/STANDARD |  | ADDITIONAL FEATURES | C/W BOLT HOLE, HEX DIE A/F: 17.3MM, P1, SCM | [55 empty] | Production Completed
STP_009 - Lot4 | Data Enrichment | SFU | OK | 2023-07-21 | 2023-07-28 | REF - https://www.ergon.com.au/__data/assets/excel_doc/0008/650996/Approved-Products-Lists-Ergon-20230606.xlsx | 1386021 | 1386021 | EA | CONNECTOR,LUG;COMPRESSION TERMINAL,M12 |  |  | CONNECTOR,LUG;TYPE:COMPRESSION TERMINAL,HOLE SIZE:M12,MATERIAL:BI-METAL/COPPER,ADDITIONAL FEATURES EN:PALM 70MM2 BOLT HEX DIE A/F 13.2MM SCM,MNFR:01)ENERGYQLD,PTNO:01)2403964 | COMPRESSION TERMINAL,M12,BI-METAL/COPPER,01)PALM 70MM2 BOLT HEX DIE A/F,01)ENERGYQLD,01)2403964 |  |  | ENERGYQLD | ENERGYQLD | 2403964 | [5 empty] | https://www.ergon.com.au/__data/assets/pdf_file/0014/216500/OHCM_V27.2_ASSEMBLIES_Part_1.pdf | [10 empty] | CLEANSED | 39121400 Electrical lugs plugs and connectors | LUG | TERMINAL | TYPE |  | INSULATION TYPE |  | CONDUCTOR SIZE | 70MM2 | HOLE DIAMETER | M12 | STUD SIZE |  | CONNECTION TYPE | COMPRESSION | MATERIAL | BI-METAL | CERTIFICATION/STANDARD |  | ADDITIONAL FEATURES | C/W COPPER PALM, BOLT HOLE, HEX DIE A/F: 13.2MM, SCM | [55 empty] | Production Completed
STP_009 - Lot4 | Data Enrichment | SFU | OK | 2023-07-21 | 2023-07-28 | REF - https://www.ergon.com.au/__data/assets/excel_doc/0008/650996/Approved-Products-Lists-Ergon-20230606.xlsx | 1386022 | 1386022 | EA | CONNECTOR,LUG;COMPRESSION TERMINAL,M12 |  |  | CONNECTOR,LUG;TYPE:COMPRESSION TERMINAL,HOLE SIZE:M12,MATERIAL:BI-METAL/COPPER,ADDITIONAL FEATURES EN:PALM 50MM2 BOLT HEX DIE A/F 13.2MM SCM,MNFR:01)ENERGYQLD,PTNO:01)2401004 | COMPRESSION TERMINAL,M12,BI-METAL/COPPER,01)PALM 50MM2 BOLT HEX DIE A/F,01)ENERGYQLD,01)2401004 |  |  | ENERGYQLD | ENERGYQLD | 2401004 | [5 empty] | https://www.ergon.com.au/__data/assets/pdf_file/0014/216500/OHCM_V27.2_ASSEMBLIES_Part_1.pdf | [10 empty] | CLEANSED | 39121400 Electrical lugs plugs and connectors | LUG | TERMINAL | TYPE |  | INSULATION TYPE |  | CONDUCTOR SIZE | 50MM2 | HOLE DIAMETER | M12 | STUD SIZE |  | CONNECTION TYPE | COMPRESSION | MATERIAL | BI-METAL | CERTIFICATION/STANDARD |  | ADDITIONAL FEATURES | C/W COPPER PALM, BOLT HOLE, HEX DIE A/F: 13.2MM, SCM | [55 empty] | Production Completed
STP_009 - Lot4 | Data Enrichment | SFU | OK | 2023-07-21 | 2023-07-28 | REF - https://www.ergon.com.au/__data/assets/excel_doc/0008/650996/Approved-Products-Lists-Ergon-20230606.xlsx | 1386042 | 1386042 | EA | CONNECTOR,LUG;COMPRESSION TERMINAL,M12 |  |  | CONNECTOR,LUG;TYPE:COMPRESSION TERMINAL,HOLE SIZE:M12,MATERIAL:BI-METAL/COPPER,ADDITIONAL FEATURES EN:PALM 50MM2 BOLT HEX DIE A/F 17.3MM ABC P10 SCM,MNFR:01)ENERGYQLD,PTNO:01)2406373 | COMPRESSION TERMINAL,M12,BI-METAL/COPPER,01)PALM 50MM2 BOLT HEX DIE A/F,01)ENERGYQLD,01)2406373 |  |  | ENERGYQLD | ENERGYQLD | 2406373 | [5 empty] | https://www.ergon.com.au/__data/assets/pdf_file/0014/216500/OHCM_V27.2_ASSEMBLIES_Part_1.pdf | [10 empty] | CLEANSED | 39121400 Electrical lugs plugs and connectors | LUG | TERMINAL | TYPE |  | INSULATION TYPE |  | CONDUCTOR SIZE | 50MM2 | HOLE DIAMETER | M12 | STUD SIZE |  | CONNECTION TYPE | COMPRESSION | MATERIAL | BI-METAL | CERTIFICATION/STANDARD |  | ADDITIONAL FEATURES | C/W COPPER PALM, BOLT HOLE, HEX DIE A/F: 17.3MM, ABC, P10, SCM | [55 empty] | Production Completed
STP_009 - Lot4 | Data Enrichment | SFU | OK | 2023-07-21 | 2023-07-28 | REF - https://www.ergon.com.au/__data/assets/excel_doc/0008/650996/Approved-Products-Lists-Ergon-20230606.xlsx | 1385815 | 1385815 | EA | CONNECTOR,LUG;COMPRESSION TERMINAL,M6 |  |  | CONNECTOR,LUG;TYPE:COMPRESSION TERMINAL,HOLE SIZE:M6,MATERIAL:COPPER,ADDITIONAL FEATURES EN:2.5MM2 BOLT P100,MNFR:01)ENERGYQLD, PTNO:01)2400995 | COMPRESSION TERMINAL,M6,COPPER,01)2.5MM2 BOLT P100,01)ENERGYQLD,01)2400995 |  |  | ENERGYQLD | ENERGYQLD | 2400995 | [5 empty] | https://www.ergon.com.au/__data/assets/pdf_file/0014/216500/OHCM_V27.2_ASSEMBLIES_Part_1.pdf | [10 empty] | CLEANSED | 39121400 Electrical lugs plugs and connectors | LUG | TERMINAL | TYPE |  | INSULATION TYPE |  | CONDUCTOR SIZE | 2.5MM2 | HOLE DIAMETER | M6 | STUD SIZE |  | CONNECTION TYPE | COMPRESSION | MATERIAL | COPPER | CERTIFICATION/STANDARD |  | ADDITIONAL FEATURES | C/W BOLT HOLE, P100 | [55 empty] | Production Completed
STP_009 - Lot4 | Data Enrichment | SFU | OK | 2023-07-21 | 2023-07-28 | REF - https://www.ergon.com.au/__data/assets/excel_doc/0008/650996/Approved-Products-Lists-Ergon-20230606.xlsx | 1385826 | 1385826 | EA | CONNECTOR,LUG;COMPRESSION TERMINAL,M6 |  |  | CONNECTOR,LUG;TYPE:COMPRESSION TERMINAL,HOLE SIZE:M6,MATERIAL:COPPER,ADDITIONAL FEATURES EN:6MM2 BOLT HEX DIE A/F 4.4MM P100,MNFR: 01)ENERGYQLD,PTNO:01)2405096 | COMPRESSION TERMINAL,M6,COPPER,01)6MM2 BOLT HEX DIE A/F 4.4MM,01)ENERGYQLD,01)2405096 |  |  | ENERGYQLD | ENERGYQLD | 2405096 | [5 empty] | URL NOT FOUND | [10 empty] | CLEANSED | 39121400 Electrical lugs plugs and connectors | LUG | TERMINAL | TYPE |  | INSULATION TYPE |  | CONDUCTOR SIZE | 6MM2 | HOLE DIAMETER | M6 | STUD SIZE |  | CONNECTION TYPE | COMPRESSION | MATERIAL | COPPER | CERTIFICATION/STANDARD |  | ADDITIONAL FEATURES | C/W BOLT HOLE, HEX DIE A/F: 4.4MM, P100 | [55 empty] | Production Completed
STP_009 - Lot4 | Data Enrichment | SFU | OK | 2023-07-21 | 2023-07-28 | REF - https://www.ergon.com.au/__data/assets/excel_doc/0008/650996/Approved-Products-Lists-Ergon-20230606.xlsx | 1385987 | 1385987 | EA | CONNECTOR,LUG;COMPRSN,M12 |  |  | CONNECTOR,LUG;CONDUCTOR CONNECTION:COMPRESSION,HOLE SIZE:M12,MATERIAL:BI-METAL/COPPER,ADDITIONAL FEATURES EN:120MM2, PALM, HEX DIE A/F 17.3MM, SUIT SCM MOON,MNFR:01)ENERGYQLD,PTNO:01)2403973 | COMPRESSION,M12,BI-METAL/COPPER,01)120MM2, PALM, HEX DIE A/F 1,01)ENERGYQLD,01)2403973 |  |  | ENERGYQLD | ENERGYQLD | 2403973 | [5 empty] | https://www.ergon.com.au/__data/assets/pdf_file/0014/216500/OHCM_V27.2_ASSEMBLIES_Part_1.pdf | [10 empty] | CLEANSED | 39121400 Electrical lugs plugs and connectors | LUG | TERMINAL | TYPE |  | INSULATION TYPE |  | CONDUCTOR SIZE | 120MM2 | HOLE DIAMETER | M12 | STUD SIZE |  | CONNECTION TYPE | COMPRESSION | MATERIAL | BI-METAL | CERTIFICATION/STANDARD |  | ADDITIONAL FEATURES | C/W COPPER PALM,HEX DIE A/F: 17.3MM, TO SUIT MOON, SCM | [55 empty] | Production Completed
STP_009 - Lot4 | Data Enrichment | SFU | OK | 2023-07-21 | 2023-07-28 | REF - https://www.ergon.com.au/__data/assets/excel_doc/0008/650996/Approved-Products-Lists-Ergon-20230606.xlsx | 1386099 | 1386099 | EA | CONNECTOR,LUG;COMPRSN,M12,ALUMINUM |  |  | CONNECTOR,LUG;CONDUCTOR CONNECTION:COMPRESSION,HOLE SIZE:M12,MATERIAL:ALUMINUM,ADDITIONAL FEATURES EN:HEX DIE A/F 18.0MM P1, MARS/HELIUM/GARNETT/BANA,D CONDUCTORS, REFERENCE NO: ETS 01-09-23,MNFR:01)ENERGYQLD,PTNO:01)2405257 | COMPRESSION,M12,ALUMINUM,01)HEX DIE A/F 18.0MM P1, MARS,02)D CONDUCTORS, REFERENCE NO:,01)ENERGYQLD,01)2405257 |  |  | ENERGYQLD | ENERGYQLD | 2405257 | [5 empty] | https://www.ergon.com.au/__data/assets/pdf_file/0012/836787/OHCM_SubT_V6_ASSEMBLIES_2_of_2.pdf | [10 empty] | CLEANSED | 39121400 Electrical lugs plugs and connectors | LUG | TERMINAL | TYPE |  | INSULATION TYPE |  | CONDUCTOR SIZE |  | HOLE DIAMETER | M12 | STUD SIZE |  | CONNECTION TYPE | COMPRESSION | MATERIAL | ALUMINUM | CERTIFICATION/STANDARD |  | ADDITIONAL FEATURES | HEX DIE A/F: 18MM, P1, TO SUIT MARS/HELIUM/GARNETT/BANA,D CONDUCTORS, REF: ETS 01-09-23 | [55 empty] | Production Completed
STP_009 - Lot4 | Data Enrichment | SFU | OK | 2023-07-21 | 2023-07-28 |  | 1295086 | 1295086 | EA | CYLINDER;1 IN |  |  | CYLINDER;SIZE:1 IN,MNFR:01)KONNECT,PTNO:01)058120B | EN_01)1 IN,01)KONNECT,01)058120B |  |  | KONNECT | KONNECT | 058120B | [5 empty] | URL NOT FOUND | [10 empty] | CLEANSED | 24111802 Air or gas tanks or cylinders | CYLINDER | No Modifier | TYPE |  | CAPACITY |  | MATERIAL |  | SIZE | 1 IN | HAZARD CLASS |  | CERTIFICATION/STANDARD |  | ADDITIONAL FEATURES | [60 empty] | Production Completed
STP_009 - Lot4 | Data Enrichment | SFU | OK | 2023-07-21 | 2023-07-28 |  | 1387400 | 1387400 | EA | CYLINDER;ASWP,5260041822 |  |  |  |  | 5260041822 | 3000416 | AUSWEEP | DULEVO INTERNATIONAL | 5260041822 |  | AUSWEEP | 5260041822 |  |  | https://sweeperland.com/wp-content/uploads/2016/11/Dulevo-6000-Spare-Parts-Manual.pdf | [10 empty] | ENRICHED | 24111802 Air or gas tanks or cylinders | CYLINDER | No Modifier | TYPE | LIFTING | CAPACITY |  | MATERIAL |  | SIZE |  | HAZARD CLASS |  | CERTIFICATION/STANDARD |  | ADDITIONAL FEATURES | [60 empty] | Production Completed
STP_009 - Lot4 | Data Enrichment | SFU | OK | 2023-07-21 | 2023-07-28 | SHIELDED TAKEN BASED ON WEBSOURCE | 1282809 | 1282809 | EA | DIE,COMPR;UNSHIELDED 8 POLE MODULAR PLUG |  |  | DIE,COMPRESSION;TYPE:UNSHIELDED 8 POLE MODULAR PLUG,CAPACITY:PLUG RJ45 (8P8C),MNFR:01)CNW (MOUNT ISA) ELECT WHOLESALER,PTNO:01) WATK106018 | UNSHIELDED 8 POLE MODULAR PLUG,PLUG RJ45 (8P8C),01)CNW (MOUNT ISA) ELECT WHOLE,01)WATK106018 |  |  | CNW (MOUNT ISA) ELECT WHOLESALER |  | WATK106018 | WATTMASTER | CNW (MOUNT ISA) ELECT WHOLESALER | WATK106018 |  |  | https://www.wattmaster.com.au/sites/default/files/2021-06/Wattmaster%20Catalogue_Book%204%20-%20Specialty%20Tools%20%26%20Storage19_FC.pdf | [10 empty] | CLEANSED | 23251800 Metal forming dies and tooling | DIE | CRIMPING | TYPE | Shielded 8 pole modular plug | WIRE SIZE |  | CRIMPING FORCE |  | FOR USE WITH TOOL |  | CERTIFICATION/STANDARD |  | ADDITIONAL FEATURES | CAPACITY: RJ 45 (8P8C) plugs | [61 empty] | Production Completed
STP_009 - Lot4 | Data Enrichment | SFU | OK | 2023-07-21 | 2023-07-28 |  | 1282255 | 1282255 | EA | DIE;C CONNECTOR CRIMPING,150-240 MM |  |  | DIE;TYPE:C CONNECTOR CRIMPING,SIZE:150-240 MM,ADDITIONAL FEATURES EN:CABHT130-C1011 ITEM 9,MNFR:01)CNW (MOUNT ISA) ELECT WHOLESALER,PTNO:01)CABHT130-C997 | 01)CNW (MOUNT ISA) ELECT WHOLE,01)CABHT130-C997,C CONNECTOR CRIMPING,150-240 MM,01)CABHT130-C1011 ITEM 9 |  |  | CNW (MOUNT ISA) ELECT WHOLESALER |  | CABHT130-C997 | CABAC | CNW (MOUNT ISA) ELECT WHOLESALER | CABHT130-C997 |  |  | https://www.idealelectrical.com/aie/category/Tools-%26-Instrumentation/Crimp-Tool/Crimp-tool-cable-lugs%2C-cable-end-sleeves%2C-screen-connection/C-CONNECTOR-CRIMPING-DIES-95-120-MM2/CABHT130-C997/p/10332964 | https://www.rexel.com.au/are/category/Tools-%26-Instrumentation/Crimp-Tool/Crimp-tool-cable-lugs%2C-cable-end-sleeves%2C-screen-connection/C-CONNECTOR-CRIMPING-DIES-95-120-MM2/CABHT130-C997/p/10332964 | 9 | [8 empty] | ENRICHED | 23251800 Metal forming dies and tooling | DIE | CRIMPING | TYPE | C CONNECTOR, HEXAGONAL | WIRE SIZE | 95 TO 120 MM2 | CRIMPING FORCE |  | FOR USE WITH TOOL |  | CERTIFICATION/STANDARD |  | ADDITIONAL FEATURES | SIZE: 150 TO 240 MM, REF: CABHT130-C1011 | [61 empty] | Production Completed
STP_009 - Lot4 | Data Enrichment | SFU | OK | 2023-07-21 | 2023-07-28 |  | 1282345 | 1282345 | EA | DIE;COAX PLUG BNC |  |  | DIE;TYPE:COAX PLUG BNC,ADDITIONAL FEATURES EN:RG58, RG59, 62AU, RG174,MNFR:01)CNW (MOUNT ISA) ELECT WHOLESALER,PTNO:01)WATK106015 | 01)CNW (MOUNT ISA) ELECT WHOLE,01)WATK106015,COAX PLUG BNC,01)RG58, RG59, 62AU, RG174 |  |  | CNW (MOUNT ISA) ELECT WHOLESALER |  | WATK106015 | WATTMASTER | CNW (MOUNT ISA) ELECT WHOLESALER | WATK106015 |  |  | https://www.wattmaster.com.au/sites/default/files/2021-06/Wattmaster%20Catalogue_Book%204%20-%20Specialty%20Tools%20%26%20Storage19_FC.pdf | [10 empty] | CLEANSED | 23251800 Metal forming dies and tooling | DIE | CRIMPING | TYPE | BNC plugs coaxial cables | WIRE SIZE |  | CRIMPING FORCE |  | FOR USE WITH TOOL |  | CERTIFICATION/STANDARD |  | ADDITIONAL FEATURES | capacity: :RG58, RG59, 62AU, RG174 | [61 empty] | Production Completed
STP_009 - Lot4 | Data Enrichment | SFU | OK | 2023-07-21 | 2023-07-28 |  | 1296014 | 1296014 | EA | DIE,THRD;ADJUSTABLE BUTTON,NOM 7/16 IN |  |  | DIE,THREADING;TYPE:ADJUSTABLE BUTTON,NOMINAL SIZE:7/16 IN,THREAD TYPE:14UNC,OUTSIDE DIAMETER:1-1/2 IN,MATERIAL:CHROME STEEL,MNFR: 01)ATOMSUP,PTNO:01)2833021 | ADJUSTABLE BUTTON,7/16 IN,14UNC,1-1/2 IN,EN_01)CHROME STEEL,01)ATOMSUP,01)2833021 |  |  | ATOM SUPPLY | ATOM SUPPLY | 2833021 | [5 empty] | https://www.atom.com.au/die-button-1-1-2-od-carbon-steel-7-16-14-unc-2833021 | [10 empty] | ENRICHED | 23251812 Industrial threading die | DIE | THREADING | TYPE | ADJUSTABLE BUTTON | NOMINAL SIZE | 7/16 IN | THREAD TYPE | 14UNC | SHAPE | ROUND | OUTSIDE DIAMETER | 1-1/2 IN | WIDTH ACROSS FLAT |  | THICKNESS |  | MATERIAL | CARBON STEEL | MATERIAL SPECIFICATION |  | COATING/FINISH | CHROME | HAZARD CLASS |  | CERTIFICATION/STANDARD |  | ADDITIONAL FEATURES | [48 empty] | Production Completed
STP_009 - Lot4 | Data Enrichment | SFU | OK | 2023-07-21 | 2023-07-28 |  | 1365288 | 1365288 | EA | DIE,THRD;ADJUSTABLE BUTTON,NOM M10-1.5 |  |  | DIE,THREADING;TYPE:ADJUSTABLE BUTTON,NOMINAL SIZE:M10-1.5,THREAD TYPE:ISO COARSE RH,OUTSIDE DIAMETER:1-1/2 IN,MATERIAL:CHROME STEEL,MNFR:01)ATOMSUP,PTNO:01)2825051 | ADJUSTABLE BUTTON,M10-1.5,ISO COARSE RH,1-1/2 IN,EN_01)CHROME STEEL,01)ATOMSUP,01)2825051 |  |  | ATOM SUPPLY | ATOM SUPPLY | 2825051 | [5 empty] | https://www.atom.com.au/die-button-1-1-2-od-carbon-steel-iso-coarse-10mm-x-1-5p-2825051 | [10 empty] | ENRICHED | 23251812 Industrial threading die | DIE | THREADING | TYPE | ADJUSTABLE BUTTON | NOMINAL SIZE | M10X1.5MM | THREAD TYPE | ISO COARSE RH | SHAPE | ROUND | OUTSIDE DIAMETER | 1-1/2 IN | WIDTH ACROSS FLAT |  | THICKNESS |  | MATERIAL | CARBON STEEL | MATERIAL SPECIFICATION |  | COATING/FINISH | CHROME | HAZARD CLASS |  | CERTIFICATION/STANDARD |  | ADDITIONAL FEATURES | [48 empty] | Production Completed
STP_009 - Lot4 | Data Enrichment | SFU | OK | 2023-07-21 | 2023-07-28 |  | 1296208 | 1296208 | EA | DIE,THRD;NUT, RH,NOM M36-4,ISO COURSE,CR |  |  | DIE,THREADING;TYPE:NUT, RH,NOMINAL SIZE:M36-4,THREAD TYPE:ISO COURSE,MATERIAL:STEEL,COATING/FINISH:CHROME,ADDITIONAL FEATURES EN: RETHREADING,MNFR:01)ATOMSUP,PTNO:01)2827061 | NUT, RH,M36-4,ISO COURSE,EN_01)STEEL,CHROME,01)RETHREADING,01)ATOMSUP,01)2827061 |  |  | ATOM SUPPLY | ATOMSUP | 2827061 | [5 empty] | https://www.atom.com.au/die-hex-carbon-steel-iso-coarse-30mm-x-3-5p-2827061 | [10 empty] | ENRICHED | 23251812 Industrial threading die | DIE | THREADING | TYPE | NUT,RH | NOMINAL SIZE | M36X4MM | THREAD TYPE | ISO COURSE | SHAPE | HEXAGONAL | OUTSIDE DIAMETER |  | WIDTH ACROSS FLAT |  | THICKNESS |  | MATERIAL | CARBON STEEL | MATERIAL SPECIFICATION |  | COATING/FINISH | CHROME | HAZARD CLASS |  | CERTIFICATION/STANDARD |  | ADDITIONAL FEATURES | RETHREADING | [47 empty] | Production Completed
STP_009 - Lot4 | Data Enrichment | SFU | OK | 2023-07-21 | 2023-07-28 |  | 1346688 | 1346688 | EA | DIE,THRD;NUT, RH,NOM M5-0.8,ISO COURSE |  |  | DIE,THREADING;TYPE:NUT, RH,NOMINAL SIZE:M5-0.8,THREAD TYPE:ISO COURSE,MATERIAL:STEEL,COATING/FINISH:CHROME,ADDITIONAL FEATURES EN: RETHREADING,MNFR:01)ATOMSUP,PTNO:01)2825001 | NUT, RH,M5-0.8,ISO COURSE,EN_01)STEEL,CHROME,01)RETHREADING,01)ATOMSUP,01)2825001 |  |  | ATOM SUPPLY | ATOMSUP | 2825001 | [5 empty] | https://www.atom.com.au/knife-gerber-freeman-guide-find-edge-w-gut-hook-fixed-blade-2825001 | [10 empty] | ENRICHED | 23251812 Industrial threading die | DIE | THREADING | TYPE | NUT,RH | NOMINAL SIZE | M5X0.8MM | THREAD TYPE | ISO COURSE | SHAPE | HEXAGONAL | OUTSIDE DIAMETER |  | WIDTH ACROSS FLAT |  | THICKNESS |  | MATERIAL | CARBON STEEL | MATERIAL SPECIFICATION |  | COATING/FINISH | CHROME | HAZARD CLASS |  | CERTIFICATION/STANDARD |  | ADDITIONAL FEATURES | RETHREADING | [47 empty] | Production Completed