## Sheet1
Project | Activities | Production User | Production Comments | Start Date | End Date | Remarks | Griha ID | MATNR | MEINS | MAKTX_EN | MAKTX_ES | MAKTX_FR | TEXT_EN | Class_Char_Catted | MFRPN | MFRNR | MFRNR DES | MNFR | PTNO | Verified MNFR from web | MNFR 1 | PTNO 1 | MNFR 2 | PTNO 2 | Reference URL | Reference URL1 | Item Number | Equipment Type | Equipment Manufacturer | Equipment Model | Equipment Serial | DWG | DRAWING VERSION | POS/TAG | Unused Text | Enriched/Cleansed | UNSPSC Ver.23.07 | Noun | Modifier | Attribute Name 1 | Attribute Value 1 | Attribute Name 2 | Attribute Value 2 | Attribute Name 3 | Attribute Value 3 | Attribute Name 4 | Attribute Value 4 | Attribute Name 5 | Attribute Value 5 | Attribute Name 6 | Attribute Value 6 | Attribute Name 7 | Attribute Value 7 | Attribute Name 8 | Attribute Value 8 | Attribute Name 9 | Attribute Value 9 | Attribute Name 10 | Attribute Value 10 | Attribute Name 11 | Attribute Value 11 | Attribute Name 12 | Attribute Value 12 | Attribute Name 13 | Attribute Value 13 | Attribute Name 14 | Attribute Value 14 | Attribute Name 15 | Attribute Value 15 | Attribute Name 16 | Attribute Value 16 | Attribute Name 17 | Attribute Value 17 | Attribute Name 18 | Attribute Value 18 | Attribute Name 19 | Attribute Value 19 | Attribute Name 20 | Attribute Value 20 | Attribute Name 21 | Attribute Value 21 | Attribute Name 22 | Attribute Value 22 | Attribute Name 23 | Attribute Value 23 | Attribute Name 24 | Attribute Value 24 | Attribute Name 25 | Attribute Value 25 | Attribute Name 26 | Attribute Value 26 | Attribute Name 27 | Attribute Value 27 | Attribute Name 28 | Attribute Value 28 | Attribute Name 29 | Attribute Value 29 | Attribute Name 30 | Attribute Value 30 | Attribute Name 31 | Attribute Value 31 | Attribute Name 32 | Attribute Value 32 | Attribute Name 33 | Attribute Value 33 | Attribute Name 34 | Attribute Value 34 | Attribute Name 35 | Attribute Value 35 | Attribute Name 36 | Attribute Value 36 | Remaining_Information | Status
STP_009 - Lot4 | Data Enrichment | KIB | OK | 2023-07-21 | 2023-08-01 |  | 1347991 | 1347991 | EA | COVER;DST,DIA 1.125 M,SS304 |  |  | COVER;TYPE:DUST,SIZE:DIA 1.125 M,MATERIAL:STAINLESS STEEL 304,ADDITIONAL FEATURES EN:C/W MATCHING BOLT PATTERN,MNFR:01)K-TEK,PTNO: 01)MP1LM80 | 01)K-TEK,01)MP1LM80,EN_01)DUST,EN_01)DIA 1.125 M,EN_01)STAINLESS STEEL 304,01)C/W MATCHING BOLT PATTERN |  |  | K-TEK | K-TEK | MP1LM80 | [5 empty] | URL NOT FOUND | [10 empty] | CLEANSED | 23153100 Industrial machinery components and accessories | COVER | No Modifier | TYPE | DUST | SIZE | 1.125 M DIA | MATERIAL | STAINLESS STEEL 304 | HAZARD CLASS |  | CERTIFICATION/STANDARD |  | ADDITIONAL FEATURES | C/W MATCHING BOLT PATTERN | [61 empty] | Production Completed
STP_009 - Lot4 | Data Enrichment | KIB | OK | 2023-07-21 | 2023-08-01 |  | 1294554 | 1294554 | EA | COVER;DUST SHELTER,WENMEC,818856-1 |  |  | COVER;TYPE:DUST SHELTER,MNFR:01)WENMEC,PTNO:01)818856-1 | 01)WENMEC,01)818856-1,EN_01)DUST SHELTER |  |  | WENMEC SYSTEMS INC | WENMEC | 818856-1 | [5 empty] | URL NOT FOUND | [10 empty] | CLEANSED | 23153100 Industrial machinery components and accessories | COVER | No Modifier | TYPE | DUST SHELTER | SIZE |  | MATERIAL |  | HAZARD CLASS |  | CERTIFICATION/STANDARD |  | ADDITIONAL FEATURES | [62 empty] | Production Completed
STP_009 - Lot4 | Data Enrichment | KIB | OK | 2023-07-21 | 2023-08-01 |  | 1294553 | 1294553 | EA | COVER;DUST SHELTER,WENMEC,819562-3 |  |  | COVER;TYPE:DUST SHELTER,MNFR:01)WENMEC,PTNO:01)819562-3 | 01)WENMEC,01)819562-3,EN_01)DUST SHELTER |  |  | WENMEC SYSTEMS INC | WENMEC | 819562-3 | [5 empty] | URL NOT FOUND | [10 empty] | CLEANSED | 23153100 Industrial machinery components and accessories | COVER | No Modifier | TYPE | DUST SHELTER | SIZE |  | MATERIAL |  | HAZARD CLASS |  | CERTIFICATION/STANDARD |  | ADDITIONAL FEATURES | [62 empty] | Production Completed
STP_009 - Lot4 | Data Enrichment | KIB | OK | 2023-07-21 | 2023-08-01 |  | 1294552 | 1294552 | EA | COVER;DUST SHELTER,WENMEC,819566-3 |  |  | COVER;TYPE:DUST SHELTER,MNFR:01)WENMEC,PTNO:01)819566-3 | 01)WENMEC,01)819566-3,EN_01)DUST SHELTER |  |  | WENMEC SYSTEMS INC | WENMEC | 819566-3 | [5 empty] | URL NOT FOUND | [10 empty] | CLEANSED | 23153100 Industrial machinery components and accessories | COVER | No Modifier | TYPE | DUST SHELTER | SIZE |  | MATERIAL |  | HAZARD CLASS |  | CERTIFICATION/STANDARD |  | ADDITIONAL FEATURES | [62 empty] | Production Completed
STP_009 - Lot4 | Data Enrichment | KIB | OK | 2023-07-21 | 2023-08-01 |  | 1294515 | 1294515 | EA | COVER;DUST SHELTER,WENMEC,819568-3 |  |  | COVER;TYPE:DUST SHELTER,MNFR:01)WENMEC,PTNO:01)819568-3 | 01)WENMEC,01)819568-3,EN_01)DUST SHELTER |  |  | WENMEC SYSTEMS INC | WENMEC | 819568-3 | [5 empty] | URL NOT FOUND | [10 empty] | CLEANSED | 23153100 Industrial machinery components and accessories | COVER | No Modifier | TYPE | DUST SHELTER | SIZE |  | MATERIAL |  | HAZARD CLASS |  | CERTIFICATION/STANDARD |  | ADDITIONAL FEATURES | [62 empty] | Production Completed
STP_009 - Lot4 | Data Enrichment | KIB | OK | 2023-07-21 | 2023-08-01 |  | 1294458 | 1294458 | EA | COVER;DUST SHELTER,WENMEC,819578-3 |  |  | COVER;TYPE:DUST SHELTER,MNFR:01)WENMEC,PTNO:01)819578-3 | 01)WENMEC,01)819578-3,EN_01)DUST SHELTER |  |  | WENMEC SYSTEMS INC | WENMEC | 819578-3 | [5 empty] | URL NOT FOUND | [10 empty] | CLEANSED | 23153100 Industrial machinery components and accessories | COVER | No Modifier | TYPE | DUST SHELTER | SIZE |  | MATERIAL |  | HAZARD CLASS |  | CERTIFICATION/STANDARD |  | ADDITIONAL FEATURES | [62 empty] | Production Completed
STP_009 - Lot4 | Data Enrichment | KIB | OK | 2023-07-21 | 2023-08-01 |  | 1294457 | 1294457 | EA | COVER;DUST SHELTER,WENMEC,819580-3 |  |  | COVER;TYPE:DUST SHELTER,MNFR:01)WENMEC,PTNO:01)819580-3 | 01)WENMEC,01)819580-3,EN_01)DUST SHELTER |  |  | WENMEC SYSTEMS INC | WENMEC | 819580-3 | [5 empty] | URL NOT FOUND | [10 empty] | CLEANSED | 23153100 Industrial machinery components and accessories | COVER | No Modifier | TYPE | DUST SHELTER | SIZE |  | MATERIAL |  | HAZARD CLASS |  | CERTIFICATION/STANDARD |  | ADDITIONAL FEATURES | [62 empty] | Production Completed
STP_009 - Lot4 | Data Enrichment | KIB | OK | 2023-07-21 | 2023-08-01 |  | 1294456 | 1294456 | EA | COVER;DUST SHELTER,WENMEC,819584-3 |  |  | COVER;TYPE:DUST SHELTER,MNFR:01)WENMEC,PTNO:01)819584-3 | 01)WENMEC,01)819584-3,EN_01)DUST SHELTER |  |  | WENMEC SYSTEMS INC | WENMEC | 819584-3 | [5 empty] | URL NOT FOUND | [10 empty] | CLEANSED | 23153100 Industrial machinery components and accessories | COVER | No Modifier | TYPE | DUST SHELTER | SIZE |  | MATERIAL |  | HAZARD CLASS |  | CERTIFICATION/STANDARD |  | ADDITIONAL FEATURES | [62 empty] | Production Completed
STP_009 - Lot4 | Data Enrichment | KIB | OK | 2023-07-21 | 2023-08-01 |  | 1294455 | 1294455 | EA | COVER;DUST SHELTER,WENMEC,819586-3 |  |  | COVER;TYPE:DUST SHELTER,MNFR:01)WENMEC,PTNO:01)819586-3 | 01)WENMEC,01)819586-3,EN_01)DUST SHELTER |  |  | WENMEC SYSTEMS INC | WENMEC | 819586-3 | [5 empty] | URL NOT FOUND | [10 empty] | CLEANSED | 23153100 Industrial machinery components and accessories | COVER | No Modifier | TYPE | DUST SHELTER | SIZE |  | MATERIAL |  | HAZARD CLASS |  | CERTIFICATION/STANDARD |  | ADDITIONAL FEATURES | [62 empty] | Production Completed
STP_009 - Lot4 | Data Enrichment | KIB | OK | 2023-07-21 | 2023-08-01 |  | 1286700 | 1286700 | EA | COVER;E, LAUNDER, UNDERFLOW,THK 16 MM |  |  | COVER;TYPE:E, LAUNDER, UNDERFLOW,SIZE:THK 16 MM,ADDITIONAL FEATURES EN:FRP,MNFR:01)KREBS,PTNO:01)RF1026-7E-MIM | 01)KREBS,01)RF1026-7E-MIM,EN_01)E, LAUNDER, UNDERFLOW,EN_01)THK 16 MM,01)FRP |  |  | KREBS | KREBS | RF1026-7E-MIM | [5 empty] | URL NOT FOUND | [9 empty] | E | CLEANSED | 23153100 Industrial machinery components and accessories | COVER | No Modifier | TYPE | LAUNDER,UNDERFLOW | SIZE | 16 MM THK | MATERIAL | FRP | HAZARD CLASS |  | CERTIFICATION/STANDARD |  | ADDITIONAL FEATURES | [62 empty] | Production Completed
STP_009 - Lot4 | Data Enrichment | KIB | OK | 2023-07-21 | 2023-08-01 |  | 1345052 | 1345052 | EA | COVER;END |  |  | COVER;TYPE:END,MNFR:01)FINLAY,PTNO:01)11.10.1110 | 01)FINLAY,01)11.10.1110,EN_01)END |  |  | FINLAY | FINLAY | 11.10.1110 | [5 empty] | https://powerscreenmidatl.parts/11-10-1110/ | [10 empty] | CLEANSED | 23153100 Industrial machinery components and accessories | COVER | No Modifier | TYPE | END | SIZE | 3.86 LGX3.86 WDX3/16 HT IN | MATERIAL |  | HAZARD CLASS |  | CERTIFICATION/STANDARD |  | ADDITIONAL FEATURES | [62 empty] | Production Completed
STP_009 - Lot4 | Data Enrichment | KIB | OK | 2023-07-21 | 2023-08-01 |  | 1286862 | 1286862 | EA | COVER;END |  |  | COVER;TYPE:END,MNFR:01)MIMDWG,PTNO:01)163-6-3081/7 | 01)MIMDWG,01)163-6-3081/7,EN_01)END |  |  | MIMDWG | MIMDWG | 163-6-3081/7 | [5 empty] | URL NOT FOUND | [10 empty] | CLEANSED | 23153100 Industrial machinery components and accessories | COVER | No Modifier | TYPE | END | SIZE |  | MATERIAL |  | HAZARD CLASS |  | CERTIFICATION/STANDARD |  | ADDITIONAL FEATURES | [62 empty] | Production Completed
STP_009 - Lot4 | Data Enrichment | KIB | OK | 2023-07-21 | 2023-08-01 |  | 1303022 | 1303022 | EA | COVER;END PLATE, MECHANICAL,HAMME |  |  | COVER;END PLATE, MECHANICAL,ADDITIONAL FEATURES EN:HAMME,MNFR:01)TRANSMIN,PTNO:01)R600816 | 01)TRANSMIN,01)R600816,EN_01)END PLATE, MECHANICAL,01)HAMME |  |  | TRANSMIN | TRANSMIN | R600816 | [5 empty] | URL NOT FOUND | [10 empty] | CLEANSED | 23153100 Industrial machinery components and accessories | COVER | No Modifier | TYPE | END PLATE,MECHANICAL | SIZE |  | MATERIAL |  | HAZARD CLASS |  | CERTIFICATION/STANDARD |  | ADDITIONAL FEATURES | HAMME | [61 empty] | Production Completed
STP_009 - Lot4 | Data Enrichment | KIB | OK | 2023-07-21 | 2023-08-01 |  | 1383044 | 1383044 | EA | COVER;END STOPS,WD 50 X HT 150 MM |  |  | COVER;TYPE:END STOPS,SIZE:WD 50 X HT 150 MM,ADDITIONAL FEATURES EN:PIE CART - 21C ELECT - I 508 - JUDIHOLD FOR PLU,MNFR:01)CNW (MOUNT ISA) ELECT WHOLESALER,PTNO:01)ECDEL 150SE | 01)CNW (MOUNT ISA) ELECT WHOLE,01)ECDEL 150SE,EN_01)END STOPS,EN_01)WD 50 X HT 150 MM,01)PIE CART - 21C ELECT - I 50 |  |  | CNW (MOUNT ISA) ELECT WHOLESALER | CNW (MOUNT ISA) ELECT WHOLESALER | ECDEL 150SE | [5 empty] | URL NOT FOUND | [10 empty] | CLEANSED | 23153100 Industrial machinery components and accessories | COVER | No Modifier | TYPE | END STOPS | SIZE | 50 WDX150 HT MM | MATERIAL |  | HAZARD CLASS |  | CERTIFICATION/STANDARD |  | ADDITIONAL FEATURES | PIE CART-21C ELECT-I 508 -JUDIHOLD FOR PLU | [61 empty] | Production Completed
STP_009 - Lot4 | Data Enrichment | KIB | OK | 2023-07-21 | 2023-08-01 |  | 1347797 | 1347797 | EA | COVER;END,AL |  |  | COVER;TYPE:END,MATERIAL:ALUMINUM,MNFR:01)LIFTSHIF,PTNO:01)519740 | 01)LIFTSHIF,01)519740,EN_01)END,EN_01)ALUMINUM |  |  | LIFTSHIF | LIFTSHIF | 519740 | [5 empty] | https://webshop.hiab.com/en/ecom/item/cover/519740/ | [10 empty] | CLEANSED | 23153100 Industrial machinery components and accessories | COVER | No Modifier | TYPE | END | SIZE |  | MATERIAL | ALUMINUM | HAZARD CLASS |  | CERTIFICATION/STANDARD |  | ADDITIONAL FEATURES | [62 empty] | Production Completed
STP_009 - Lot4 | Data Enrichment | KIB | OK | 2023-07-21 | 2023-08-01 |  | 1234550 | 1234550 | EA | COVER;END,LOUMINCO,4MIM-097 |  |  | COVER;TYPE:END,ADDITIONAL FEATURES EN:R62 MAIN CAGE/SKIP, TO DRAWING REVISION B,MNFR:01)LOUMINCO,PTNO:01)4MIM-097 | 01)LOUMINCO,01)4MIM-097,EN_01)END,01)R62 MAIN CAGE/SKIP, TO DRAW |  |  | LOUMINCO | LOUMINCO | 4MIM-097 | [5 empty] | URL NOT FOUND | [7 empty] | B |  |  | CLEANSED | 23153100 Industrial machinery components and accessories | COVER | No Modifier | TYPE | END | SIZE |  | MATERIAL |  | HAZARD CLASS |  | CERTIFICATION/STANDARD |  | ADDITIONAL FEATURES | R62 MAIN CAGE/SKIP | [61 empty] | Production Completed
STP_009 - Lot4 | Data Enrichment | KIB | OK | 2023-07-21 | 2023-08-01 | Manufacturer Details (MPN) not available | 1382730 | 1382730 | EA | COVER;EXTERNAL LENS, WELDING |  |  | COVER;TYPE:EXTERNAL LENS, WELDING,ADDITIONAL FEATURES EN:STAND PK, REFERENCE NO: 1008159123,MNFR:01)J.BLACKWOOD AND SON LIMITED, PTN | 01)J.BLACKWOOD & SON LIMITED,01)08159123,EN_01)EXTERNAL LENS, WELDING,01)STAND PK, REFERENCE NO: 100 |  |  | J.BLACKWOOD AND SON LIMITED | J.BLACKWOOD AND SON LIMITED,PTN | [6 empty] | URL NOT FOUND | [10 empty] | CLEANSED | 23153100 Industrial machinery components and accessories | COVER | No Modifier | TYPE | EXTERNAL LENS,WELDING | SIZE |  | MATERIAL |  | HAZARD CLASS |  | CERTIFICATION/STANDARD |  | ADDITIONAL FEATURES | REFERENCE NO:1008159123,STAND PK | [61 empty] | Production Completed
STP_009 - Lot4 | Data Enrichment | KIB | OK | 2023-07-21 | 2023-08-01 |  | 1286699 | 1286699 | EA | COVER;F, LAUNDER, UNDERFLOW,THK 16 MM |  |  | COVER;TYPE:F, LAUNDER, UNDERFLOW,SIZE:THK 16 MM,ADDITIONAL FEATURES EN:FRP,MNFR:01)KREBS,PTNO:01)RF1026-7F-MIM | 01)KREBS,01)RF1026-7F-MIM,EN_01)F, LAUNDER, UNDERFLOW,EN_01)THK 16 MM,01)FRP |  |  | KREBS | KREBS | RF1026-7F-MIM | [5 empty] | URL NOT FOUND | [9 empty] | F | CLEANSED | 23153100 Industrial machinery components and accessories | COVER | No Modifier | TYPE | LAUNDER,UNDERFLOW | SIZE | 16 MM THK | MATERIAL | FRP | HAZARD CLASS |  | CERTIFICATION/STANDARD |  | ADDITIONAL FEATURES | [62 empty] | Production Completed
STP_009 - Lot4 | Data Enrichment | KIB | OK | 2023-07-21 | 2023-08-01 |  | 1293136 | 1293136 | EA | COVER;FACE PANEL SCREW,MOPL |  |  | COVER;TYPE:FACE PANEL SCREW,ADDITIONAL FEATURES EN:MOPL,MNFR:01)YOKOGAWA,PTNO:01)T9050ED | 01)YOKOGAWA,01)T9050ED,EN_01)FACE PANEL SCREW,01)MOPL |  |  | YOKOGAWA | YOKOGAWA | T9050ED |  | MOPL |  |  |  | URL NOT FOUND | [10 empty] | CLEANSED | 23153100 Industrial machinery components and accessories | COVER | No Modifier | TYPE | FACE PANEL SCREW | SIZE |  | MATERIAL |  | HAZARD CLASS |  | CERTIFICATION/STANDARD |  | ADDITIONAL FEATURES | [62 empty] | Production Completed
STP_009 - Lot4 | Data Enrichment | KIB | OK | 2023-07-21 | 2023-08-01 |  | 1347552 | 1347552 | EA | COVER;FAN |  |  | COVER;TYPE:FAN,MNFR:01)DIMAS,PTNO:01)3136110237 | 01)DIMAS,01)3136110237,EN_01)FAN |  |  | DIMAS | DIMAS | 3136110237 | [5 empty] | URL NOT FOUND | [10 empty] | CLEANSED | 23153100 Industrial machinery components and accessories | COVER | No Modifier | TYPE | FAN | SIZE |  | MATERIAL |  | HAZARD CLASS |  | CERTIFICATION/STANDARD |  | ADDITIONAL FEATURES | [62 empty] | Production Completed
STP_009 - Lot4 | Data Enrichment | KIB | OK | 2023-07-21 | 2023-08-01 |  | 1287042 | 1287042 | EA | COVER;FAN |  |  | COVER;TYPE:FAN,MNFR:01)EILBECK,PTNO:01)ABM831420430 | 01)EILBECK,01)ABM831420430,EN_01)FAN |  |  | EILBECK | EILBECK | ABM831420430 | [5 empty] | URL NOT FOUND | [10 empty] | CLEANSED | 23153100 Industrial machinery components and accessories | COVER | No Modifier | TYPE | FAN | SIZE |  | MATERIAL |  | HAZARD CLASS |  | CERTIFICATION/STANDARD |  | ADDITIONAL FEATURES | [62 empty] | Production Completed
STP_009 - Lot4 | Data Enrichment | KIB | OK | 2023-07-21 | 2023-08-01 |  | 1383140 | 1383140 | EA | COVER;FAN |  |  | COVER;TYPE:FAN,MNFR:01)EILBECK,PTNO:01)AN 13388 | 01)EILBECK,01)AN 13388,EN_01)FAN |  |  | EILBECK | EILBECK | AN 13388 | [5 empty] | URL NOT FOUND | [10 empty] | CLEANSED | 23153100 Industrial machinery components and accessories | COVER | No Modifier | TYPE | FAN | SIZE |  | MATERIAL |  | HAZARD CLASS |  | CERTIFICATION/STANDARD |  | ADDITIONAL FEATURES | [62 empty] | Production Completed
STP_009 - Lot4 | Data Enrichment | KIB | OK | 2023-07-21 | 2023-08-01 |  | 1383184 | 1383184 | EA | COVER;FAN |  |  | COVER;TYPE:FAN,MNFR:01)EILBECK,PTNO:01)AN 2237 | 01)EILBECK,01)AN 2237,EN_01)FAN |  |  | EILBECK | EILBECK | AN 2237 | [5 empty] | URL NOT FOUND | [10 empty] | CLEANSED | 23153100 Industrial machinery components and accessories | COVER | No Modifier | TYPE | FAN | SIZE |  | MATERIAL |  | HAZARD CLASS |  | CERTIFICATION/STANDARD |  | ADDITIONAL FEATURES | [62 empty] | Production Completed
STP_009 - Lot4 | Data Enrichment | KIB | OK | 2023-07-21 | 2023-08-01 |  | 1286920 | 1286920 | EA | COVER;FAN, CROSS TRAVEL MOTOR |  |  | COVER;TYPE:FAN, CROSS TRAVEL MOTOR,MNFR:01)EILBECK,PTNO:01)2237 | 01)EILBECK,01)2237,EN_01)FAN, CROSS TRAVEL MOTOR |  |  | EILBECK | EILBECK | 2237 | [5 empty] | URL NOT FOUND | [10 empty] | CLEANSED | 23153100 Industrial machinery components and accessories | COVER | No Modifier | TYPE | FAN,CROSS TRAVEL MOTOR | SIZE |  | MATERIAL |  | HAZARD CLASS |  | CERTIFICATION/STANDARD |  | ADDITIONAL FEATURES | [62 empty] | Production Completed
STP_009 - Lot4 | Data Enrichment | KIB | OK | 2023-07-21 | 2023-08-01 | Manufacturer Details (MPN) not available | 1295013 | 1295013 | EA | COVER;FAN,WD 1.67 M X THK 10 MM,HDPE |  |  | COVER;TYPE:FAN,SIZE:WD 1.67 M X THK 10 MM,MATERIAL:HDPE,ADDITIONAL FEATURES EN:WITH 16 X 22 MM HOLES,MNFR:01)ALLCOVER,PTNO:01) FANCOVERHDPE1670MM | 01)ALLCOVER,01)FANCOVERHDPE1670MM,EN_01)FAN,EN_01)WD 1.67 M X THK 10 MM,EN_01)HDPE,01)WITH 16 X 22 MM HOLES |  |  | ALLCOVER | ALLCOVER | [6 empty] | URL NOT FOUND | [10 empty] | CLEANSED | 23153100 Industrial machinery components and accessories | COVER | No Modifier | TYPE | FAN | SIZE | 1.67 WD MX10 THK MM | MATERIAL | HDPE | HAZARD CLASS |  | CERTIFICATION/STANDARD |  | ADDITIONAL FEATURES | C/W 16X22 MM HOLES | [61 empty] | Production Completed
STP_009 - Lot4 | Data Enrichment | KIB | OK | 2023-07-21 | 2023-08-01 |  | 1382920 | 1382920 | EA | COVER;FIX,159 X 45 X 120 MM,CVR |  |  | COVER;TYPE:FIX,SIZE:159 X 45 X 120 MM,MATERIAL:STEEL PLATE GR250,ADDITIONAL FEATURES EN:CVR,MNFR:01)RME,PTNO:01)30R4263 | 01)RME,01)30R4263,EN_01)FIX,EN_01)159 X 45 X 120 MM,EN_01)STEEL PLATE GR250,01)CVR |  |  | RME | RME | 30R4263 |  | CVR |  |  |  | URL NOT FOUND | [10 empty] | CLEANSED | 23153100 Industrial machinery components and accessories | COVER | No Modifier | TYPE | FIX | SIZE | 159X45X120 MM | MATERIAL | STEEL GRADE 250 PLATE | HAZARD CLASS |  | CERTIFICATION/STANDARD |  | ADDITIONAL FEATURES | [62 empty] | Production Completed
STP_009 - Lot4 | Data Enrichment | KIB | OK | 2023-07-21 | 2023-08-01 |  | 1382986 | 1382986 | EA | COVER;FIX,159 X 45 X 120 MM,CVR |  |  | COVER;TYPE:FIX,SIZE:159 X 45 X 120 MM,MATERIAL:STEEL PLATE GR250,ADDITIONAL FEATURES EN:CVR,MNFR:01)RUSSELL MINERAL EQUIPMENT P/L, PTNO:01)30R4263 | 01)RUSSELL MINERAL EQUIPMENT P,01)30R4263,EN_01)FIX,EN_01)159 X 45 X 120 MM,EN_01)STEEL PLATE GR250,01)CVR |  |  | RUSSELL MINERAL EQUIPMENT P/L | RUSSELL MINERAL EQUIPMENT P/L | 30R4263 |  | CVR |  |  |  | URL NOT FOUND | [10 empty] | CLEANSED | 23153100 Industrial machinery components and accessories | COVER | No Modifier | TYPE | FIX | SIZE | 159X45X120 MM | MATERIAL | STEEL GRADE 250 PLATE | HAZARD CLASS |  | CERTIFICATION/STANDARD |  | ADDITIONAL FEATURES | [62 empty] | Production Completed
STP_009 - Lot4 | Data Enrichment | KIB | OK | 2023-07-21 | 2023-08-01 |  | 1382608 | 1382608 | EA | COVER;FLAT PANEL LINE 1 |  |  | COVER;TYPE:FLAT PANEL LINE 1,ADDITIONAL FEATURES EN:P300 Y, APPLICATION: LINE 1,MNFR:01)CONPLAST,PTNO:01)CPE-PLP-10464-1 | 01)CONPLAST,01)CPE-PLP-10464-1,EN_01)FLAT PANEL LINE 1,01)P300 Y, APPLICATION: LINE 1 |  |  | CONPLAST | CONPLAST | CPE-PLP-10464-1 | [5 empty] | URL NOT FOUND | [10 empty] | CLEANSED | 23153100 Industrial machinery components and accessories | COVER | No Modifier | TYPE | FLAT PANEL LINE 1 | SIZE |  | MATERIAL |  | HAZARD CLASS |  | CERTIFICATION/STANDARD |  | ADDITIONAL FEATURES | P300 Y | [61 empty] | Production Completed
STP_009 - Lot4 | Data Enrichment | KIB | OK | 2023-07-21 | 2023-08-01 | Manufacturer Details (MPN) not available | 1382918 | 1382918 | EA | COVER;FLAT PANEL LINE 1 |  |  | COVER;TYPE:FLAT PANEL LINE 1,SIZE:WD 665 MM X LG 3.39 M,ADDITIONAL FEATURES EN:P300 Y10MM MIM EACH,MNFR:01)CONSOLIDATED PLASTIC AND | 01)CONSOLIDATED PLASTIC & EPOX,01)CPE-PLP-10464-1,EN_01)FLAT PANEL LINE 1,EN_01)WD 665 MM X LG 3.39 M,01)P300 Y10MM MIM EACH |  |  | CONSOLIDATED PLASTIC AND | CONSOLIDATED PLASTIC AND | [6 empty] | URL NOT FOUND | [10 empty] | CLEANSED | 23153100 Industrial machinery components and accessories | COVER | No Modifier | TYPE | FLAT PANEL LINE 1 | SIZE | 3.39 LG MX665 WD MM | MATERIAL |  | HAZARD CLASS |  | CERTIFICATION/STANDARD |  | ADDITIONAL FEATURES | P300 Y10MM MIM EACH | [61 empty] | Production Completed
STP_009 - Lot4 | Data Enrichment | KIB | OK | 2023-07-21 | 2023-08-01 | Manufacturer Details (MPN) not available | 1382648 | 1382648 | EA | COVER;FLAT PANEL LINE 1 |  |  | COVER;TYPE:FLAT PANEL LINE 1,SIZE:WD 665 X LG 390 MM,ADDITIONAL FEATURES EN:P300 Y10MM MIM EACH,MNFR:01)CONSOLIDATED PLASTIC AND EPO | 01)CONSOLIDATED PLASTIC & EPOX,01)CPE-PLP-10464-3,EN_01)FLAT PANEL LINE 1,EN_01)WD 665 X LG 390 MM,01)P300 Y10MM MIM EACH |  |  | CONSOLIDATED PLASTIC AND EPO | CONSOLIDATED PLASTIC AND EPO | [6 empty] | URL NOT FOUND | [10 empty] | CLEANSED | 23153100 Industrial machinery components and accessories | COVER | No Modifier | TYPE | FLAT PANEL LINE 1 | SIZE | 390 LGX665 WD MM | MATERIAL |  | HAZARD CLASS |  | CERTIFICATION/STANDARD |  | ADDITIONAL FEATURES | P300 Y10MM MIM EACH | [61 empty] | Production Completed
STP_009 - Lot4 | Data Enrichment | KIB | OK | 2023-07-21 | 2023-08-01 |  | 1382606 | 1382606 | EA | COVER;FLAT PANEL LINE 1,P300 Y |  |  | COVER;TYPE:FLAT PANEL LINE 1,ADDITIONAL FEATURES EN:P300 Y,MNFR:01)CONPLAST,PTNO:01)CPE-PLP-10464-2 | 01)CONPLAST,01)CPE-PLP-10464-2,EN_01)FLAT PANEL LINE 1,01)P300 Y |  |  | CONPLAST | CONPLAST | CPE-PLP-10464-2 | [5 empty] | URL NOT FOUND | [10 empty] | CLEANSED | 23153100 Industrial machinery components and accessories | COVER | No Modifier | TYPE | FLAT PANEL LINE 1 | SIZE |  | MATERIAL |  | HAZARD CLASS |  | CERTIFICATION/STANDARD |  | ADDITIONAL FEATURES | P300 Y | [61 empty] | Production Completed
STP_009 - Lot4 | Data Enrichment | KIB | OK | 2023-07-21 | 2023-08-01 |  | 1382753 | 1382753 | EA | COVER;FLAT PANEL LINE 1,P300 Y |  |  | COVER;TYPE:FLAT PANEL LINE 1,ADDITIONAL FEATURES EN:P300 Y,MNFR:01)CONPLAST,PTNO:01)CPE-PLP-10464-3 | 01)CONPLAST,01)CPE-PLP-10464-3,EN_01)FLAT PANEL LINE 1,01)P300 Y |  |  | CONPLAST | CONPLAST | CPE-PLP-10464-3 | [5 empty] | URL NOT FOUND | [10 empty] | CLEANSED | 23153100 Industrial machinery components and accessories | COVER | No Modifier | TYPE | FLAT PANEL LINE 1 | SIZE |  | MATERIAL |  | HAZARD CLASS |  | CERTIFICATION/STANDARD |  | ADDITIONAL FEATURES | P300 Y | [61 empty] | Production Completed
STP_009 - Lot4 | Data Enrichment | KIB | OK | 2023-07-21 | 2023-08-01 | Manufacturer Details (MPN) not available | 1382942 | 1382942 | EA | COVER;FLAT PANEL LINE 1,P300 Y10MM EACH |  |  | COVER;TYPE:FLAT PANEL LINE 1,SIZE:WD 665 MM X LG 3 M,ADDITIONAL FEATURES EN:P300 Y10MM EACH,MNFR:01)CONSOLIDATED PLASTIC AND EPOXY P | 01)CONSOLIDATED PLASTIC & EPOX,01)CPE-PLP-10464-2,EN_01)FLAT PANEL LINE 1,EN_01)WD 665 MM X LG 3 M,01)P300 Y10MM EACH |  |  | CONSOLIDATED PLASTIC AND EPOXY P | CONSOLIDATED PLASTIC AND EPOXY P | [6 empty] | URL NOT FOUND | [10 empty] | CLEANSED | 23153100 Industrial machinery components and accessories | COVER | No Modifier | TYPE | FLAT PANEL LINE 1 | SIZE | 3 LG MX665 WD MM | MATERIAL |  | HAZARD CLASS |  | CERTIFICATION/STANDARD |  | ADDITIONAL FEATURES | P300 Y10MM EACH | [61 empty] | Production Completed
STP_009 - Lot4 | Data Enrichment | KIB | OK | 2023-07-21 | 2023-08-01 | Manufacturer Details (MPN) not available | 1382943 | 1382943 | EA | COVER;FLAT PANEL LINE 2 |  |  | COVER;TYPE:FLAT PANEL LINE 2,SIZE:WD 665 MM X LG 3.37 M,ADDITIONAL FEATURES EN:P300 Y10MM MIM EACH,MNFR:01)CONSOLIDATED PLASTIC AND | 01)CONSOLIDATED PLASTIC & EPOX,01)CPE-PLP-10465-1,EN_01)FLAT PANEL LINE 2,EN_01)WD 665 MM X LG 3.37 M,01)P300 Y10MM MIM EACH |  |  | CONSOLIDATED PLASTIC AND | CONSOLIDATED PLASTIC AND | [6 empty] | URL NOT FOUND | [10 empty] | CLEANSED | 23153100 Industrial machinery components and accessories | COVER | No Modifier | TYPE | FLAT PANEL LINE 2 | SIZE | 3.37 LG MX665 WD MM | MATERIAL |  | HAZARD CLASS |  | CERTIFICATION/STANDARD |  | ADDITIONAL FEATURES | P300 Y10MM MIM EACH | [61 empty] | Production Completed
STP_009 - Lot4 | Data Enrichment | KIB | OK | 2023-07-21 | 2023-08-01 | Manufacturer Details (MPN) not available | 1382941 | 1382941 | EA | COVER;FLAT PANEL LINE 2 |  |  | COVER;TYPE:FLAT PANEL LINE 2,SIZE:WD 665 MM X LG 3 M,ADDITIONAL FEATURES EN:P300 Y10MM MIM EACH,MNFR:01)CONSOLIDATED PLASTIC AND EPO | 01)CONSOLIDATED PLASTIC & EPOX,01)CPE-PLP-10465-2,EN_01)FLAT PANEL LINE 2,EN_01)WD 665 MM X LG 3 M,01)P300 Y10MM MIM EACH |  |  | CONSOLIDATED PLASTIC AND EPO | CONSOLIDATED PLASTIC AND EPO | [6 empty] | URL NOT FOUND | [10 empty] | CLEANSED | 23153100 Industrial machinery components and accessories | COVER | No Modifier | TYPE | FLAT PANEL LINE 2 | SIZE | 3 LG MX665 WD MM | MATERIAL |  | HAZARD CLASS |  | CERTIFICATION/STANDARD |  | ADDITIONAL FEATURES | P300 Y10MM MIM EACH | [61 empty] | Production Completed
STP_009 - Lot4 | Data Enrichment | KIB | OK | 2023-07-21 | 2023-08-01 |  | 1382605 | 1382605 | EA | COVER;FLAT PANEL LINE 2,P300 Y |  |  | COVER;TYPE:FLAT PANEL LINE 2,ADDITIONAL FEATURES EN:P300 Y,MNFR:01)CONPLAST,PTNO:01)CPE-PLP-10465-2 | 01)CONPLAST,01)CPE-PLP-10465-2,EN_01)FLAT PANEL LINE 2,01)P300 Y |  |  | CONPLAST | CONPLAST | CPE-PLP-10465-2 | [5 empty] | URL NOT FOUND | [10 empty] | CLEANSED | 23153100 Industrial machinery components and accessories | COVER | No Modifier | TYPE | FLAT PANEL LINE 2 | SIZE |  | MATERIAL |  | HAZARD CLASS |  | CERTIFICATION/STANDARD |  | ADDITIONAL FEATURES | P300 Y | [61 empty] | Production Completed
STP_009 - Lot4 | Data Enrichment | KIB | OK | 2023-07-21 | 2023-08-01 |  | 1382607 | 1382607 | EA | COVER;FLAT PANEL LINE 2,P300 Y |  |  | COVER;TYPE:FLAT PANEL LINE 2,ADDITIONAL FEATURES EN:P300 Y,MNFR:01)CONPLAST,PTNO:01)CPE-PLP-10465-1 | 01)CONPLAST,01)CPE-PLP-10465-1,EN_01)FLAT PANEL LINE 2,01)P300 Y |  |  | CONPLAST | CONPLAST | CPE-PLP-10465-1 | [5 empty] | URL NOT FOUND | [10 empty] | CLEANSED | 23153100 Industrial machinery components and accessories | COVER | No Modifier | TYPE | FLAT PANEL LINE 2 | SIZE |  | MATERIAL |  | HAZARD CLASS |  | CERTIFICATION/STANDARD |  | ADDITIONAL FEATURES | P300 Y | [61 empty] | Production Completed
STP_009 - Lot4 | Data Enrichment | KIB | OK | 2023-07-21 | 2023-08-01 |  | 1382754 | 1382754 | EA | COVER;FLAT PANEL LINE 2,P300 Y |  |  | COVER;TYPE:FLAT PANEL LINE 2,ADDITIONAL FEATURES EN:P300 Y,MNFR:01)CONPLAST,PTNO:01)CPE-PLP-10465-3 | 01)CONPLAST,01)CPE-PLP-10465-3,EN_01)FLAT PANEL LINE 2,01)P300 Y |  |  | CONPLAST | CONPLAST | CPE-PLP-10465-3 | [5 empty] | URL NOT FOUND | [10 empty] | CLEANSED | 23153100 Industrial machinery components and accessories | COVER | No Modifier | TYPE | FLAT PANEL LINE 2 | SIZE |  | MATERIAL |  | HAZARD CLASS |  | CERTIFICATION/STANDARD |  | ADDITIONAL FEATURES | P300 Y | [61 empty] | Production Completed
STP_009 - Lot4 | Data Enrichment | KIB | OK | 2023-07-21 | 2023-08-01 | Manufacturer Details (MPN) not available | 1382913 | 1382913 | EA | COVER;FLAT PANEL LINE 2,P300 Y10MM |  |  | COVER;TYPE:FLAT PANEL LINE 2,SIZE:WD 660 X LG 665 MM,ADDITIONAL FEATURES EN:P300 Y10MM,MNFR:01)CONSOLIDATED PLASTIC AND EPOXY P/L, P | 01)CONSOLIDATED PLASTIC & EPOX,01)CPE-PLP-10465-3,EN_01)FLAT PANEL LINE 2,EN_01)WD 660 X LG 665 MM,01)P300 Y10MM |  |  | CONSOLIDATED PLASTIC AND EPOXY P/L | CONSOLIDATED PLASTIC AND EPOXY P/L,P | [6 empty] | URL NOT FOUND | [10 empty] | CLEANSED | 23153100 Industrial machinery components and accessories | COVER | No Modifier | TYPE | FLAT PANEL LINE 2 | SIZE | 665 LGX660 WD MM | MATERIAL |  | HAZARD CLASS |  | CERTIFICATION/STANDARD |  | ADDITIONAL FEATURES | P300 Y10MM | [61 empty] | Production Completed
STP_009 - Lot4 | Data Enrichment | KIB | OK | 2023-07-21 | 2023-08-01 |  | 1383014 | 1383014 | EA | COVER;FLT,3 M,N20C |  |  | COVER;TYPE:FLAT,SIZE:3 M,CERTIFICATION/STANDARD:N20C,ADDITIONAL FEATURES EN:150 DELIVERY PLEASE 20L CRUSH CONV,MNFR:01)CNW MOUNT ISA ELECT WHOLESALER,PTNO:01)EZYCFN20C1503H | 01)CNW MOUNT ISA ELECT WHOLESA,01)EZYCFN20C1503H,EN_01)FLAT,EN_01)3 M,EN_01)N20C,01)150 DELIVERY PLEASE 20L CRU |  |  | CNW MOUNT ISA ELECT WHOLESALER | CNW MOUNT ISA ELECT WHOLESALER | EZYCFN20C1503H | [5 empty] | https://www.ezystrut.com.au/products/cable-support-systems/cable-ladder/covers/straight/flat/cfh/ | [10 empty] | ENRICHED | 23153100 Industrial machinery components and accessories | COVER | No Modifier | TYPE | FLAT | SIZE | 3 LG MX220 WD MM | MATERIAL |  | HAZARD CLASS |  | CERTIFICATION/STANDARD | N20C | ADDITIONAL FEATURES | 150 DELIVERY PLEASE 20 L CRUSH CONV | [61 empty] | Production Completed
STP_009 - Lot4 | Data Enrichment | KIB | OK | 2023-07-21 | 2023-08-01 | Processed based on Websource, Conflict w.r.t Input | 1346733 | 1346733 | EA | COVER;FLUID FILTER,DIA 6-1/2 IN |  |  | COVER;TYPE:FLUID FILTER,SIZE:DIA 6-1/2 IN,ADDITIONAL FEATURES EN:AIR CLEANER CUP, FWG/FWA/FHG06 CYCLOPACS,MNFR:01)DONALDSON,PTNO: 01)P102805 | 01)DONALDSON,01)P102805,EN_01)FLUID FILTER,EN_01)DIA 6-1/2 IN,01)AIR CLEANER CUP, FWG/FWA/FH |  |  | DONALDSON | DONALDSON | P102805 | [5 empty] | https://shop.donaldson.com/store/en-in/product/P102805/14599 | [10 empty] | ENRICHED | 23153100 Industrial machinery components and accessories | CUP | FILTER | TYPE | AIR CLEANER,FLUID | FILTER RATING |  | PORT SIZE |  | MATERIAL |  | PRESSURE RATING |  | TEMPERATURE RATING |  | SIZE | 168.91 DIAX95.25 HT MM | CERTIFICATION/STANDARD |  | ADDITIONAL FEATURES | FWG/FWA/FHG06 CYCLOPACS | [55 empty] | Production Completed
STP_009 - Lot4 | Data Enrichment | KIB | OK | 2023-07-21 | 2023-08-01 | Processed based on Websource, Conflict w.r.t Input | 1317561 | 1317561 | EA | COVER;FLUID FILTER,DIA 8 IN |  |  | COVER;TYPE:FLUID FILTER,SIZE:DIA 8 IN,ADDITIONAL FEATURES EN:AIR CLEANER CUP, FHG/FWA/FWG CYCLOPACS,MNFR:01)DONALDSON,PTNO:01) P103113 | 01)DONALDSON,01)P103113,EN_01)FLUID FILTER,EN_01)DIA 8 IN,01)AIR CLEANER CUP, FHG/FWA/FW |  |  | DONALDSON | DONALDSON | P103113 | [5 empty] | https://shop.donaldson.com/store/en-in/product/P103113/14609?_requestid=7491351 | [10 empty] | ENRICHED | 23153100 Industrial machinery components and accessories | CUP | FILTER | TYPE | AIR CLEANER,FLUID | FILTER RATING |  | PORT SIZE |  | MATERIAL |  | PRESSURE RATING |  | TEMPERATURE RATING |  | SIZE | 206.5 DIAX93.98 HT MM | CERTIFICATION/STANDARD |  | ADDITIONAL FEATURES | FHG/FWA/FWG CYCLOPACS | [55 empty] | Production Completed
STP_009 - Lot4 | Data Enrichment | KIB | OK | 2023-07-21 | 2023-08-01 |  | 1297760 | 1297760 | EA | COVER;FOR MIL-C MG02 RECEPTACLE SIZE,RME |  |  | COVER;ADDITIONAL FEATURES EN:FOR MIL-C MG02 RECEPTACLE SIZE,MNFR:01)RME,PTNO:01)10104679 | 01)RME,01)10104679,01)FOR MIL-C MG02 RECEPTACLE S |  |  | RME | RME | 10104679 | [5 empty] | URL NOT FOUND | [10 empty] | CLEANSED | 23153100 Industrial machinery components and accessories | COVER | No Modifier | TYPE |  | SIZE |  | MATERIAL |  | HAZARD CLASS |  | CERTIFICATION/STANDARD |  | ADDITIONAL FEATURES | FOR MIL-C MG02 RECEPTACLE SIZE | [61 empty] | Production Completed
STP_009 - Lot4 | Data Enrichment | KIB | OK | 2023-07-21 | 2023-08-01 |  | 1366276 | 1366276 | EA | COVER;FR,WD 400 MM,SS,SAMPLR |  |  | COVER;TYPE:FRONT,SIZE:WD 400 MM,MATERIAL:STAINLESS STEEL,ADDITIONAL FEATURES EN:SAMPLER,MNFR:01)THEGAMME,PTNO:01)24989 | 01)THEGAMME,01)24989,EN_01)FRONT,EN_01)WD 400 MM,EN_01)STAINLESS STEEL,01)SAMPLER |  |  | THEGAMME | THEGAMME | 24989 | [5 empty] | URL NOT FOUND | [10 empty] | CLEANSED | 23153100 Industrial machinery components and accessories | COVER | No Modifier | TYPE | FRONT | SIZE | 400 MM WD | MATERIAL | STAINLESS STEEL | HAZARD CLASS |  | CERTIFICATION/STANDARD |  | ADDITIONAL FEATURES | SAMPLER | [61 empty] | Production Completed
STP_009 - Lot4 | Data Enrichment | KIB | OK | 2023-07-21 | 2023-08-01 |  | 1382602 | 1382602 | EA | COVER;FRONT BUCKET AIR BAG SEAT,CANV |  |  | COVER;TYPE:FRONT BUCKET AIR BAG SEAT,MATERIAL:CANVAS,ADDITIONAL FEATURES EN:2017 B,MNFR:01)AUTOBARN,PTNO:01)MB152ABC | 01)AUTOBARN,01)MB152ABC,EN_01)FRONT BUCKET AIR BAG SEA,EN_01)CANVAS,01)2017 B |  |  | AUTOBARN | AUTOBARN | MB152ABC | [5 empty] | https://www.fitmycar.com.au/mazda/bt-50/ute-2011-2020/mb152abc | [10 empty] | CLEANSED | 23153100 Industrial machinery components and accessories | COVER | No Modifier | TYPE | FRONT BUCKET AIR BAG SEAT | SIZE |  | MATERIAL | CANVAS | HAZARD CLASS |  | CERTIFICATION/STANDARD |  | ADDITIONAL FEATURES | 2017 B | [61 empty] | Production Completed
STP_009 - Lot4 | Data Enrichment | KIB | OK | 2023-07-21 | 2023-08-01 |  | 1382860 | 1382860 | EA | COVER;FRONT BUCKET SEAT |  |  | COVER;TYPE:FRONT BUCKET SEAT,ADDITIONAL FEATURES EN:AIR BAG, 2017 B, QUOTE NUMBER 38422,MNFR:01)ROWSELL P/L T/A AUTOBARN,PTNO:01) MB152ABC | 01)ROWSELL P/L T/A AUTOBARN,01)MB152ABC,EN_01)FRONT BUCKET SEAT,01)AIR BAG, 2017 B, QUOTE NUMB |  |  | ROWSELL P/L T/A AUTOBARN | ROWSELL P/L T/A AUTOBARN | MB152ABC | [5 empty] | https://www.fitmycar.com.au/mazda/bt-50/ute-2011-2020/mb152abc | [10 empty] | CLEANSED | 23153100 Industrial machinery components and accessories | COVER | No Modifier | TYPE | FRONT BUCKET SEAT,AIR BAG | SIZE |  | MATERIAL |  | HAZARD CLASS |  | CERTIFICATION/STANDARD |  | ADDITIONAL FEATURES | 2017 B,QUOTE NUMBER:38422 | [61 empty] | Production Completed
STP_009 - Lot4 | Data Enrichment | KIB | OK | 2023-07-21 | 2023-08-01 |  | 1382669 | 1382669 | EA | COVER;FRONT INNER VISOR |  |  | COVER;TYPE:FRONT INNER VISOR,MNFR:01)J.BLACKWOOD AND SON LIMITED,PTNO:01)00884888 | 01)J.BLACKWOOD & SON LIMITED,01)00884888,EN_01)FRONT INNER VISOR |  |  | J.BLACKWOOD AND SON LIMITED | J.BLACKWOOD AND SON LIMITED | 00884888 | [5 empty] | https://www.blackwoods.com.au/welding-gas/welding-safety/welding-helmet-spare-parts/3m-speedglas-610500-g5-01-welding-helmet-inner-visor-front-cover/p/00884888 | [10 empty] | CLEANSED | 23153100 Industrial machinery components and accessories | COVER | No Modifier | TYPE | FRONT INNER VISOR | SIZE |  | MATERIAL |  | HAZARD CLASS |  | CERTIFICATION/STANDARD |  | ADDITIONAL FEATURES | [62 empty] | Production Completed
STP_009 - Lot4 | Data Enrichment | KIB | OK | 2023-07-21 | 2023-08-01 | Manufacturer Details (MPN) not available | 1382738 | 1382738 | EA | COVER;FRONT LENS PROTECTION |  |  | COVER;TYPE:FRONT LENS PROTECTION,ADDITIONAL FEATURES EN:KIT, REFERENCE NO: 007248486800,MNFR:01)J.BLACKWOOD AND SON LIMITED,PTNO:01) | 01)J.BLACKWOOD & SON LIMITED,01)00665779,EN_01)FRONT LENS PROTECTION,01)KIT, REFERENCE NO: 00724848 |  |  | J.BLACKWOOD AND SON LIMITED | J.BLACKWOOD AND SON LIMITED | [6 empty] | URL NOT FOUND | [10 empty] | CLEANSED | 23153100 Industrial machinery components and accessories | COVER | No Modifier | TYPE | FRONT LENS PROTECTION | SIZE |  | MATERIAL |  | HAZARD CLASS |  | CERTIFICATION/STANDARD |  | ADDITIONAL FEATURES | KIT,REFERENCE NO:007248486800 | [61 empty] | Production Completed
STP_009 - Lot4 | Data Enrichment | KIB | OK | 2023-07-21 | 2023-08-01 | Manufacturer Details (MPN) not available | 1352594 | 1352594 | EA | COVER;FRONT WELDING LENS PROTECTION |  |  | COVER;TYPE:FRONT WELDING LENS PROTECTION,ADDITIONAL FEATURES EN:MANUFACTURER: SPEEDGLASS, SERIES NO: SILVER 100,MNFR:01)J. BLACKWOOD | 01)J.BLACKWOOD & SON LIMITED,01)08159038,EN_01)FRONT WELDING LENS PROTE,01)MANUFACTURER: SPEEDGLASS, S |  |  | SPEEDGLASS | J. BLACKWOOD |  |  | SPEEDGLASS |  |  |  | URL NOT FOUND | [10 empty] | CLEANSED | 23153100 Industrial machinery components and accessories | COVER | No Modifier | TYPE | FRONT WELDING LENS PROTECTION | SIZE |  | MATERIAL |  | HAZARD CLASS |  | CERTIFICATION/STANDARD |  | ADDITIONAL FEATURES | SERIES NO:SILVER 100 | [61 empty] | Production Completed
STP_009 - Lot4 | Data Enrichment | KIB | OK | 2023-07-21 | 2023-08-01 |  | 1286698 | 1286698 | EA | COVER;G, LAUNDER, UNDERFLOW,THK 16 MM |  |  | COVER;TYPE:G, LAUNDER, UNDERFLOW,SIZE:THK 16 MM,ADDITIONAL FEATURES EN:FRP,MNFR:01)KREBS,PTNO:01)RF1026-7G-MIM | 01)KREBS,01)RF1026-7G-MIM,EN_01)G, LAUNDER, UNDERFLOW,EN_01)THK 16 MM,01)FRP |  |  | KREBS | KREBS | RF1026-7G-MIM | [5 empty] | URL NOT FOUND | [9 empty] | G | CLEANSED | 23153100 Industrial machinery components and accessories | COVER | No Modifier | TYPE | LAUNDER,UNDERFLOW | SIZE | 16 MM THK | MATERIAL | FRP | HAZARD CLASS |  | CERTIFICATION/STANDARD |  | ADDITIONAL FEATURES | [62 empty] | Production Completed
STP_009 - Lot4 | Data Enrichment | KIB | OK | 2023-07-21 | 2023-08-01 |  | 1353169 | 1353169 | EA | CUP;CYLINDER,DIA 1-3/4 IN,PBR,P966 |  |  | CUP;TYPE:CYLINDER,SIZE:DIA 1-3/4 IN,ADDITIONAL FEATURES EN:HYD BRAKE :WHEEL,MNFR:01)PBR,PTNO:01)P966 | 01)PBR,01)P966,CYLINDER,EN_01)DIA 1-3/4 IN,01)HYD BRAKE :WHEEL |  |  | PBR | PBR | P966 | [5 empty] | https://www.gssautoparts.com.au/P966 | [10 empty] | CLEANSED | 40141700 Hardware and fittings | CUP | No Modifier | TYPE | CYLINDER,WHEEL,HYDRAULIC BRAKE | SIZE | 1-3/4 IN DIA | MATERIAL |  | HAZARD CLASS |  | CERTIFICATION/STANDARD |  | ADDITIONAL FEATURES | [62 empty] | Production Completed
STP_009 - Lot4 | Data Enrichment | KIB | OK | 2023-07-21 | 2023-08-01 |  | 1353168 | 1353168 | EA | CUP;CYLINDER,DIA 1-3/8,HYD BRAKE :WHEEL |  |  | CUP;TYPE:CYLINDER,SIZE:DIA 1-3/8,ADDITIONAL FEATURES EN:HYD BRAKE :WHEEL,MNFR:01)PBR,PTNO:01)P4210 | 01)PBR,01)P4210,CYLINDER,EN_01)DIA 1-3/8,01)HYD BRAKE :WHEEL |  |  | PBR | PBR | P4210 | [5 empty] | URL NOT FOUND | [10 empty] | CLEANSED | 40141700 Hardware and fittings | CUP | No Modifier | TYPE | CYLINDER,WHEEL,HYDRAULIC BRAKE | SIZE | 1-3/8 IN DIA | MATERIAL |  | HAZARD CLASS |  | CERTIFICATION/STANDARD |  | ADDITIONAL FEATURES | [62 empty] | Production Completed
STP_009 - Lot4 | Data Enrichment | KIB | OK | 2023-07-21 | 2023-08-01 |  | 1383091 | 1383091 | EA | CUP;GROUPWARE,INC.04-06 |  |  | CUP;TYPE:GROUPWARE,ADDITIONAL FEATURES EN:INC.04-06,MNFR:01)FORKFORCE,PTNO:01)25595-40402 | 01)FORKFORCE,01)25595-40402,GROUPWARE,01)INC.04-06 |  |  | FORK FORCE AUSTRALIA PTY LTD | FORKFORCE | 25595-40402 | [5 empty] | https://starlift.ru/files/Heli_H2000_2/Main_brake_cylinder_watermark%20%281%29.pdf | [10 empty] | CLEANSED | 40141700 Hardware and fittings | CUP | No Modifier | TYPE | GROUPWARE | SIZE |  | MATERIAL |  | HAZARD CLASS |  | CERTIFICATION/STANDARD |  | ADDITIONAL FEATURES | INC.04-06 | [61 empty] | Production Completed
STP_009 - Lot4 | Data Enrichment | KIB | OK | 2023-07-21 | 2023-08-01 |  | 1319867 | 1319867 | BOX | CUP;PELLET,DIA 40 X WD 8 MM,AL |  |  | CUP;TYPE:PELLET,SIZE:DIA 40 X WD 8 MM,MATERIAL:ALUMINUM,ADDITIONAL FEATURES EN:STRAIGHTSIDES, W/OUTSIDE PAINTED WHITE,3140,BOX, MNFR:01)ROWE,PTNO:01)XP1160 | 01)ROWE,01)XP1160,PELLET,EN_01)DIA 40 X WD 8 MM,EN_01)ALUMINUM,01)STRAIGHTSIDES, W/OUTSIDE PA |  |  | ROWE | ROWE | XP1160 | [5 empty] | https://www.rowe.com.au/rowe/Products-XRF.htm | [10 empty] | CLEANSED | 40141700 Hardware and fittings | CUP | No Modifier | TYPE | PELLET | SIZE | 40 DIAX8 WD MM | MATERIAL | ALUMINUM | HAZARD CLASS |  | CERTIFICATION/STANDARD |  | ADDITIONAL FEATURES | STRAIGHT SIDES,C/W OUTSIDE PAINTED WHITE,PACKAGE QUANTITY:3140 BOX | [61 empty] | Production Completed
STP_009 - Lot4 | Data Enrichment | KIB | OK | 2023-07-21 | 2023-08-01 |  | 1383630 | 1383630 | EA | CUP;PRIMARY |  |  | CUP;TYPE:PRIMARY,MNFR:01)FORKFORCE,PTNO:01)25595-42351 | 01)FORKFORCE,01)25595-42351,PRIMARY |  |  | FORK FORCE AUSTRALIA PTY LTD | FORKFORCE | 25595-42351 | [5 empty] | https://starlift.ru/files/Heli_H2000_2/Main_brake_cylinder_watermark%20%281%29.pdf | [10 empty] | CLEANSED | 40141700 Hardware and fittings | CUP | No Modifier | TYPE | PRIMARY | SIZE |  | MATERIAL |  | HAZARD CLASS |  | CERTIFICATION/STANDARD |  | ADDITIONAL FEATURES | [62 empty] | Production Completed
STP_009 - Lot4 | Data Enrichment | KIB | OK | 2023-07-21 | 2023-08-01 |  | 1295582 | 1295582 | EA | CUP;U, PISTON |  |  | CUP;TYPE:U, PISTON,MNFR:01)GD,PTNO:01)1048398 | 01)GD,01)1048398,U, PISTON |  |  | GD | GD | 1048398 | [5 empty] | URL NOT FOUND | [10 empty] | CLEANSED | 31411900 Molded seals | CUP | PISTON | TYPE | U | OUTSIDE DIAMETER |  | HEIGHT |  | CROSS SECTION THICKNESS |  | INSIDE DIAMETER |  | MATERIAL |  | TEMPERATURE RATING |  | CERTIFICATION/STANDARD |  | ADDITIONAL FEATURES | [56 empty] | Production Completed
STP_009 - Lot4 | Data Enrichment | KIB | OK | 2023-07-21 | 2023-08-01 |  | 1350556 | 1350556 | EA | CUP;WATER FILTRATION |  |  | CUP;TYPE:WATER FILTRATION,MNFR:01)WALTIERN,PTNO:01)BP36610 | 01)WALTIERN,01)BP36610,WATER FILTRATION |  |  | WALTIERN | WALTIERN | BP36610 | [5 empty] | URL NOT FOUND | [10 empty] | CLEANSED | 40141700 Hardware and fittings | CUP | No Modifier | TYPE | WATER FILTRATION | SIZE |  | MATERIAL |  | HAZARD CLASS |  | CERTIFICATION/STANDARD |  | ADDITIONAL FEATURES | [62 empty] | Production Completed
STP_009 - Lot4 | Data Enrichment | KIB | OK | 2023-07-21 | 2023-08-01 |  | 1301121 | 1301121 | EA | CUP,SUCT;SUCTION CUP,COMPLT,BA270 |  |  | CUP,SUCTION;TYPE:SUCTION CUP,ADDITIONAL FEATURES EN:COMPLETE,BA270,MNFR:01)MAT_HDLG,PTNO:01)L70390 | SUCTION CUP,01)COMPLETE,BA270,01)MAT_HDLG,01)L70390 |  |  | MAT_HDLG | MAT_HDLG | L70390 | [5 empty] | URL NOT FOUND | [10 empty] | CLEANSED | 24101631 Suction cups | CUP | SUCTION | TYPE | SUCTION CUP | SIZE |  | CAPACITY |  | MATERIAL |  | HANDLE TYPE |  | HAZARD CLASS |  | CERTIFICATION/STANDARD |  | ADDITIONAL FEATURES | COMPLETE,BA270 | [57 empty] | Production Completed
STP_009 - Lot4 | Data Enrichment | KIB | OK | 2023-07-21 | 2023-08-01 |  | 1286092 | 1286092 | EA | DRUM;ASSY |  |  | DRUM;ADDITIONAL FEATURES EN:ASSEMBLY,MNFR:01)CLARK,PTNO:01)217142 [SALVAGED] | 01)ASSEMBLY,01)CLARK,01)217142 [SALVAGED] |  |  | CLARK | CLARK | 217142 | [5 empty] | https://www.rightparts.com/details/item?itemid=80002990&xref=217142 | [10 empty] | CLEANSED | 24112100 Casks and barrels and drums | DRUM | No Modifier | TYPE |  | CAPACITY |  | MATERIAL |  | SIZE |  | HAZARD CLASS |  | CERTIFICATION/STANDARD |  | ADDITIONAL FEATURES | ASSEMBLY,SALVAGED | [59 empty] | Production Completed
STP_009 - Lot4 | Data Enrichment | KIB | OK | 2023-07-21 | 2023-08-01 |  | 1297025 | 1297025 | EA | DRUM;CLAMP ON LID,205 L, LINER,RHEEM |  |  | DRUM;TYPE:CLAMP ON LID,CAPACITY:205 L,ADDITIONAL FEATURES EN:1MM WALL,PAINTED,70F EPOXY PHENOLIC LINING(1 COAT)C/W 1.1KG PLASTIC, LINER,MNFR:01)RHEEM,PTNO:01)205L-SAMPLE-DRUM | CLAMP ON LID,205 L,01)1MM WALL,PAINTED,70F EPOXY,02) LINER,01)RHEEM,01)205L-SAMPLE-DRUM |  |  | RHEEM | RHEEM | 205L | [5 empty] | URL NOT FOUND | [10 empty] | CLEANSED | 24112100 Casks and barrels and drums | DRUM | No Modifier | TYPE | CLAMP ON LID,SAMPLE | CAPACITY | 205 L | MATERIAL |  | SIZE |  | HAZARD CLASS |  | CERTIFICATION/STANDARD |  | ADDITIONAL FEATURES | 1MM WALL,PAINTED,70F EPOXY PHENOLIC LINING(1 COAT) C/W 1.1KG PLASTIC,LINER | [59 empty] | Production Completed
STP_009 - Lot4 | Data Enrichment | KIB | OK | 2023-07-21 | 2023-08-01 |  | 1351319 | 1351319 | EA | INSULATOR,ELEC;11 KV |  |  | INSULATOR,ELECTRICAL;VOLTAGE RATING:11 KV,ADDITIONAL FEATURES EN:STYLE P74FOR TYPE"J" OIL SWITCH,MNFR:01)FOWLER,PTNO:01)P-74 | 11 KV,01)STYLE P74FOR TYPE"J" OIL SW,01)FOWLER,01)P-74 |  |  | FOWLER | FOWLER | P-74 | [5 empty] | URL NOT FOUND | [10 empty] | CLEANSED | 39121721 Electrical insulators | INSULATOR | ELECTRICAL | TYPE |  | VOLTAGE RATING | 11 KV | IMPULSE WITHSTAND VOLTAGE |  | FLASH OVER VOLTAGE |  | CREEPAGE DISTANCE |  | ARCING DISTANCE |  | BIL RATING |  | TENSILE STRENGTH |  | NUMBER OF DISC |  | CONDUCTOR SIZE |  | MOUNTING TYPE |  | MATERIAL |  | SIZE |  | HAZARD CLASS |  | CERTIFICATION/STANDARD |  | ADDITIONAL FEATURES | STYLE P74 FOR TYPE J OIL SWITCH | [41 empty] | Production Completed
STP_009 - Lot4 | Data Enrichment | KIB | OK | 2023-07-21 | 2023-08-01 |  | 1276932 | 1276932 | EA | INSULATOR,ELEC;22 KV,11 KN |  |  | INSULATOR,ELECTRICAL;VOLTAGE RATING:22 KV,TENSILE STRENGTH:11 KN,ADDITIONAL FEATURES EN:PATTERN 'C' THREAD, ITEM 7,MNFR:01) ENERGYQLD,PTNO:01)560275 | 22 KV,11 KN,01)PATTERN 'C' THREAD, ITEM 7,01)ENERGYQLD,01)560275 |  |  | ENERGYQLD | ENERGYQLD | 560275 | [5 empty] | URL NOT FOUND |  | 7 | [8 empty] | CLEANSED | 39121721 Electrical insulators | INSULATOR | ELECTRICAL | TYPE |  | VOLTAGE RATING | 22 KV | IMPULSE WITHSTAND VOLTAGE |  | FLASH OVER VOLTAGE |  | CREEPAGE DISTANCE |  | ARCING DISTANCE |  | BIL RATING |  | TENSILE STRENGTH | 11 KN | NUMBER OF DISC |  | CONDUCTOR SIZE |  | MOUNTING TYPE |  | MATERIAL |  | SIZE |  | HAZARD CLASS |  | CERTIFICATION/STANDARD |  | ADDITIONAL FEATURES | PATTERN C THREAD | [41 empty] | Production Completed
STP_009 - Lot4 | Data Enrichment | KIB | OK | 2023-07-21 | 2023-08-01 |  | 1276872 | 1276872 | EA | INSULATOR,ELEC;33 KV,11 KN |  |  | INSULATOR,ELECTRICAL;VOLTAGE RATING:33 KV,TENSILE STRENGTH:11 KN,ADDITIONAL FEATURES EN:PATTERN 'C' THREAD, ITEM 11,MNFR:01) ENERGYQLD,PTNO:01)560445 | 33 KV,11 KN,01)PATTERN 'C' THREAD, ITEM 11,01)ENERGYQLD,01)560445 |  |  | ENERGYQLD | ENERGYQLD | 560445 | [5 empty] | URL NOT FOUND |  | 11 | [8 empty] | CLEANSED | 39121721 Electrical insulators | INSULATOR | ELECTRICAL | TYPE |  | VOLTAGE RATING | 33 KV | IMPULSE WITHSTAND VOLTAGE |  | FLASH OVER VOLTAGE |  | CREEPAGE DISTANCE |  | ARCING DISTANCE |  | BIL RATING |  | TENSILE STRENGTH | 11 KN | NUMBER OF DISC |  | CONDUCTOR SIZE |  | MOUNTING TYPE |  | MATERIAL |  | SIZE |  | HAZARD CLASS |  | CERTIFICATION/STANDARD |  | ADDITIONAL FEATURES | PATTERN C THREAD | [41 empty] | Production Completed
STP_009 - Lot4 | Data Enrichment | KIB | OK | 2023-07-21 | 2023-08-01 |  | 1276700 | 1276700 | EA | INSULATOR,ELEC;BALL AND SOCKET, DISC,GL |  |  | INSULATOR,ELECTRICAL;TYPE:BALL AND SOCKET, DISC,TENSILE STRENGTH:125 KN,MATERIAL:GLASS,ADDITIONAL FEATURES EN:WITH ZINC INSERT (P6), REFERENCE NO: U125 BS,MNFR:01)ENERGYQLD,PTNO:01)2406304 | EN_01)BALL AND SOCKET, DISC,125 KN,EN_01)GLASS,01)WITH ZINC INSERT (P6), REFE,01)ENERGYQLD,01)2406304 |  |  | ENERGYQLD | ENERGYQLD | 2406304 | [5 empty] | URL NOT FOUND | [10 empty] | CLEANSED | 39121721 Electrical insulators | INSULATOR | ELECTRICAL | TYPE | BALL AND SOCKET,DISC | VOLTAGE RATING |  | IMPULSE WITHSTAND VOLTAGE |  | FLASH OVER VOLTAGE |  | CREEPAGE DISTANCE |  | ARCING DISTANCE |  | BIL RATING |  | TENSILE STRENGTH | 125 KN | NUMBER OF DISC |  | CONDUCTOR SIZE |  | MOUNTING TYPE |  | MATERIAL | GLASS | SIZE |  | HAZARD CLASS |  | CERTIFICATION/STANDARD |  | ADDITIONAL FEATURES | REFERENCE NO:U125 BS,C/W ZINC INSERT (P6) | [41 empty] | Production Completed
STP_009 - Lot4 | Data Enrichment | KIB | OK | 2023-07-21 | 2023-08-01 |  | 1276590 | 1276590 | EA | INSULATOR,ELEC;BATTERY TERMINAL |  |  | INSULATOR,ELECTRICAL;TYPE:BATTERY TERMINAL,ADDITIONAL FEATURES EN:BLACK END ENTRY,MNFR:01)ASHDOWN INGRAM,PTNO:01)ACX3135 | EN_01)BATTERY TERMINAL,01)BLACK END ENTRY,01)ASHDOWN INGRAM,01)ACX3135 |  |  | ASHDOWN INGRAM | ASHDOWN INGRAM | ACX3135 | [5 empty] | http://www.indotek-bpn.com/product.php?category=&product=ACX3135 | [10 empty] | ENRICHED | 39121721 Electrical insulators | INSULATOR | ELECTRICAL | TYPE | END ENTRY,BATTERY TERMINAL | VOLTAGE RATING |  | IMPULSE WITHSTAND VOLTAGE |  | FLASH OVER VOLTAGE |  | CREEPAGE DISTANCE |  | ARCING DISTANCE |  | BIL RATING |  | TENSILE STRENGTH |  | NUMBER OF DISC |  | CONDUCTOR SIZE |  | MOUNTING TYPE |  | MATERIAL |  | SIZE | 8 LGX4 WDX2 HT CM | HAZARD CLASS |  | CERTIFICATION/STANDARD |  | ADDITIONAL FEATURES | COLOUR:BLACK | [41 empty] | Production Completed
STP_009 - Lot4 | Data Enrichment | KIB | OK | 2023-07-21 | 2023-08-01 |  | 1276755 | 1276755 | EA | INSULATOR,ELEC;BLACK END ENTRY STUD TERM |  |  | INSULATOR,ELECTRICAL;TYPE:BLACK END ENTRY STUD TERMINAL,CONDUCTOR SIZE:62 MM2,MATERIAL:VINYL,WD 23 X LG 68 X HT 26 MM,MNFR:01) ASHDOWN INGRAM,PTNO:01)ACX3125 | EN_01)BLACK END ENTRY STUD TER,62 MM2,EN_01)VINYL,EN_01)WD 23 X LG 68 X HT 26 MM,01)ASHDOWN INGRAM,01)ACX3125 |  |  | ASHDOWN INGRAM | ASHDOWN INGRAM | ACX3125 | [5 empty] | http://www.indotek-bpn.com/product.php?category=&product=ACX3125#view | [10 empty] | CLEANSED | 39121721 Electrical insulators | INSULATOR | ELECTRICAL | TYPE | END ENTRY STUD TERMINAL | VOLTAGE RATING |  | IMPULSE WITHSTAND VOLTAGE |  | FLASH OVER VOLTAGE |  | CREEPAGE DISTANCE |  | ARCING DISTANCE |  | BIL RATING |  | TENSILE STRENGTH |  | NUMBER OF DISC |  | CONDUCTOR SIZE | 62 MM2 | MOUNTING TYPE |  | MATERIAL | VINYL | SIZE | 68 LGX23 WDX26 HT MM | HAZARD CLASS |  | CERTIFICATION/STANDARD |  | ADDITIONAL FEATURES | COLOUR:BLACK | [41 empty] | Production Completed
STP_009 - Lot4 | Data Enrichment | KIB | OK | 2023-07-21 | 2023-08-01 |  | 1352163 | 1352163 | EA | INSULATOR,ELEC;BUS/SWITCH,66 KV,NGK |  |  | INSULATOR,ELECTRICAL;TYPE:BUS/SWITCH,VOLTAGE RATING:66 KV,MNFR:01)NGK,PTNO:01)DA65006B | EN_01)BUS/SWITCH,66 KV,01)NGK,01)DA65006B |  |  | NGK | NGK | DA65006B | [5 empty] | URL NOT FOUND | [10 empty] | CLEANSED | 39121721 Electrical insulators | INSULATOR | ELECTRICAL | TYPE | BUS/SWITCH | VOLTAGE RATING | 66 KV | IMPULSE WITHSTAND VOLTAGE |  | FLASH OVER VOLTAGE |  | CREEPAGE DISTANCE |  | ARCING DISTANCE |  | BIL RATING |  | TENSILE STRENGTH |  | NUMBER OF DISC |  | CONDUCTOR SIZE |  | MOUNTING TYPE |  | MATERIAL |  | SIZE |  | HAZARD CLASS |  | CERTIFICATION/STANDARD |  | ADDITIONAL FEATURES | [42 empty] | Production Completed
STP_009 - Lot4 | Data Enrichment | KIB | OK | 2023-07-21 | 2023-08-01 |  | 1276672 | 1276672 | EA | INSULATOR,ELEC;BUSBAR STANDOFF INDOOR |  |  | INSULATOR,ELECTRICAL;TYPE:BUSBAR STANDOFF INDOOR,VOLTAGE RATING:660 V,ADDITIONAL FEATURES EN:M10 THREAD BOTH ENDS,MNFR:01) ENERGYQLD,PTNO:01)150008 | EN_01)BUSBAR STANDOFF INDOOR,660 V,01)M10 THREAD BOTH ENDS,01)ENERGYQLD,01)150008 |  |  | ENERGYQLD | ENERGYQLD | 150008 | [5 empty] | URL NOT FOUND | [10 empty] | CLEANSED | 39121721 Electrical insulators | INSULATOR | ELECTRICAL | TYPE | BUSBAR STANDOFF INDOOR | VOLTAGE RATING | 660 V | IMPULSE WITHSTAND VOLTAGE |  | FLASH OVER VOLTAGE |  | CREEPAGE DISTANCE |  | ARCING DISTANCE |  | BIL RATING |  | TENSILE STRENGTH |  | NUMBER OF DISC |  | CONDUCTOR SIZE |  | MOUNTING TYPE |  | MATERIAL |  | SIZE |  | HAZARD CLASS |  | CERTIFICATION/STANDARD |  | ADDITIONAL FEATURES | M10 THREAD BOTH ENDS | [41 empty] | Production Completed
STP_009 - Lot4 | Data Enrichment | KIB | OK | 2023-07-21 | 2023-08-01 |  | 1350196 | 1350196 | EA | INSULATOR,ELEC;BUSBAR SUPPORT,MIMPNO |  |  | INSULATOR,ELECTRICAL;TYPE:BUSBAR SUPPORT,ADDITIONAL FEATURES EN:BROWN, DIAGRAM 20,MNFR:01)MIMPNO,PTNO:01)Z05798 | EN_01)BUSBAR SUPPORT,01)BROWN, DIAGRAM 20,01)MIMPNO,01)Z05798 |  |  | MIMPNO | MIMPNO | Z05798 | [5 empty] | URL NOT FOUND | [10 empty] | CLEANSED | 39121721 Electrical insulators | INSULATOR | ELECTRICAL | TYPE | BUSBAR SUPPORT | VOLTAGE RATING |  | IMPULSE WITHSTAND VOLTAGE |  | FLASH OVER VOLTAGE |  | CREEPAGE DISTANCE |  | ARCING DISTANCE |  | BIL RATING |  | TENSILE STRENGTH |  | NUMBER OF DISC |  | CONDUCTOR SIZE |  | MOUNTING TYPE |  | MATERIAL |  | SIZE |  | HAZARD CLASS |  | CERTIFICATION/STANDARD |  | ADDITIONAL FEATURES | COLOUR:BROWN,DIAGRAM 20 | [41 empty] | Production Completed
STP_009 - Lot4 | Data Enrichment | KIB | OK | 2023-07-21 | 2023-08-01 |  | 1230844 | 1230844 | EA | INSULATOR,ELEC;BUSBR, PLATE,ICONPLAS |  |  | INSULATOR,ELECTRICAL;BUSBAR, PLATE,ADDITIONAL FEATURES EN:9 TAB 853, UNIZED MATERIAL TO ICON,MNFR:01)ICONPLAS,PTNO:01)165-00077 | EN_01)BUSBAR, PLATE,01)9 TAB 853, UNIZED MATERIAL,01)ICONPLAS,01)165-00077 |  |  | ICONPLAS | ICONPLAS | 165-00077 | [5 empty] | URL NOT FOUND | [10 empty] | CLEANSED | 39121721 Electrical insulators | INSULATOR | ELECTRICAL | TYPE |  | VOLTAGE RATING |  | IMPULSE WITHSTAND VOLTAGE |  | FLASH OVER VOLTAGE |  | CREEPAGE DISTANCE |  | ARCING DISTANCE |  | BIL RATING |  | TENSILE STRENGTH |  | NUMBER OF DISC |  | CONDUCTOR SIZE |  | MOUNTING TYPE |  | MATERIAL |  | SIZE |  | HAZARD CLASS |  | CERTIFICATION/STANDARD |  | ADDITIONAL FEATURES | 9 TAB 853,UNIZED MATERIAL TO ICON | [41 empty] | Production Completed
STP_009 - Lot4 | Data Enrichment | KIB | OK | 2023-07-21 | 2023-08-01 |  | 1350381 | 1350381 | EA | INSULATOR,ELEC;BUSHG, REAR BUSBAR,GEC |  |  | INSULATOR,ELECTRICAL;BUSHING, REAR BUSBAR,ADDITIONAL FEATURES EN:PLUG SPOUT, FOR OLX3 1200A OCB FOR DOUBLE TYPICAL, MANUAL NO. A25D,MNFR:01)GEC,PTNO:01)AB7963/2935-1 (DWG) | EN_01)BUSHING, REAR BUSBAR,01)PLUG SPOUT, FOR OLX3 1200A,01)GEC,01)AB7963/2935-1 (DWG) |  |  | GEC | GEC | AB7963 | [5 empty] | URL NOT FOUND | [6 empty] | 2935-1 |  |  |  | CLEANSED | 39121721 Electrical insulators | INSULATOR | ELECTRICAL | TYPE |  | VOLTAGE RATING |  | IMPULSE WITHSTAND VOLTAGE |  | FLASH OVER VOLTAGE |  | CREEPAGE DISTANCE |  | ARCING DISTANCE |  | BIL RATING |  | TENSILE STRENGTH |  | NUMBER OF DISC |  | CONDUCTOR SIZE |  | MOUNTING TYPE |  | MATERIAL |  | SIZE |  | HAZARD CLASS |  | CERTIFICATION/STANDARD |  | ADDITIONAL FEATURES | PLUG SPOUT,FOR OLX3 1200A OCB,DOUBLE TYPICAL,MANUAL NO:A25D | [41 empty] | Production Completed
STP_009 - Lot4 | Data Enrichment | KIB | OK | 2023-07-21 | 2023-08-01 |  | 1350382 | 1350382 | EA | INSULATOR,ELEC;BUSHG,CU,GEC |  |  | INSULATOR,ELECTRICAL;TYPE:BUSHING,MATERIAL:COPPER,ADDITIONAL FEATURES EN:FOR OLX III 800A OCBTYPICAL, MANUAL NO. A25D,MNFR:01)GEC, PTNO:01)LL6402ZL10046-20 (DWG) | EN_01)BUSHING,EN_01)COPPER,01)FOR OLX III 800A OCBTYPICAL,01)GEC,01)LL6402ZL10046-20 (DWG) |  |  | GEC | GEC | LL6402ZL10046-20 | [5 empty] | URL NOT FOUND | [10 empty] | CLEANSED | 39121721 Electrical insulators | INSULATOR | ELECTRICAL | TYPE | BUSHING | VOLTAGE RATING |  | IMPULSE WITHSTAND VOLTAGE |  | FLASH OVER VOLTAGE |  | CREEPAGE DISTANCE |  | ARCING DISTANCE |  | BIL RATING |  | TENSILE STRENGTH |  | NUMBER OF DISC |  | CONDUCTOR SIZE |  | MOUNTING TYPE |  | MATERIAL | COPPER | SIZE |  | HAZARD CLASS |  | CERTIFICATION/STANDARD |  | ADDITIONAL FEATURES | FOR OLX III 800A OCBTYPICAL,MANUAL NO:A25D | [41 empty] | Production Completed
STP_009 - Lot4 | Data Enrichment | KIB | OK | 2023-07-21 | 2023-08-01 |  | 1276824 | 1276824 | EA | INSULATOR,ELEC;CBL,62 MM2,VINIYL |  |  | INSULATOR,ELECTRICAL;TYPE:CABLE,CONDUCTOR SIZE:62 MM2,MATERIAL:VINIYL,WD 23 X LG 68 X HT 26 MM,ADDITIONAL FEATURES EN:END ENTRY, RED,MNFR:01)ASHDOWN,PTNO:01)ACX3124 | EN_01)CABLE,62 MM2,EN_01)VINIYL,EN_01)WD 23 X LG 68 X HT 26 MM,01)END ENTRY, RED,01)ASHDOWN,01)ACX3124 |  |  | ASHDOWN | ASHDOWN | ACX3124 | [5 empty] | https://alltimediesel.com.au/product/terminal-insulator-acx3124/ | [10 empty] | ENRICHED | 39121721 Electrical insulators | INSULATOR | ELECTRICAL | TYPE | CABLE,END ENTRY,TERMINAL | VOLTAGE RATING |  | IMPULSE WITHSTAND VOLTAGE |  | FLASH OVER VOLTAGE |  | CREEPAGE DISTANCE |  | ARCING DISTANCE |  | BIL RATING |  | TENSILE STRENGTH |  | NUMBER OF DISC |  | CONDUCTOR SIZE | 62 MM2 | MOUNTING TYPE |  | MATERIAL | VINIYL | SIZE | 68 LGX23 WDX26 HT MM | HAZARD CLASS |  | CERTIFICATION/STANDARD |  | ADDITIONAL FEATURES | COLOUR:RED | [41 empty] | Production Completed
STP_009 - Lot4 | Data Enrichment | KIB | OK | 2023-07-21 | 2023-08-01 |  | 1276611 | 1276611 | EA | INSULATOR,ELEC;CBL,62 MM2,VINYL |  |  | INSULATOR,ELECTRICAL;TYPE:CABLE,CONDUCTOR SIZE:62 MM2,MATERIAL:VINYL,WD 23 X LG 68 X HT 26 MM,ADDITIONAL FEATURES EN:END ENTRY, RED,MNFR:01)ASHDOWN INGRAM,PTNO:01)ACX3124 | EN_01)CABLE,62 MM2,EN_01)VINYL,EN_01)WD 23 X LG 68 X HT 26 MM,01)END ENTRY, RED,01)ASHDOWN INGRAM,01)ACX3124 |  |  | ASHDOWN INGRAM | ASHDOWN INGRAM | ACX3124 | [5 empty] | https://alltimediesel.com.au/product/terminal-insulator-acx3124/ | [10 empty] | ENRICHED | 39121721 Electrical insulators | INSULATOR | ELECTRICAL | TYPE | CABLE,END ENTRY,TERMINAL | VOLTAGE RATING |  | IMPULSE WITHSTAND VOLTAGE |  | FLASH OVER VOLTAGE |  | CREEPAGE DISTANCE |  | ARCING DISTANCE |  | BIL RATING |  | TENSILE STRENGTH |  | NUMBER OF DISC |  | CONDUCTOR SIZE | 62 MM2 | MOUNTING TYPE |  | MATERIAL | VINYL | SIZE | 68 LGX23 WDX26 HT MM | HAZARD CLASS |  | CERTIFICATION/STANDARD |  | ADDITIONAL FEATURES | COLOUR:RED | [41 empty] | Production Completed
STP_009 - Lot4 | Data Enrichment | KIB | OK | 2023-07-21 | 2023-08-01 |  | 1276653 | 1276653 | EA | INSULATOR,ELEC;DSC,DRY 70, WET 40 KV,GL |  |  | INSULATOR,ELECTRICAL;TYPE:DISC,VOLTAGE RATING:DRY 70, WET 40 KV,TENSILE STRENGTH:70 KN,MATERIAL:GLASS,ADDITIONAL FEATURES EN:ITEM 18, REFERENCE NO: ETS 10-01-01,MNFR:01)ENERGYQLD,PTNO:01)551004 | EN_01)DISC,DRY 70, WET 40 KV,70 KN,EN_01)GLASS,01)ITEM 18, REFERENCE NO: ETS,01)ENERGYQLD,01)551004 |  |  | ENERGYQLD | ENERGYQLD | 551004 | [5 empty] | URL NOT FOUND |  | 18 | [8 empty] | CLEANSED | 39121721 Electrical insulators | INSULATOR | ELECTRICAL | TYPE | DISC | VOLTAGE RATING | DRY 70,WET 40 KV | IMPULSE WITHSTAND VOLTAGE |  | FLASH OVER VOLTAGE |  | CREEPAGE DISTANCE |  | ARCING DISTANCE |  | BIL RATING |  | TENSILE STRENGTH | 70 KN | NUMBER OF DISC |  | CONDUCTOR SIZE |  | MOUNTING TYPE |  | MATERIAL | GLASS | SIZE |  | HAZARD CLASS |  | CERTIFICATION/STANDARD |  | ADDITIONAL FEATURES | REFERENCE NO:ETS 10-01-01 | [41 empty] | Production Completed
STP_009 - Lot4 | Data Enrichment | KIB | OK | 2023-07-21 | 2023-08-01 |  | 1276829 | 1276829 | EA | INSULATOR,ELEC;END ENTRY,62 MM2,BLK |  |  | INSULATOR,ELECTRICAL;TYPE:END ENTRY,CONDUCTOR SIZE:62 MM2,WD 23 X LG 68 X HT 26 MM,ADDITIONAL FEATURES EN:BLACK,MNFR:01)ASHDOWN, PTNO:01)ACX3125 | EN_01)END ENTRY,62 MM2,EN_01)WD 23 X LG 68 X HT 26 MM,01)BLACK,01)ASHDOWN,01)ACX3125 |  |  | ASHDOWN | ASHDOWN | ACX3125 | [5 empty] | https://www.sparesbox.com.au/part/oex-stud-terminal-insulator-32-62mm2-end-entry-black-10-pack-acx3125 | [10 empty] | CLEANSED | 39121721 Electrical insulators | INSULATOR | ELECTRICAL | TYPE | END ENTRY | VOLTAGE RATING |  | IMPULSE WITHSTAND VOLTAGE |  | FLASH OVER VOLTAGE |  | CREEPAGE DISTANCE |  | ARCING DISTANCE |  | BIL RATING |  | TENSILE STRENGTH |  | NUMBER OF DISC |  | CONDUCTOR SIZE | 62 MM2 | MOUNTING TYPE |  | MATERIAL |  | SIZE | 68 LGX23 WDX26 HT MM | HAZARD CLASS |  | CERTIFICATION/STANDARD |  | ADDITIONAL FEATURES | COLOUR:BLACK | [41 empty] | Production Completed
STP_009 - Lot4 | Data Enrichment | KIB | OK | 2023-07-21 | 2023-08-01 |  | 1351318 | 1351318 | EA | INSULATOR,ELEC;FUSE SWITCH,11 KV |  |  | INSULATOR,ELECTRICAL;TYPE:FUSE SWITCH,VOLTAGE RATING:11 KV,ADDITIONAL FEATURES EN:TYPE ETV-2OIL,MNFR:01)FOWLER,PTNO:01)P-86 | EN_01)FUSE SWITCH,11 KV,01)TYPE ETV-2OIL,01)FOWLER,01)P-86 |  |  | FOWLER | FOWLER | P-86 | [5 empty] | URL NOT FOUND | [10 empty] | CLEANSED | 39121721 Electrical insulators | INSULATOR | ELECTRICAL | TYPE | FUSE SWITCH | VOLTAGE RATING | 11 KV | IMPULSE WITHSTAND VOLTAGE |  | FLASH OVER VOLTAGE |  | CREEPAGE DISTANCE |  | ARCING DISTANCE |  | BIL RATING |  | TENSILE STRENGTH |  | NUMBER OF DISC |  | CONDUCTOR SIZE |  | MOUNTING TYPE |  | MATERIAL |  | SIZE |  | HAZARD CLASS |  | CERTIFICATION/STANDARD |  | ADDITIONAL FEATURES | TYPE ETV-2OIL | [41 empty] | Production Completed
STP_009 - Lot4 | Data Enrichment | KIB | OK | 2023-07-21 | 2023-08-01 |  | 1276827 | 1276827 | EA | INSULATOR,ELEC;LH ENTRY,RED |  |  | INSULATOR,ELECTRICAL;TYPE:LH ENTRY,SIZE:WD 70 X LG 65 X HT 25 MM,ADDITIONAL FEATURES EN:RED,MNFR:01)ASHDOWN,PTNO:01)ACX3136 | EN_01)LH ENTRY,EN_01)WD 70 X LG 65 X HT 25 MM,01)RED,01)ASHDOWN,01)ACX3136 |  |  | ASHDOWN | ASHDOWN | ACX3136 | [5 empty] | https://www.blackwoods.com.au/automotive/spare-parts-automotive/repair-mounting-kits/oex-terminal-battery-insulator-red-left-entry-acx3136-pack-of-10/p/00895343 | [10 empty] | CLEANSED | 39121721 Electrical insulators | INSULATOR | ELECTRICAL | TYPE | LEFT ENTRY | VOLTAGE RATING |  | IMPULSE WITHSTAND VOLTAGE |  | FLASH OVER VOLTAGE |  | CREEPAGE DISTANCE |  | ARCING DISTANCE |  | BIL RATING |  | TENSILE STRENGTH |  | NUMBER OF DISC |  | CONDUCTOR SIZE |  | MOUNTING TYPE |  | MATERIAL |  | SIZE | 65 LGX70 WDX25 HT MM | HAZARD CLASS |  | CERTIFICATION/STANDARD |  | ADDITIONAL FEATURES | COLOUR:RED | [41 empty] | Production Completed
STP_009 - Lot4 | Data Enrichment | KIB | OK | 2023-07-21 | 2023-08-01 |  | 1276596 | 1276596 | EA | INSULATOR,ELEC;LINE POST TIE TOP,66 KV |  |  | INSULATOR,ELECTRICAL;TYPE:LINE POST TIE TOP,VOLTAGE RATING:66 KV,BIL RATING:350 KV,MATERIAL:PORCELAIN,ADDITIONAL FEATURES EN:M24 STUD NOT SUPPLIED, ITEM 14, REFERENCE NO: E,MNFR:01)ENERGYQLD,PTNO:01)553007 | EN_01)LINE POST TIE TOP,66 KV,350 KV,EN_01)PORCELAIN,01)M24 STUD NOT SUPPLIED, ITEM,01)ENERGYQLD,01)553007 |  |  | ENERGYQLD | ENERGYQLD | 553007 | [5 empty] | URL NOT FOUND |  | 14 | [8 empty] | CLEANSED | 39121721 Electrical insulators | INSULATOR | ELECTRICAL | TYPE | LINE POST TIE TOP | VOLTAGE RATING | 66 KV | IMPULSE WITHSTAND VOLTAGE |  | FLASH OVER VOLTAGE |  | CREEPAGE DISTANCE |  | ARCING DISTANCE |  | BIL RATING | 350 KV | TENSILE STRENGTH |  | NUMBER OF DISC |  | CONDUCTOR SIZE |  | MOUNTING TYPE |  | MATERIAL | PORCELAIN | SIZE |  | HAZARD CLASS |  | CERTIFICATION/STANDARD |  | ADDITIONAL FEATURES | REFERENCE NO:E,M24 STUD NOT SUPPLIED | [41 empty] | Production Completed
STP_009 - Lot4 | Data Enrichment | KIB | OK | 2023-07-21 | 2023-08-01 |  | 1276788 | 1276788 | EA | INSULATOR,ELEC;LINE POST, VERTICAL TIE T |  |  | INSULATOR,ELECTRICAL;TYPE:LINE POST, VERTICAL TIE TOP,VOLTAGE RATING:200 BIL 33, TRIDENT 22 KV,MATERIAL:PORCELAIN,ADDITIONAL FEATURES EN:M20 STUD NOT SUPPLIED, ITEM 13, REFERENCE NO: E,MNFR:01)ENERGYQLD,PTNO:01)104200 | EN_01)LINE POST, VERTICAL TIE,200 BIL 33, TRIDENT 22 KV,EN_01)PORCELAIN,01)M20 STUD NOT SUPPLIED, ITEM,01)ENERGYQLD,01)104200 |  |  | ENERGYQLD | ENERGYQLD | 104200 | [5 empty] | URL NOT FOUND |  | 13 | [8 empty] | CLEANSED | 39121721 Electrical insulators | INSULATOR | ELECTRICAL | TYPE | LINE POST | VOLTAGE RATING | 200 BIL 33,TRIDENT 22 KV | IMPULSE WITHSTAND VOLTAGE |  | FLASH OVER VOLTAGE |  | CREEPAGE DISTANCE |  | ARCING DISTANCE |  | BIL RATING |  | TENSILE STRENGTH |  | NUMBER OF DISC |  | CONDUCTOR SIZE |  | MOUNTING TYPE | VERTICAL TIE TOP | MATERIAL | PORCELAIN | SIZE |  | HAZARD CLASS |  | CERTIFICATION/STANDARD |  | ADDITIONAL FEATURES | BRAND:TRIDENT,REFERENCE NO:E,M20 STUD NOT SUPPLIED | [41 empty] | Production Completed
STP_009 - Lot4 | Data Enrichment | KIB | OK | 2023-07-21 | 2023-08-01 | Processed based on Websource, Conflict w.r.t Input | 1277026 | 1277026 | EA | INSULATOR,ELEC;LINE POST, VERTICAL TIE T |  |  | INSULATOR,ELECTRICAL;TYPE:LINE POST, VERTICAL TIE TOP,VOLTAGE RATING:22 (11 TRIDENT) 150 BIL KV,MATERIAL:PORCELAIN,ADDITIONAL FEATURES EN:C/W M20 STUD, ITEM 9, REFERENCE NO: ETS 10-01-0,MNFR:01)ENERGYQLD,PTNO:01)104197 | EN_01)LINE POST, VERTICAL TIE,22 (11 TRIDENT) 150 BIL KV,EN_01)PORCELAIN,01)C/W M20 STUD, ITEM 9, REFER,01)ENERGYQLD,01)104197 |  |  | ENERGYQLD | ENERGYQLD | 104197 | LUTZE INC |  |  |  |  | URL NOT FOUND |  | 9 | [8 empty] | ENRICHED | 26121666 Communication cable assembly | CABLE | COMMUNICATION | TYPE | LINE POST,VERTICAL TIE TOP | IMPEDANCE |  | DIAMETER |  | CONDUCTOR SIZE | 20 AWG | CORE STRANDS |  | NUMBER OF CONDUCTORS |  | CONDUCTOR MATERIAL |  | JACKET MATERIAL | PVC | INSULATION MATERIAL | POLYOLEFIN | LENGTH |  | VOLTAGE RATING | 22 (11 TRIDENT) 150 BIL KV | TEMPERATURE RATING |  | HAZARD CLASS |  | CERTIFICATION/STANDARD |  | ADDITIONAL FEATURES | C/W M20 STUD,REFERENCE NO:ETS 10-01-0 | [43 empty] | Production Completed
STP_009 - Lot4 | Data Enrichment | KIB | OK | 2023-07-21 | 2023-08-01 |  | 1277018 | 1277018 | EA | INSULATOR,ELEC;LINE POST,132 KV,HORIZ |  |  | INSULATOR,ELECTRICAL;TYPE:LINE POST,VOLTAGE RATING:132 KV,MOUNTING TYPE:HORIZONTAL,ADDITIONAL FEATURES EN:SEDIVER 34 SHED COMPOSITE, 2 HOLE DROPPED TONGU,VER, 835 CKV CRITICAL IMPULSE FLASHOVER, REF NPSN30XH034S0R0,MNFR:01)ENERGYQLD,PTNO:01)2424174 | EN_01)LINE POST,132 KV,HORIZONTAL,01)SEDIVER 34 SHED COMPOSITE,02)VER, 835 CKV CRITICAL IMPUL,01)ENERGYQLD,01)2424174 |  |  | ENERGYQLD | ENERGYQLD | 2424174 | [5 empty] | URL NOT FOUND | [10 empty] | CLEANSED | 39121721 Electrical insulators | INSULATOR | ELECTRICAL | TYPE | LINE POST | VOLTAGE RATING | 132 KV | IMPULSE WITHSTAND VOLTAGE |  | FLASH OVER VOLTAGE |  | CREEPAGE DISTANCE |  | ARCING DISTANCE |  | BIL RATING |  | TENSILE STRENGTH |  | NUMBER OF DISC |  | CONDUCTOR SIZE |  | MOUNTING TYPE | HORIZONTAL | MATERIAL |  | SIZE |  | HAZARD CLASS |  | CERTIFICATION/STANDARD |  | ADDITIONAL FEATURES | SEDIVER 34 SHED COMPOSITE,2 HOLE DROPPED TONGU,VER,835 CKV CRITICAL IMPULSE FLASHOVER,REF NPSN30XH034S0R0 | [41 empty] | Production Completed
STP_009 - Lot4 | Data Enrichment | KIB | OK | 2023-07-21 | 2023-08-01 |  | 1276893 | 1276893 | EA | INSULATOR,ELEC;LINE POST,22 KV,150 KV |  |  | INSULATOR,ELECTRICAL;TYPE:LINE POST,VOLTAGE RATING:22 KV,BIL RATING:150 KV,MOUNTING TYPE:VERTICAL CLAMP TOP,MATERIAL:PORCELAIN, ADDITIONAL FEATURES EN:AS DESIGNATION SUITABLE FOR USE WITH GALV M24 B,1812/96/T,MNFR:01)ENERGYQLD,PTNO:01)560320 | EN_01)LINE POST,22 KV,150 KV,VERTICAL CLAMP TOP,EN_01)PORCELAIN,01)AS DESIGNATION SUITABLE FOR,02)1812/96/T,01)ENERGYQLD,01)560320 |  |  | ENERGYQLD | ENERGYQLD | 560320 | [5 empty] | URL NOT FOUND | [10 empty] | CLEANSED | 39121721 Electrical insulators | INSULATOR | ELECTRICAL | TYPE | LINE POST | VOLTAGE RATING | 22 KV | IMPULSE WITHSTAND VOLTAGE |  | FLASH OVER VOLTAGE |  | CREEPAGE DISTANCE |  | ARCING DISTANCE |  | BIL RATING | 150 KV | TENSILE STRENGTH |  | NUMBER OF DISC |  | CONDUCTOR SIZE |  | MOUNTING TYPE | VERTICAL CLAMP TOP | MATERIAL | PORCELAIN | SIZE |  | HAZARD CLASS |  | CERTIFICATION/STANDARD |  | ADDITIONAL FEATURES | AS DESIGNATION SUITABLE FOR USE C/W GALV M24 B,1812/96/T | [41 empty] | Production Completed
STP_009 - Lot4 | Data Enrichment | KIB | OK | 2023-07-21 | 2023-08-01 |  | 1351172 | 1351172 | EA | INSULATOR,ELEC;LOW VOLATGE, SHACKLE |  |  | INSULATOR,ELECTRICAL;LOW VOLATGE, SHACKLE,ADDITIONAL FEATURES EN:BULLAR,MNFR:01)MIMPNO,PTNO:01)Z05615 | EN_01)LOW VOLATGE, SHACKLE,01)BULLAR,01)MIMPNO,01)Z05615 |  |  | MIMPNO | MIMPNO | Z05615 | [5 empty] | URL NOT FOUND | [10 empty] | CLEANSED | 39121721 Electrical insulators | INSULATOR | ELECTRICAL | TYPE |  | VOLTAGE RATING |  | IMPULSE WITHSTAND VOLTAGE |  | FLASH OVER VOLTAGE |  | CREEPAGE DISTANCE |  | ARCING DISTANCE |  | BIL RATING |  | TENSILE STRENGTH |  | NUMBER OF DISC |  | CONDUCTOR SIZE |  | MOUNTING TYPE |  | MATERIAL |  | SIZE |  | HAZARD CLASS |  | CERTIFICATION/STANDARD |  | ADDITIONAL FEATURES | BULLAR | [41 empty] | Production Completed
STP_009 - Lot4 | Data Enrichment | KIB | OK | 2023-07-21 | 2023-08-01 |  | 1276624 | 1276624 | EA | INSULATOR,ELEC;LP.LV |  |  | INSULATOR,ELECTRICAL;TYPE:LP.LV,ADDITIONAL FEATURES EN:PIN 7KN, LV, PATTERN 'B' THREAD, ETS 10-01-01,MNFR:01)ENERGYQLD,PTNO:01) 560003 | EN_01)LP.LV,01)PIN 7KN, LV, PATTERN 'B' TH,01)ENERGYQLD,01)560003 |  |  | ENERGYQLD | ENERGYQLD | 560003 | [5 empty] | URL NOT FOUND | [10 empty] | CLEANSED | 39121721 Electrical insulators | INSULATOR | ELECTRICAL | TYPE | LP,LV,PIN | VOLTAGE RATING |  | IMPULSE WITHSTAND VOLTAGE |  | FLASH OVER VOLTAGE |  | CREEPAGE DISTANCE |  | ARCING DISTANCE |  | BIL RATING |  | TENSILE STRENGTH | 7 KN | NUMBER OF DISC |  | CONDUCTOR SIZE |  | MOUNTING TYPE |  | MATERIAL |  | SIZE |  | HAZARD CLASS |  | CERTIFICATION/STANDARD |  | ADDITIONAL FEATURES | PATTERN B THREAD,ETS 10-01-01 | [41 empty] | Production Completed
STP_009 - Lot4 | Data Enrichment | KIB | OK | 2023-07-21 | 2023-08-01 |  | 1276979 | 1276979 | EA | INSULATOR,ELEC;LUG, END ENTRY,5 MM2,BLK |  |  | INSULATOR,ELECTRICAL;TYPE:LUG, END ENTRY,CONDUCTOR SIZE:5 MM2,MATERIAL:VINYL,WD 17 X LG 47 X HT 22 MM,ADDITIONAL FEATURES EN: BLACK,MNFR:01)ASHDOWN,PTNO:01)ACX3121 | EN_01)LUG, END ENTRY,5 MM2,EN_01)VINYL,EN_01)WD 17 X LG 47 X HT 22 MM,01)BLACK,01)ASHDOWN,01)ACX3121 |  |  | ASHDOWN | ASHDOWN | ACX3121 | [5 empty] | https://fliphtml5.com/gejmy/awph/basic/51-100 | [10 empty] | CLEANSED | 39121721 Electrical insulators | INSULATOR | ELECTRICAL | TYPE | LUG,END ENTRY | VOLTAGE RATING |  | IMPULSE WITHSTAND VOLTAGE |  | FLASH OVER VOLTAGE |  | CREEPAGE DISTANCE |  | ARCING DISTANCE |  | BIL RATING |  | TENSILE STRENGTH |  | NUMBER OF DISC |  | CONDUCTOR SIZE | 5 MM2 | MOUNTING TYPE |  | MATERIAL | VINYL | SIZE | 47 LGX17 WDX22 HT MM | HAZARD CLASS |  | CERTIFICATION/STANDARD |  | ADDITIONAL FEATURES | COLOUR:BLACK | [41 empty] | Production Completed
STP_009 - Lot4 | Data Enrichment | KIB | OK | 2023-07-21 | 2023-08-01 |  | 1276696 | 1276696 | EA | INSULATOR,ELEC;LUG, END ENTRY,5 MM2,BLK |  |  | INSULATOR,ELECTRICAL;TYPE:LUG, END ENTRY,CONDUCTOR SIZE:5 MM2,MATERIAL:VINYL,WD 17 X LG 47 X HT 22 MM,ADDITIONAL FEATURES EN: BLACK,MNFR:01)ASHDOWN INGRAM,PTNO:01)ACX3121 | EN_01)LUG, END ENTRY,5 MM2,EN_01)VINYL,EN_01)WD 17 X LG 47 X HT 22 MM,01)BLACK,01)ASHDOWN INGRAM,01)ACX3121 |  |  | ASHDOWN INGRAM | ASHDOWN INGRAM | ACX3121 | [5 empty] | https://fliphtml5.com/gejmy/awph/basic/51-100 | [10 empty] | CLEANSED | 39121721 Electrical insulators | INSULATOR | ELECTRICAL | TYPE | LUG,END ENTRY | VOLTAGE RATING |  | IMPULSE WITHSTAND VOLTAGE |  | FLASH OVER VOLTAGE |  | CREEPAGE DISTANCE |  | ARCING DISTANCE |  | BIL RATING |  | TENSILE STRENGTH |  | NUMBER OF DISC |  | CONDUCTOR SIZE | 5 MM2 | MOUNTING TYPE |  | MATERIAL | VINYL | SIZE | 47 LGX17 WDX22 HT MM | HAZARD CLASS |  | CERTIFICATION/STANDARD |  | ADDITIONAL FEATURES | COLOUR:BLACK | [41 empty] | Production Completed
STP_009 - Lot4 | Data Enrichment | KIB | OK | 2023-07-21 | 2023-08-01 |  | 1276978 | 1276978 | EA | INSULATOR,ELEC;LUG, END ENTRY,5 MM2,RED |  |  | INSULATOR,ELECTRICAL;TYPE:LUG, END ENTRY,CONDUCTOR SIZE:5 MM2,MATERIAL:VINYL,WD 17 X LG 47 X HT 22 MM,ADDITIONAL FEATURES EN:RED, MNFR:01)ASHDOWN,PTNO:01)ACX3120 | EN_01)LUG, END ENTRY,5 MM2,EN_01)VINYL,EN_01)WD 17 X LG 47 X HT 22 MM,01)RED,01)ASHDOWN,01)ACX3120 |  |  | ASHDOWN | ASHDOWN | ACX3120 | [5 empty] | https://fliphtml5.com/gejmy/awph/basic/51-100 | [10 empty] | CLEANSED | 39121721 Electrical insulators | INSULATOR | ELECTRICAL | TYPE | LUG,END ENTRY | VOLTAGE RATING |  | IMPULSE WITHSTAND VOLTAGE |  | FLASH OVER VOLTAGE |  | CREEPAGE DISTANCE |  | ARCING DISTANCE |  | BIL RATING |  | TENSILE STRENGTH |  | NUMBER OF DISC |  | CONDUCTOR SIZE | 5 MM2 | MOUNTING TYPE |  | MATERIAL | VINYL | SIZE | 47 LGX17 WDX22 HT MM | HAZARD CLASS |  | CERTIFICATION/STANDARD |  | ADDITIONAL FEATURES | COLOUR:RED | [41 empty] | Production Completed
STP_009 - Lot4 | Data Enrichment | KIB | OK | 2023-07-21 | 2023-08-01 |  | 1276566 | 1276566 | EA | INSULATOR,ELEC;LUG, END ENTRY,5 MM2,RED |  |  | INSULATOR,ELECTRICAL;TYPE:LUG, END ENTRY,CONDUCTOR SIZE:5 MM2,MATERIAL:VINYL,WD 17 X LG 47 X HT 22 MM,ADDITIONAL FEATURES EN:RED, MNFR:01)ASHDOWN INGRAM,PTNO:01)ACX3120 | EN_01)LUG, END ENTRY,5 MM2,EN_01)VINYL,EN_01)WD 17 X LG 47 X HT 22 MM,01)RED,01)ASHDOWN INGRAM,01)ACX3120 |  |  | ASHDOWN INGRAM | ASHDOWN INGRAM | ACX3120 | [5 empty] | https://fliphtml5.com/gejmy/awph/basic/51-100 | [10 empty] | CLEANSED | 39121721 Electrical insulators | INSULATOR | ELECTRICAL | TYPE | LUG,END ENTRY | VOLTAGE RATING |  | IMPULSE WITHSTAND VOLTAGE |  | FLASH OVER VOLTAGE |  | CREEPAGE DISTANCE |  | ARCING DISTANCE |  | BIL RATING |  | TENSILE STRENGTH |  | NUMBER OF DISC |  | CONDUCTOR SIZE | 5 MM2 | MOUNTING TYPE |  | MATERIAL | VINYL | SIZE | 47 LGX17 WDX22 HT MM | HAZARD CLASS |  | CERTIFICATION/STANDARD |  | ADDITIONAL FEATURES | COLOUR:RED | [41 empty] | Production Completed
STP_009 - Lot4 | Data Enrichment | KIB | OK | 2023-07-21 | 2023-08-01 |  | 1352160 | 1352160 | EA | INSULATOR,ELEC;NYL,BARKTAYL,D4.11 |  |  | INSULATOR,ELECTRICAL;MATERIAL:NYLON,MNFR:01)BARKTAYL,PTNO:01)D4.11 | EN_01)NYLON,01)BARKTAYL,01)D4.11 |  |  | BARKTAYL | BARKTAYL | D4.11 | [5 empty] | URL NOT FOUND | [10 empty] | CLEANSED | 39121721 Electrical insulators | INSULATOR | ELECTRICAL | TYPE |  | VOLTAGE RATING |  | IMPULSE WITHSTAND VOLTAGE |  | FLASH OVER VOLTAGE |  | CREEPAGE DISTANCE |  | ARCING DISTANCE |  | BIL RATING |  | TENSILE STRENGTH |  | NUMBER OF DISC |  | CONDUCTOR SIZE |  | MOUNTING TYPE |  | MATERIAL | NYLON | SIZE |  | HAZARD CLASS |  | CERTIFICATION/STANDARD |  | ADDITIONAL FEATURES | [42 empty] | Production Completed
STP_009 - Lot4 | Data Enrichment | KIB | OK | 2023-07-21 | 2023-08-01 |  | 1276656 | 1276656 | EA | INSULATOR,ELEC;PIN |  |  | INSULATOR,ELECTRICAL;TYPE:PIN,MOUNTING TYPE:STUD STAINLESS STEEL 316 ROLLED M20-2.5 X LG 200 MM,ADDITIONAL FEATURES EN:ETS 01-01- 01, MANUFACTURER: ENERGYQLD, REFERENC,MNFR:01)ENERGYQLD,PTNO:01)456065 | EN_01)PIN,STUD STAINLESS STEEL 316 ROLLE,01)ETS 01-01-01, MANUFACTURER:,01)ENERGYQLD,01)456065 |  |  | ENERGYQLD | ENERGYQLD | 456065 | [5 empty] | URL NOT FOUND | [10 empty] | CLEANSED | 39121721 Electrical insulators | INSULATOR | ELECTRICAL | TYPE | PIN | VOLTAGE RATING |  | IMPULSE WITHSTAND VOLTAGE |  | FLASH OVER VOLTAGE |  | CREEPAGE DISTANCE |  | ARCING DISTANCE |  | BIL RATING |  | TENSILE STRENGTH |  | NUMBER OF DISC |  | CONDUCTOR SIZE |  | MOUNTING TYPE | STUD STAINLESS STEEL 316 ROLLED M20-2.5 X LG 200 MM | MATERIAL |  | SIZE |  | HAZARD CLASS |  | CERTIFICATION/STANDARD |  | ADDITIONAL FEATURES | ETS 01-01- 01 | [41 empty] | Production Completed
STP_009 - Lot4 | Data Enrichment | KIB | OK | 2023-07-21 | 2023-08-01 |  | 1276660 | 1276660 | EA | INSULATOR,ELEC;PIN |  |  | INSULATOR,ELECTRICAL;TYPE:PIN,MOUNTING TYPE:STUD STAINLESS STEEL 316 ROLLED M20-2.5 X LG 165 MM,ADDITIONAL FEATURES EN:ETS 01-01- 01, MANUFACTURER: ENERGYQLD, REFERENC,MNFR:01)ENERGYQLD,PTNO:01)455964 | EN_01)PIN,STUD STAINLESS STEEL 316 ROLLE,01)ETS 01-01-01, MANUFACTURER:,01)ENERGYQLD,01)455964 |  |  | ENERGYQLD | ENERGYQLD | 455964 | [5 empty] | URL NOT FOUND | [10 empty] | CLEANSED | 39121721 Electrical insulators | INSULATOR | ELECTRICAL | TYPE | PIN | VOLTAGE RATING |  | IMPULSE WITHSTAND VOLTAGE |  | FLASH OVER VOLTAGE |  | CREEPAGE DISTANCE |  | ARCING DISTANCE |  | BIL RATING |  | TENSILE STRENGTH |  | NUMBER OF DISC |  | CONDUCTOR SIZE |  | MOUNTING TYPE | STUD STAINLESS STEEL 316 ROLLED M20-2.5 X LG 165 MM | MATERIAL |  | SIZE |  | HAZARD CLASS |  | CERTIFICATION/STANDARD |  | ADDITIONAL FEATURES | ETS 01-01- 01 | [41 empty] | Production Completed
STP_009 - Lot4 | Data Enrichment | KIB | OK | 2023-07-21 | 2023-08-01 |  | 1276705 | 1276705 | EA | INSULATOR,ELEC;PIN |  |  | INSULATOR,ELECTRICAL;TYPE:PIN,MOUNTING TYPE:STUD STAINLESS STEEL 316 ROLLED M24-3 X LG 165 MM,ADDITIONAL FEATURES EN:MANUFACTURER: ENERGYQLD, REFERENCE NO: C/200/11,MNFR:01)ENERGYQLD,PTNO:01)2407095 | EN_01)PIN,STUD STAINLESS STEEL 316 ROLLE,01)MANUFACTURER: ENERGYQLD, RE,01)ENERGYQLD,01)2407095 |  |  | ENERGYQLD | ENERGYQLD | 2407095 | [5 empty] | URL NOT FOUND | [10 empty] | CLEANSED | 39121721 Electrical insulators | INSULATOR | ELECTRICAL | TYPE | PIN | VOLTAGE RATING |  | IMPULSE WITHSTAND VOLTAGE |  | FLASH OVER VOLTAGE |  | CREEPAGE DISTANCE |  | ARCING DISTANCE |  | BIL RATING |  | TENSILE STRENGTH |  | NUMBER OF DISC |  | CONDUCTOR SIZE |  | MOUNTING TYPE | STUD STAINLESS STEEL 316 ROLLED M24-3 X LG 165 MM | MATERIAL |  | SIZE |  | HAZARD CLASS |  | CERTIFICATION/STANDARD |  | ADDITIONAL FEATURES | REFERENCE NO:C/200/11 | [41 empty] | Production Completed
STP_009 - Lot4 | Data Enrichment | KIB | OK | 2023-07-21 | 2023-08-01 |  | 1276817 | 1276817 | EA | INSULATOR,ELEC;PIN 11KV, 7KN, TYPE SLP/1 |  |  | INSULATOR,ELECTRICAL;ADDITIONAL FEATURES EN:PIN 11KV, 7KN, TYPE SLP/11/180, PATTERN 'A' THR,TEM 3 (SCM),MNFR:01)ENERGYQLD,PTNO:01) 560119 | 01)PIN 11KV, 7KN, TYPE SLP/11/,02)TEM 3 (SCM),01)ENERGYQLD,01)560119 |  |  | ENERGYQLD | ENERGYQLD | 560119 | [5 empty] | URL NOT FOUND | [10 empty] | CLEANSED | 39121721 Electrical insulators | INSULATOR | ELECTRICAL | TYPE |  | VOLTAGE RATING |  | IMPULSE WITHSTAND VOLTAGE |  | FLASH OVER VOLTAGE |  | CREEPAGE DISTANCE |  | ARCING DISTANCE |  | BIL RATING |  | TENSILE STRENGTH |  | NUMBER OF DISC |  | CONDUCTOR SIZE |  | MOUNTING TYPE |  | MATERIAL |  | SIZE |  | HAZARD CLASS |  | CERTIFICATION/STANDARD |  | ADDITIONAL FEATURES | PIN 11KV,7KN,TYPE SLP/11/180,PATTERN 'A' THR,TEM 3 (SCM) | [41 empty] | Production Completed
STP_009 - Lot4 | Data Enrichment | KIB | OK | 2023-07-21 | 2023-08-01 |  | 1276986 | 1276986 | EA | INSULATOR,ELEC;PIN BRIDGING,11/12 KV |  |  | INSULATOR,ELECTRICAL;TYPE:PIN BRIDGING,VOLTAGE RATING:11/12 KV,BIL RATING:150 KV,TENSILE STRENGTH:5 KN,MATERIAL:PORCELAIN, ADDITIONAL FEATURES EN:PATTERN 'C' THREAD, ITEM 6,MNFR:01)ENERGYQLD,PTNO:01)560526 | EN_01)PIN BRIDGING,11/12 KV,150 KV,5 KN,EN_01)PORCELAIN,01)PATTERN 'C' THREAD, ITEM 6,01)ENERGYQLD,01)560526 |  |  | ENERGYQLD | ENERGYQLD | 560526 | [5 empty] | URL NOT FOUND | [10 empty] | CLEANSED | 39121721 Electrical insulators | INSULATOR | ELECTRICAL | TYPE | PIN BRIDGING | VOLTAGE RATING | 11/12 KV | IMPULSE WITHSTAND VOLTAGE |  | FLASH OVER VOLTAGE |  | CREEPAGE DISTANCE |  | ARCING DISTANCE |  | BIL RATING | 150 KV | TENSILE STRENGTH | 5 KN | NUMBER OF DISC |  | CONDUCTOR SIZE |  | MOUNTING TYPE |  | MATERIAL | PORCELAIN | SIZE |  | HAZARD CLASS |  | CERTIFICATION/STANDARD |  | ADDITIONAL FEATURES | PATTERN 'C' THREAD,ITEM 6 | [41 empty] | Production Completed
STP_009 - Lot4 | Data Enrichment | KIB | OK | 2023-07-21 | 2023-08-01 |  | 1277000 | 1277000 | EA | INSULATOR,ELEC;PIN BRIDGING,33 KV,170 KV |  |  | INSULATOR,ELECTRICAL;TYPE:PIN BRIDGING,VOLTAGE RATING:33 KV,FLASH OVER VOLTAGE:170 KV,MOUNTING TYPE:VERTICAL VICE TOP,MATERIAL:PE, ADDITIONAL FEATURES EN:BIL, PATTERN 'C' THREAD,MNFR:01)SCM,PTNO:01)104217,MNFR:02)ENERGYQLD,PTNO:02)104217 | EN_01)PIN BRIDGING,33 KV,170 KV,VERTICAL VICE TOP,EN_01)PE,01)BIL, PATTERN 'C' THREAD,01)SCM,02)ENERGYQLD,01)104217,02)104217 |  |  | ENERGYQLD | SCM | 104217 |  | ENERGYQLD | 104217 |  |  | URL NOT FOUND | [10 empty] | CLEANSED | 39121721 Electrical insulators | INSULATOR | ELECTRICAL | TYPE | PIN BRIDGING | VOLTAGE RATING | 33 KV | IMPULSE WITHSTAND VOLTAGE |  | FLASH OVER VOLTAGE | 170 KV | CREEPAGE DISTANCE |  | ARCING DISTANCE |  | BIL RATING |  | TENSILE STRENGTH |  | NUMBER OF DISC |  | CONDUCTOR SIZE |  | MOUNTING TYPE | VERTICAL VICE TOP | MATERIAL | POLYETHYLENE | SIZE |  | HAZARD CLASS |  | CERTIFICATION/STANDARD |  | ADDITIONAL FEATURES | BIL,PATTERN 'C' THREAD | [41 empty] | Production Completed
STP_009 - Lot4 | Data Enrichment | KIB | OK | 2023-07-21 | 2023-08-01 |  | 1276620 | 1276620 | EA | INSULATOR,ELEC;PIN,7 |  |  | INSULATOR,ELECTRICAL;TYPE:PIN,MOUNTING TYPE:STUD STAINLESS STEEL 316 ROLLED M20-2.5 X LG 200 MM,ADDITIONAL FEATURES EN:ETS 01-01- 01 TYPICAL, MANUFACTURER: ENERGYQLD,7,MNFR:01)ENERGYQLD,PTNO:01)456081 | EN_01)PIN,STUD STAINLESS STEEL 316 ROLLE,01)ETS 01-01-01 TYPICAL, MANUF,02)7,01)ENERGYQLD,01)456081 |  |  | ENERGYQLD | ENERGYQLD | 456081 | [5 empty] | URL NOT FOUND | [10 empty] | CLEANSED | 39121721 Electrical insulators | INSULATOR | ELECTRICAL | TYPE | PIN | VOLTAGE RATING |  | IMPULSE WITHSTAND VOLTAGE |  | FLASH OVER VOLTAGE |  | CREEPAGE DISTANCE |  | ARCING DISTANCE |  | BIL RATING |  | TENSILE STRENGTH |  | NUMBER OF DISC |  | CONDUCTOR SIZE |  | MOUNTING TYPE | STUD STAINLESS STEEL 316 ROLLED M20-2.5 X LG 200 MM | MATERIAL |  | SIZE |  | HAZARD CLASS |  | CERTIFICATION/STANDARD |  | ADDITIONAL FEATURES | ETS 01-01- 01 TYPICAL,7 | [41 empty] | Production Completed
STP_009 - Lot4 | Data Enrichment | KIB | OK | 2023-07-21 | 2023-08-01 |  | 1276652 | 1276652 | EA | INSULATOR,ELEC;PIN,7 |  |  | INSULATOR,ELECTRICAL;TYPE:PIN,MOUNTING TYPE:STUD STAINLESS STEEL 316 ROLLED M20-2.5 X LG 165 MM,ADDITIONAL FEATURES EN:ETS 01-01- 01 TYPICAL, MANUFACTURER: ENERGYQLD,7,MNFR:01)ENERGYQLD,PTNO:01)456006 | EN_01)PIN,STUD STAINLESS STEEL 316 ROLLE,01)ETS 01-01-01 TYPICAL, MANUF,02)7,01)ENERGYQLD,01)456006 |  |  | ENERGYQLD | ENERGYQLD | 456006 | [5 empty] | URL NOT FOUND | [10 empty] | CLEANSED | 39121721 Electrical insulators | INSULATOR | ELECTRICAL | TYPE | PIN | VOLTAGE RATING |  | IMPULSE WITHSTAND VOLTAGE |  | FLASH OVER VOLTAGE |  | CREEPAGE DISTANCE |  | ARCING DISTANCE |  | BIL RATING |  | TENSILE STRENGTH |  | NUMBER OF DISC |  | CONDUCTOR SIZE |  | MOUNTING TYPE | STUD STAINLESS STEEL 316 ROLLED M20-2.5 X LG 165 MM | MATERIAL |  | SIZE |  | HAZARD CLASS |  | CERTIFICATION/STANDARD |  | ADDITIONAL FEATURES | ETS 01-01- 01 TYPICAL,7 | [41 empty] | Production Completed
STP_009 - Lot4 | Data Enrichment | KIB | OK | 2023-07-21 | 2023-08-01 |  | 1276642 | 1276642 | EA | INSULATOR,ELEC;PREFORMED TOP,DIA 112 MM |  |  | INSULATOR,ELECTRICAL;TYPE:PREFORMED TOP,SIZE:DIA 112 MM,ADDITIONAL FEATURES EN:19/3.75 AAC, P50, PLUTO ARMOURED, SCM,MNFR:01) ENERGYQLD,PTNO:01)482219 | EN_01)PREFORMED TOP,EN_01)DIA 112 MM,01)19/3.75 AAC, P50, PLUTO ARM,01)ENERGYQLD,01)482219 |  |  | ENERGYQLD | ENERGYQLD | 482219 |  | SCM |  |  |  | URL NOT FOUND | [10 empty] | CLEANSED | 39121721 Electrical insulators | INSULATOR | ELECTRICAL | TYPE | PREFORMED TOP | VOLTAGE RATING |  | IMPULSE WITHSTAND VOLTAGE |  | FLASH OVER VOLTAGE |  | CREEPAGE DISTANCE |  | ARCING DISTANCE |  | BIL RATING |  | TENSILE STRENGTH |  | NUMBER OF DISC |  | CONDUCTOR SIZE |  | MOUNTING TYPE |  | MATERIAL |  | SIZE | 112 MM DIA | HAZARD CLASS |  | CERTIFICATION/STANDARD |  | ADDITIONAL FEATURES | 19/3.75 AAC,P50,PLUTO ARMOURED | [41 empty] | Production Completed
STP_009 - Lot4 | Data Enrichment | KIB | OK | 2023-07-21 | 2023-08-01 |  | 1276853 | 1276853 | EA | INSULATOR,ELEC;PREFORMED TOP,DIA 112 MM |  |  | INSULATOR,ELECTRICAL;TYPE:PREFORMED TOP,SIZE:DIA 112 MM,ADDITIONAL FEATURES EN:7/4.75 AAC, AAAC 6/4.75+7/1.60 ACSR, ARMOURED,MNFR: 01)ENERGYQLD,PTNO:01)482384 | EN_01)PREFORMED TOP,EN_01)DIA 112 MM,01)7/4.75 AAC, AAAC 6/4.75+7/1,01)ENERGYQLD,01)482384 |  |  | ENERGYQLD | ENERGYQLD | 482384 | [5 empty] | URL NOT FOUND | [10 empty] | CLEANSED | 39121721 Electrical insulators | INSULATOR | ELECTRICAL | TYPE | PREFORMED TOP | VOLTAGE RATING |  | IMPULSE WITHSTAND VOLTAGE |  | FLASH OVER VOLTAGE |  | CREEPAGE DISTANCE |  | ARCING DISTANCE |  | BIL RATING |  | TENSILE STRENGTH |  | NUMBER OF DISC |  | CONDUCTOR SIZE |  | MOUNTING TYPE |  | MATERIAL |  | SIZE | 112 MM DIA | HAZARD CLASS |  | CERTIFICATION/STANDARD |  | ADDITIONAL FEATURES | 7/4.75 AAC,AAAC 6/4.75+7/1.60 ACSR,ARMOURED | [41 empty] | Production Completed