## Sheet1
Project | Activities | Production User | Production Comments | Start Date | End Date | Remarks | Griha ID | MATNR | MEINS | MAKTX_EN | MAKTX_ES | MAKTX_FR | TEXT_EN | Class_Char_Catted | MFRPN | MFRNR | MFRNR DES | MNFR | PTNO | Verified MNFR from web | MNFR 1 | PTNO 1 | MNFR 2 | PTNO 2 | Reference URL | Reference URL1 | Item Number | Equipment Type | Equipment Manufacturer | Equipment Model | Equipment Serial | DWG | DRAWING VERSION | POS/TAG | Unused Text | Enriched/Cleansed | UNSPSC Ver.23.07 | Noun | Modifier | Attribute Name 1 | Attribute Value 1 | Attribute Name 2 | Attribute Value 2 | Attribute Name 3 | Attribute Value 3 | Attribute Name 4 | Attribute Value 4 | Attribute Name 5 | Attribute Value 5 | Attribute Name 6 | Attribute Value 6 | Attribute Name 7 | Attribute Value 7 | Attribute Name 8 | Attribute Value 8 | Attribute Name 9 | Attribute Value 9 | Attribute Name 10 | Attribute Value 10 | Attribute Name 11 | Attribute Value 11 | Attribute Name 12 | Attribute Value 12 | Attribute Name 13 | Attribute Value 13 | Attribute Name 14 | Attribute Value 14 | Attribute Name 15 | Attribute Value 15 | Attribute Name 16 | Attribute Value 16 | Attribute Name 17 | Attribute Value 17 | Attribute Name 18 | Attribute Value 18 | Attribute Name 19 | Attribute Value 19 | Attribute Name 20 | Attribute Value 20 | Attribute Name 21 | Attribute Value 21 | Attribute Name 22 | Attribute Value 22 | Attribute Name 23 | Attribute Value 23 | Attribute Name 24 | Attribute Value 24 | Attribute Name 25 | Attribute Value 25 | Attribute Name 26 | Attribute Value 26 | Attribute Name 27 | Attribute Value 27 | Attribute Name 28 | Attribute Value 28 | Attribute Name 29 | Attribute Value 29 | Attribute Name 30 | Attribute Value 30 | Attribute Name 31 | Attribute Value 31 | Attribute Name 32 | Attribute Value 32 | Attribute Name 33 | Attribute Value 33 | Attribute Name 34 | Attribute Value 34 | Attribute Name 35 | Attribute Value 35 | Attribute Name 36 | Attribute Value 36 | Remaining_Information | Status
STP_009 - Lot4 | Data Enrichment | RMU | OK | 2023-07-21 | 2023-08-01 |  | 1383185 | 1383185 | EA | ASSEMBLY;BACK TO BACK |  |  | ASSEMBLY;TYPE:BACK TO BACK,MNFR:01)HAYMANS ELECTRICAL (PARTS),PTNO:01)CACF-348-1 | EN_01)BACK TO BACK,01)HAYMANS ELECTRICAL (PARTS),01)CACF-348-1 |  |  | HAYMANS ELECTRICAL (PARTS) | HAYMANS ELECTRICAL (PARTS) | CACF-348-1 | [5 empty] | URL NOT FOUND | [10 empty] | Cleansed | 23153100 Industrial machinery components and accessories | ASSEMBLY | No Modifier | TYPE | BACK TO BACK | ADDITIONAL FEATURES | [70 empty] | Production Completed
STP_009 - Lot4 | Data Enrichment | RMU | OK | 2023-07-21 | 2023-08-01 |  | 1383159 | 1383159 | EA | ASSEMBLY;BACK TO BACK INTERIOR |  |  | ASSEMBLY;TYPE:BACK TO BACK INTERIOR,MNFR:01)CNW (MOUNT ISA) ELECT WHOLESALER,PTNO:01)F-360 | EN_01)BACK TO BACK INTERIOR,01)CNW (MOUNT ISA) ELECT WHOLE,01)F-360 |  |  | CNW (MOUNT ISA) ELECT WHOLESALER | CNW (MOUNT ISA) ELECT WHOLESALER | F-360 | [5 empty] | URL NOT FOUND | [10 empty] | Cleansed | 23153100 Industrial machinery components and accessories | ASSEMBLY | No Modifier | TYPE | BACK TO BACK INTERIOR | ADDITIONAL FEATURES | [70 empty] | Production Completed
STP_009 - Lot4 | Data Enrichment | RMU | OK | 2023-07-21 | 2023-08-01 |  | 1361218 | 1361218 | EA | ASSEMBLY;CABLE GRABBER,F/S8 LION,A21D101 | ENSAMBLE; | ASSEMBLAGE; | ASSEMBLY;TYPE:CABLE GRABBER,ADDITIONAL FEATURES EN:F/S8 LION,A21D101,MNFR: BRUKER |  |  |  | BRUKER | BRUKER | [6 empty] | URL NOT FOUND | [10 empty] | Cleansed | 26121600 Electrical cable and accessories | ASSEMBLY | No Modifier | TYPE | CABLE GRABBER | ADDITIONAL FEATURES | F/S8 LION,A21D101 | [69 empty] | Production Completed
STP_009 - Lot4 | Data Enrichment | RMU | OK | 2023-07-21 | 2023-08-01 |  | 1383264 | 1383264 | EA | ASSEMBLY;DRIVE BRACKET AND GLAND |  |  | ASSEMBLY;TYPE:DRIVE BRACKET AND GLAND,ADDITIONAL FEATURES EN:ULBREC ABW400,MNFR:01)ULBRICH PRODUCTS PTY LTD,PTNO:01)43940-ABW400- 16 | EN_01)DRIVE BRACKET AND GLAND,01)ULBREC ABW400,01)ULBRICH PRODUCTS PTY LTD,01)43940-ABW400-16 |  |  | ULBRICH PRODUCTS PTY LTD | ULBRICH PRODUCTS PTY LTD | 43940-ABW400- 16 |  | ULBREC |  |  |  | URL NOT FOUND | [10 empty] | Cleansed | 23153100 Industrial machinery components and accessories | ASSEMBLY | No Modifier | TYPE | DRIVE BRACKET AND GLAND | ADDITIONAL FEATURES | [70 empty] | Production Completed
STP_009 - Lot4 | Data Enrichment | RMU | OK | 2023-07-21 | 2023-08-01 |  | 1383536 | 1383536 | EA | ASSEMBLY;LMP,CMB, FR, RH |  |  | ASSEMBLY;TYPE:LAMP,ADDITIONAL FEATURES EN:COMB, FR, RH,MNFR:01)RGMMAIN,PTNO:01)QMK546942 | EN_01)LAMP,01)COMB, FR, RH,01)RGMMAIN,01)QMK546942 |  |  | RGMMAIN | RGMMAIN | QMK546942 | [5 empty] | URL NOT FOUND | [10 empty] | Cleansed | 39101600 Lamps and lightbulbs | LAMP | NO MODIFIER | TYPE | COMBINATION FRONT | WATTAGE |  | VOLTAGE RATING |  | SHAPE DESIGNATION |  | BASE TYPE |  | LAMP LIFE |  | COLOUR |  | SIZE |  | INTENSITY |  | COLOUR RENDERING INDEX |  | COLOUR TEMPERATURE |  | FINISH |  | HAZARD CLASS |  | CERTIFICATION/STANDARD |  | ADDITIONAL FEATURES | ASSEMBLY, RH | [43 empty] | Production Completed
STP_009 - Lot4 | Data Enrichment | RMU | OK | 2023-07-21 | 2023-08-01 |  | 1383369 | 1383369 | EA | ASSEMBLY;LMP,COMBINATION FRONT |  |  | ASSEMBLY;TYPE:LAMP,ADDITIONAL FEATURES EN:COMBINATION FRONT,MNFR:01)RGMMAIN,PTNO:01)QMK546941 | EN_01)LAMP,01)COMBINATION FRONT,01)RGMMAIN,01)QMK546941 |  |  | RGMMAIN | RGMMAIN | QMK546941 | [5 empty] | URL NOT FOUND | [10 empty] | Cleansed | 39101600 Lamps and lightbulbs | LAMP | NO MODIFIER | TYPE | COMBINATION FRONT | WATTAGE |  | VOLTAGE RATING |  | SHAPE DESIGNATION |  | BASE TYPE |  | LAMP LIFE |  | COLOUR |  | SIZE |  | INTENSITY |  | COLOUR RENDERING INDEX |  | COLOUR TEMPERATURE |  | FINISH |  | HAZARD CLASS |  | CERTIFICATION/STANDARD |  | ADDITIONAL FEATURES | ASSEMBLY | [43 empty] | Production Completed
STP_009 - Lot4 | Data Enrichment | RMU | OK | 2023-07-21 | 2023-08-01 |  | 1383637 | 1383637 | EA | ASSEMBLY;OIL LINE |  |  | ASSEMBLY;TYPE:OIL LINE,MNFR:01)SMHEQUIP,PTNO:01)21552542 | EN_01)OIL LINE,01)SMHEQUIP,01)21552542 |  |  | SMHEQUIP | SMHEQUIP | 21552542 | [5 empty] | URL NOT FOUND | [10 empty] | Cleansed | 23153100 Industrial machinery components and accessories | ASSEMBLY | No Modifier | TYPE | OIL LINE | ADDITIONAL FEATURES | [70 empty] | Production Completed
STP_009 - Lot4 | Data Enrichment | RMU | OK | 2023-07-21 | 2023-08-01 |  | 1383421 | 1383421 | EA | ASSEMBLY;PAD, HORN |  |  | ASSEMBLY;TYPE:PAD, HORN,MNFR:01)UNITED EQUIPMENT,PTNO:01)91A54-05900 | EN_01)PAD, HORN,01)UNITED EQUIPMENT,01)91A54-05900 |  |  | UNITED EQUIPMENT | UNITED EQUIPMENT | 91A54-05900 | CATERPILLAR |  |  |  |  | https://www.orangeparts.com/cat-91a5405900-pad-assy-horn/ | [10 empty] | Cleansed |  | ASSEMBLY | No Modifier | TYPE | HORN PAD | ADDITIONAL FEATURES | [70 empty] | Production Completed
STP_009 - Lot4 | Data Enrichment | RMU | OK | 2023-07-21 | 2023-08-01 |  | 1321212 | 1321212 | EA | ASSEMBLY;REFRC,85PB,PLSTC,MFR:PYROPLAS | ENSAMBLE; | ASSEMBLAGE; | ASSEMBLY;TYPE:REFRACTORY,ADDITIONAL FEATURES EN:85PB,PLASTIC,MFR:PYROPLAS | EN_01)REFRACTORY,01)85PB,PLASTIC,02)MFR:PYROPLAS,01)VESUVIUS AUSTRALIA PTY LT,01)LES70482X-0025 |  |  | PYROPLAS | PYROPLAS | [6 empty] | URL NOT FOUND | [10 empty] | Cleansed | 31370000 Refractories | REFRACTORY | NO MODIFIER | TYPE |  | SIZE |  | MATERIAL | 85PB PLASTIC | TEMPERATURE RATING |  | WEIGHT |  | HAZARD CLASS |  | CERTIFICATION/STANDARD |  | ADDITIONAL FEATURES | ASSEMBLY | [56 empty] | MFR:PYROPLAS | Production Completed
STP_009 - Lot4 | Data Enrichment | RMU | OK | 2023-07-21 | 2023-08-01 |  | 1361417 | 1361417 | EA | ASSEMBLY;RELAY TEST PLUG,MONNW-RTPL | ENSAMBLE; | ASSEMBLAGE; | ASSEMBLY;TYPE:RELAY TEST PLUG,ADDITIONAL FEATURES EN:MONNW-RTPL,MNFR:NELSTER WELCON | EN_01)RELAY TEST PLUG,01)MONNW-RTPL,02)MNFR:NELSTER WELCON,01)CNW (MOUNT ISA) ELECT WHO,01)MONNW-RTPL |  |  | NELSTER WELCON | NELSTER WELCON | [6 empty] | URL NOT FOUND | [10 empty] | Cleansed |  | PLUG | TEST | TYPE | RELAY | MAX WORKING PRESSURE |  | THREAD TYPE |  | THREAD SIZE |  | THREAD WEIGHT |  | MATERIAL |  | OUTSIDE DIAMETER |  | SAFE WORKING LOAD |  | TEMPERATURE RATING |  | O-RING NUMBER |  | CERTIFICATION/STANDARD |  | ADDITIONAL FEATURES | ASSEMBLY, MONNW-RTPL | [49 empty] | Production Completed
STP_009 - Lot4 | Data Enrichment | RMU | OK | 2023-07-21 | 2023-08-01 |  | 1287413 | 1287413 | EA | ASSEMBLY;START BUTTON,ELECV |  |  | ASSEMBLY;TYPE:START BUTTON,ADDITIONAL FEATURES EN:ELECV,MNFR:01)RME,PTNO:01)L06-05-347BA | EN_01)START BUTTON,01)ELECV,01)RME,01)L06-05-347BA |  |  | RME | RME | L06-05-347BA | [5 empty] | URL NOT FOUND | [10 empty] | Cleansed |  | BUTTON | NO MODIFIER | TYPE | START | SIZE |  | MATERIAL |  | COLOUR |  | MOUNTING TYPE |  | HAZARD CLASS |  | CERTIFICATION/STANDARD |  | ADDITIONAL FEATURES | ASSEMBLY, ELECV | [57 empty] | Production Completed
STP_009 - Lot4 | Data Enrichment | RMU | OK | 2023-07-21 | 2023-08-01 |  | 1286772 | 1286772 | EA | ASSEMBLY;STOP BUTTON,ELEC |  |  | ASSEMBLY;TYPE:STOP BUTTON,ADDITIONAL FEATURES EN:ELEC,MNFR:01)RME,PTNO:01)L06-05-346BA | EN_01)STOP BUTTON,01)ELEC,01)RME,01)L06-05-346BA |  |  | RME | RME | L06-05-346BA | [5 empty] | URL NOT FOUND | [10 empty] | Cleansed |  | BUTTON | NO MODIFIER | TYPE | STOP | SIZE |  | MATERIAL |  | COLOUR |  | MOUNTING TYPE |  | HAZARD CLASS |  | CERTIFICATION/STANDARD |  | ADDITIONAL FEATURES | ASSEMBLY, ELEC | [57 empty] | Production Completed
STP_009 - Lot4 | Data Enrichment | RMU | OK | 2023-07-21 | 2023-08-01 |  | 1360757 | 1360757 | EA | ASSEMBLY;THRMSTR,MFR:DAIKIN,PT:1708477 | ENSAMBLE; | ASSEMBLAGE; | ASSEMBLY;TYPE:THERMISTOR,ADDITIONAL FEATURES EN:MFR:DAIKIN,PT:1708477 | EN_01)THERMISTOR,01)MFR:DAIKIN,PT:1708477,01)ACTROL PARTS PTY LTD,01)1708477 |  |  | DAIKIN | DAIKIN | 1708477 | [5 empty] | URL NOT FOUND | [10 empty] | Cleansed | 32121610 Thermistor | THERMISTOR | NO MODIFIER | TYPE |  | RESISTANCE RANGE |  | ACCURACY |  | TEMPERATURE COEFFICIENT |  | MATERIAL |  | MAX STATE CURRENT |  | COLOUR |  | SIZE |  | ROHS COMPLIANCE |  | PACKAGE TYPE |  | HAZARD CLASS |  | CERTIFICATION/STANDARD |  | ADDITIONAL FEATURES | ASSEMBLY | [46 empty] | PT:1708477 | Production Completed
STP_009 - Lot4 | Data Enrichment | RMU | OK | 2023-07-21 | 2023-08-01 |  | 1383192 | 1383192 | EA | ASSEMBLY;TIE DOWN STRAP/RATCHET |  |  | ASSEMBLY;TYPE:TIE DOWN STRAP/RATCHET,ADDITIONAL FEATURES EN:LOAD CAPACITY: 2.5TTDS, 50 MM X 9 M,MNFR:01)ATOM SUPPLY,PTNO:01) 8420001 | EN_01)TIE DOWN STRAP/RATCHET,01)LOAD CAPACITY: 2.5TTDS, 50,01)ATOM SUPPLY,01)8420001 |  |  | ATOM SUPPLY | ATOM SUPPLY | 8420001 | [5 empty] | https://www.atom.com.au/tie-down-ratchet-strap-with-hook-keeper-2-5t-50mm-x-9m-8420001 | [10 empty] | Enriched | 31151906 Ratchet tie down strap | STRAP | TIEDOWN | TYPE | Ratchet | LOAD RATING | 2.5 T | WIDTH | 50 MM | LENGTH | 9 M | ADJUSTMENT TYPE |  | BREAKING STRENGTH |  | MATERIAL | polyester webbing | COLOR | BLUE | CONNECTION TYPE |  | CERTIFICATION/STANDARD | AS/NZS 4380.2001 | ADDITIONAL FEATURES | ASSEMBLY | [51 empty] | Production Completed
STP_009 - Lot4 | Data Enrichment | RMU | OK | 2023-07-21 | 2023-08-01 |  | 1215262 | 1215262 | EA | ASSEMBLY;TORCH HANDLE,LPG,ECONOMISER | ENSAMBLE; | ASSEMBLAGE; | ASSEMBLY;ADDITIONAL FEATURES EN:TORCH HANDLE,LPG,ECONOMISER,MNFR:BOC LIMITED,PTNO:BHP02 | 01)TORCH HANDLE,LPG,ECONOMISER,01)BOC LIMITED,01)BHP02 | BHP02 | 1068135 | BOC LIMITED | BOC LIMITED | BHP02 | [5 empty] | https://www.boc.com.au/shop/en/au/boc-lpg-economiser-torch-handle | [10 empty] | Cleansed | 23271700 Welding and soldering and brazing accessories | HANDLE | NO MODIFIER | TYPE | LPG Economiser Torch | SIZE |  | MATERIAL |  | HAZARD CLASS |  | CERTIFICATION/STANDARD |  | ADDITIONAL FEATURES | ASSEMBLY | [61 empty] | Production Completed
STP_009 - Lot4 | Data Enrichment | RMU | OK | 2023-07-21 | 2023-08-01 |  | 1215261 | 1215261 | EA | ASSEMBLY;TORCH HANDLE,LPG,STD | ENSAMBLE; | ASSEMBLAGE; | ASSEMBLY;ADDITIONAL FEATURES EN:TORCH HANDLE,LPG,STANDARD,MNFR:BOC LIMITED,PTNO:BHP01 | 01)TORCH HANDLE,LPG,STANDARD,01)BOC LIMITED,01)BHP01 | BHP01 | 1068135 | BOC LIMITED | BOC LIMITED | BHP01 | [5 empty] | https://www.boc.com.au/shop/en/au/boc-lpg-standard-torch-handle | [10 empty] | Cleansed | 23271700 Welding and soldering and brazing accessories | HANDLE | NO MODIFIER | TYPE | LPG Standard Torch | SIZE |  | MATERIAL |  | HAZARD CLASS |  | CERTIFICATION/STANDARD |  | ADDITIONAL FEATURES | ASSEMBLY | [61 empty] | Production Completed
STP_009 - Lot4 | Data Enrichment | RMU | OK | 2023-07-21 | 2023-08-01 |  | 1364100 | 1364100 | EA | ASSEMBLY;TOROID,112MM,PN:115441 | ENSAMBLE; | ASSEMBLAGE; | ASSEMBLY;TYPE:TOROID,ADDITIONAL FEATURES EN:112MM,PN:115441,MNFR:AMPCONTROL,FOR ELM RELAY | EN_01)TOROID,01)112MM,PN:115441,02)MNFR:AMPCONTROL,FOR ELM REL,01)CNW (MOUNT ISA) ELECT WHO,01)AMP115441 |  |  | AMPCONTROL | AMPCONTROL | 115441 | [5 empty] | URL NOT FOUND | [10 empty] | Cleansed | 23153100 Industrial machinery components and accessories | ASSEMBLY | No Modifier | TYPE | TOROID | ADDITIONAL FEATURES | 112 MM, FOR ELM RELAY | [68 empty] | PN:115441 | Production Completed
STP_009 - Lot4 | Data Enrichment | RMU | OK | 2023-07-21 | 2023-08-01 |  | 1285378 | 1285378 | EA | BASIN;COMPACT WALL,STAINLESS STEEL |  |  | BASIN;TYPE:COMPACT WALL,MATERIAL:STAINLESS STEEL,ADDITIONAL FEATURES EN:WITH BRACKETS,MNFR:01)REECE,PTNO:01)2080216 | COMPACT WALL,STAINLESS STEEL,01)WITH BRACKETS,01)REECE,01)2080216 |  |  | REECE | REECE | 2080216 | [5 empty] | URL NOT FOUND | [10 empty] | Cleansed | 30181500 Sanitary ware | BASIN | No Modifier | TYPE | COMPACT WALL | SIZE |  | MATERIAL | STAINLESS STEEL | COLOUR |  | MOUNTING TYPE |  | HAZARD CLASS |  | CERTIFICATION/STANDARD |  | ADDITIONAL FEATURES | C/W BRACKETS | [57 empty] | Production Completed
STP_009 - Lot4 | Data Enrichment | RMU | OK | 2023-07-21 | 2023-08-01 |  | 1344807 | 1344807 | EA | BASIN;DIA 69-5/8 X HT 17 IN |  |  | BASIN;SIZE:DIA 69-5/8 X HT 17 IN,MNFR:01)FLUIDLIN,PTNO:01)040-046 | DIA 69-5/8 X HT 17 IN,01)FLUIDLIN,01)040-046 |  |  | FLUIDLIN | FLUIDLIN | 040-046 | [5 empty] | URL NOT FOUND | [10 empty] | Cleansed | 30181500 Sanitary ware | BASIN | No Modifier | TYPE |  | SIZE | DIA 69-5/8 X HT 17 IN | MATERIAL |  | COLOUR |  | MOUNTING TYPE |  | HAZARD CLASS |  | CERTIFICATION/STANDARD |  | ADDITIONAL FEATURES | [58 empty] | Production Completed
STP_009 - Lot4 | Data Enrichment | RMU | OK | 2023-07-21 | 2023-08-01 |  | 1285375 | 1285375 | EA | BASIN;STAINLESS STEEL 304,WALL |  |  | BASIN;MATERIAL:STAINLESS STEEL 304,MOUNTING TYPE:WALL,ADDITIONAL FEATURES EN:FINISH: POLISHED, WITH BRACKET,MNFR:01)REECE,PTNO:01) 2080226 | STAINLESS STEEL 304,WALL,01)FINISH: POLISHED, WITH BRAC,01)REECE,01)2080226 |  |  | REECE | REECE | 2080226 | [5 empty] | URL NOT FOUND | [10 empty] | Cleansed | 30181500 Sanitary ware | BASIN | No Modifier | TYPE |  | SIZE |  | MATERIAL | STAINLESS STEEL 304 | COLOUR |  | MOUNTING TYPE | WALL | HAZARD CLASS |  | CERTIFICATION/STANDARD |  | ADDITIONAL FEATURES | FINISH: POLISHED,WITH BRACKET | [57 empty] | Production Completed
STP_009 - Lot4 | Data Enrichment | RMU | OK | 2023-07-21 | 2023-08-01 |  | 1285423 | 1285423 | EA | BASIN;THROUGH/CABINET BYPASS,45 L |  |  | BASIN;TYPE:THROUGH/CABINET BYPASS,SIZE:WD 600 X HT 887 X DP 500 MM,MATERIAL:BOWL STAINLESS STEEL, CABINET METAL,ADDITIONAL FEATURES EN:45 L,MNFR:01)REECE PTY LTD,PTNO:01)2400067 | THROUGH/CABINET BYPASS,WD 600 X HT 887 X DP 500 MM,BOWL STAINLESS STEEL, CABINET,01)45 L,01)REECE PTY LTD,01)2400067 |  |  | REECE PTY LTD | REECE PTY LTD | 2400067 | [5 empty] | https://www.reece.com.au/product/posh-solus-45-litre-standard-trough-cabinet-2400067 | [10 empty] | Cleansed | 30181500 Sanitary ware | BASIN | No Modifier | TYPE | THROUGH, CABINET BYPASS | SIZE | WD 600 X HT 887 X DP 500 MM | MATERIAL | STAINLESS STEEL BOWL,METAL CABINET | COLOUR |  | MOUNTING TYPE |  | HAZARD CLASS |  | CERTIFICATION/STANDARD |  | ADDITIONAL FEATURES | Bowl Capacity: 45 L | [57 empty] | Production Completed
STP_009 - Lot4 | Data Enrichment | RMU | OK | 2023-07-21 | 2023-08-01 |  | 1285249 | 1285249 | EA | BASIN;TROUGH, FLAT RIM,45 L |  |  | BASIN;TYPE:TROUGH, FLAT RIM,SIZE:45 L,MATERIAL:STAINLESS STEEL,ADDITIONAL FEATURES EN:POSH SOLUS 1TH+BYP SS500X600,MNFR:01)REECE PTY LTD,PTNO:01)2000365 | TROUGH, FLAT RIM,45 L,STAINLESS STEEL,01)POSH SOLUS 1TH+BYP SS500X60,01)REECE PTY LTD,01)2000365 |  |  | REECE PTY LTD | REECE PTY LTD | 2000365 | [5 empty] | https://www.reece.com.au/product/posh-solus-flat-rim-trough-45-litres-1-taphole-2000365 | [10 empty] | Enriched | 30181500 Sanitary ware | BASIN | No Modifier | TYPE | TROUGH,FLAT RIM | SIZE | 600 WDX500 DPX250 HT MM | MATERIAL | STAINLESS STEEL | COLOUR |  | MOUNTING TYPE |  | HAZARD CLASS |  | CERTIFICATION/STANDARD |  | ADDITIONAL FEATURES | POSH SOLUS, 1 Taphole, Bowl Capacity: 45 L, C/W Bypass AND Waste | [57 empty] | Production Completed
STP_009 - Lot4 | Data Enrichment | RMU | OK | 2023-07-21 | 2023-08-01 |  | 1381645 | 1381645 | EA | CHUTE,ARC;A/C |  |  | CHUTE,ARC;ADDITIONAL FEATURES EN:A/C,MNFR:01)CRL,PTNO:01)F95 | 01)A/C,01)CRL,01)F95 |  |  | CRL | CRL | F95 | [5 empty] | URL NOT FOUND | [10 empty] | Cleansed | 39121600 Circuit protection devices and accessories | CHUTE | ARC | TYPE |  | ELECTRICAL RATING |  | SIZE |  | MATERIAL |  | COATING/FINISH |  | MOUNTING TYPE |  | HAZARD CLASS |  | CERTIFICATION/STANDARD |  | ADDITIONAL FEATURES | A/C | [55 empty] | Production Completed
STP_009 - Lot4 | Data Enrichment | RMU | OK | 2023-07-21 | 2023-08-01 |  | 1351364 | 1351364 | EA | CHUTE,ARC;FOR CBA/6W AIR CIRCUIT BREAKER |  |  | CHUTE,ARC;ADDITIONAL FEATURES EN:FOR CBA/6W AIR CIRCUIT BREAKER,MNFR:01)CROMPARK,PTNO:01)248-105-C | 01)FOR CBA/6W AIR CIRCUIT BREA,01)CROMPARK,01)248-105-C |  |  | CROMPARK | CROMPARK | 248-105-C | [5 empty] | URL NOT FOUND | [10 empty] | Cleansed | 39121600 Circuit protection devices and accessories | CHUTE | ARC | TYPE |  | ELECTRICAL RATING |  | SIZE |  | MATERIAL |  | COATING/FINISH |  | MOUNTING TYPE |  | HAZARD CLASS |  | CERTIFICATION/STANDARD |  | ADDITIONAL FEATURES | FOR CBA/6W AIR CIRCUIT BREAKER | [55 empty] | Production Completed
STP_009 - Lot4 | Data Enrichment | RMU | OK | 2023-07-21 | 2023-08-01 |  | 1349057 | 1349057 | EA | CHUTE,ARC;FOR MANCHA AX LOCO |  |  | CHUTE,ARC;ADDITIONAL FEATURES EN:FOR MANCHA AX LOCO,MNFR:01)GOODMAN,PTNO:01)SB09070 | 01)FOR MANCHA AX LOCO,01)GOODMAN,01)SB09070 |  |  | GOODMAN | GOODMAN | SB09070 | [5 empty] | URL NOT FOUND | [10 empty] | Cleansed | 39121600 Circuit protection devices and accessories | CHUTE | ARC | TYPE |  | ELECTRICAL RATING |  | SIZE |  | MATERIAL |  | COATING/FINISH |  | MOUNTING TYPE |  | HAZARD CLASS |  | CERTIFICATION/STANDARD |  | ADDITIONAL FEATURES | FOR MANCHA AX LOCO | [55 empty] | Production Completed
STP_009 - Lot4 | Data Enrichment | RMU | OK | 2023-07-21 | 2023-08-01 |  | 1351362 | 1351362 | EA | CHUTE,ARC;FRONT PHASE 26C7/8WE |  |  | CHUTE,ARC;ADDITIONAL FEATURES EN:FRONT PHASE 26C7/8WE,MNFR:01)CROMPARK,PTNO:01)F171-A | 01)FRONT PHASE 26C7/8WE,01)CROMPARK,01)F171-A |  |  | CROMPARK | CROMPARK | F171-A | [5 empty] | URL NOT FOUND | [10 empty] | Cleansed | 39121600 Circuit protection devices and accessories | CHUTE | ARC | TYPE |  | ELECTRICAL RATING |  | SIZE |  | MATERIAL |  | COATING/FINISH |  | MOUNTING TYPE |  | HAZARD CLASS |  | CERTIFICATION/STANDARD |  | ADDITIONAL FEATURES | FRONT PHASE 26C7/8WE | [55 empty] | Production Completed
STP_009 - Lot4 | Data Enrichment | RMU | OK | 2023-07-21 | 2023-08-01 |  | 1351363 | 1351363 | EA | CHUTE,ARC;KT5 CONTACTOR |  |  | CHUTE,ARC;ADDITIONAL FEATURES EN:KT5 CONTACTOR,MNFR:01)CROMPARK,PTNO:01)189-115553 | 01)KT5 CONTACTOR,01)CROMPARK,01)189-115553 |  |  | CROMPARK | CROMPARK | 189-115553 | [5 empty] | URL NOT FOUND | [10 empty] | Cleansed | 39121600 Circuit protection devices and accessories | CHUTE | ARC | TYPE |  | ELECTRICAL RATING |  | SIZE |  | MATERIAL |  | COATING/FINISH |  | MOUNTING TYPE |  | HAZARD CLASS |  | CERTIFICATION/STANDARD |  | ADDITIONAL FEATURES | FOR KT5 CONTACTOR | [55 empty] | Production Completed
STP_009 - Lot4 | Data Enrichment | RMU | OK | 2023-07-21 | 2023-08-01 |  | 1351366 | 1351366 | EA | CHUTE,ARC;KT6 CONTACTOR |  |  | CHUTE,ARC;ADDITIONAL FEATURES EN:KT6 CONTACTOR,MNFR:01)CROMPARK,PTNO:01)189-116551 | 01)KT6 CONTACTOR,01)CROMPARK,01)189-116551 |  |  | CROMPARK | CROMPARK | 189-116551 | [5 empty] | URL NOT FOUND | [10 empty] | Cleansed | 39121600 Circuit protection devices and accessories | CHUTE | ARC | TYPE |  | ELECTRICAL RATING |  | SIZE |  | MATERIAL |  | COATING/FINISH |  | MOUNTING TYPE |  | HAZARD CLASS |  | CERTIFICATION/STANDARD |  | ADDITIONAL FEATURES | FOR KT6 CONTACTOR | [55 empty] | Production Completed
STP_009 - Lot4 | Data Enrichment | RMU | OK | 2023-07-21 | 2023-08-01 |  | 1351365 | 1351365 | EA | CHUTE,ARC;KT7 CONTACTOR |  |  | CHUTE,ARC;ADDITIONAL FEATURES EN:KT7 CONTACTOR,MNFR:01)CROMPARK,PTNO:01)189-117559 | 01)KT7 CONTACTOR,01)CROMPARK,01)189-117559 |  |  | CROMPARK | CROMPARK | 189-117559 | [5 empty] | URL NOT FOUND | [10 empty] | Cleansed | 39121600 Circuit protection devices and accessories | CHUTE | ARC | TYPE |  | ELECTRICAL RATING |  | SIZE |  | MATERIAL |  | COATING/FINISH |  | MOUNTING TYPE |  | HAZARD CLASS |  | CERTIFICATION/STANDARD |  | ADDITIONAL FEATURES | FOR KT7 CONTACTOR | [55 empty] | Production Completed
STP_009 - Lot4 | Data Enrichment | RMU | OK | 2023-07-21 | 2023-08-01 |  | 1351375 | 1351375 | EA | CHUTE,ARC;SIMILAR TO |  |  | CHUTE,ARC;ADDITIONAL FEATURES EN:SIMILAR TO,MNFR:01)HAWKGEAR,PTNO:01)4125772 | 01)SIMILAR TO,01)HAWKGEAR,01)4125772 |  |  | HAWKGEAR | HAWKGEAR | 4125772 | [5 empty] | URL NOT FOUND | [10 empty] | Cleansed | 39121600 Circuit protection devices and accessories | CHUTE | ARC | TYPE |  | ELECTRICAL RATING |  | SIZE |  | MATERIAL |  | COATING/FINISH |  | MOUNTING TYPE |  | HAZARD CLASS |  | CERTIFICATION/STANDARD |  | ADDITIONAL FEATURES | [56 empty] | Production Completed
STP_009 - Lot4 | Data Enrichment | RMU | OK | 2023-07-21 | 2023-08-01 |  | 1382761 | 1382761 | EA | CHUTE;CONTROL, PCB |  |  | CHUTE;TYPE:CONTROL, PCB,ADDITIONAL FEATURES EN:GREEN CARD, PIE CART - 21C ELECT - JUDI/RAY M,MNFR:01)MINE SITE TECHNOLOGIES PTY LTD,PTNO:01)24656 | CONTROL, PCB,01)GREEN CARD, PIE CART - 21C,01)MINE SITE TECHNOLOGIES PTY,01)24656 |  |  | MINE SITE TECHNOLOGIES PTY LTD | MINE SITE TECHNOLOGIES PTY LTD | 24656 | [5 empty] | URL NOT FOUND | [10 empty] | Cleansed | 23153100 Industrial machinery components and accessories | CHUTE | No Modifier | TYPE | CONTROL,PCB | SIZE |  | MATERIAL |  | COATING/FINISH |  | MOUNTING TYPE |  | HAZARD CLASS |  | CERTIFICATION/STANDARD |  | ADDITIONAL FEATURES | GREEN CARD, PIE CART - 21C ELECT - JUDI/RAY M | [57 empty] | Production Completed
STP_009 - Lot4 | Data Enrichment | RMU | OK | 2023-07-21 | 2023-08-01 |  | 1364325 | 1364325 | EA | CHUTE;DECK |  |  | CHUTE;TYPE:DECK,MNFR:01)BRASCHS,PTNO:01)8494 | DECK,01)BRASCHS,01)8494 |  |  | BRASCHS | BRASCHS | 8494 | [5 empty] | URL NOT FOUND | [10 empty] | Cleansed | 23153100 Industrial machinery components and accessories | CHUTE | No Modifier | TYPE | DECK | SIZE |  | MATERIAL |  | COATING/FINISH |  | MOUNTING TYPE |  | HAZARD CLASS |  | CERTIFICATION/STANDARD |  | ADDITIONAL FEATURES | [58 empty] | Production Completed
STP_009 - Lot4 | Data Enrichment | RMU | OK | 2023-07-21 | 2023-08-01 |  | 1299227 | 1299227 | EA | CHUTE;FEED,NB 427 X LG 1.71 M |  |  | CHUTE;TYPE:FEED,SIZE:NB 427 X LG 1.71 M,ADDITIONAL FEATURES EN:BALL MILL, C/W 500NB BEADED T/E FLANGES EACH EN,MNFR:01)TRELBORG, PTNO:01)P-00909-L1 | FEED,NB 427 X LG 1.71 M,01)BALL MILL, C/W 500NB BEADED,01)TRELBORG,01)P-00909-L1 |  |  | TRELBORG | TRELBORG | P-00909-L1 | [5 empty] | URL NOT FOUND |  |  | BALL MILL | [7 empty] | Cleansed | 23153100 Industrial machinery components and accessories | CHUTE | No Modifier | TYPE | FEED | SIZE | NB 427 MM X LG 1.71 M | MATERIAL |  | COATING/FINISH |  | MOUNTING TYPE |  | HAZARD CLASS |  | CERTIFICATION/STANDARD |  | ADDITIONAL FEATURES | C/W 500NB BEADED T/E FLANGES EACH EN | [57 empty] | Production Completed
STP_009 - Lot4 | Data Enrichment | RMU | OK | 2023-07-21 | 2023-08-01 |  | 1299252 | 1299252 | EA | CHUTE;RETRACTABLE,LOUMINCO,4MIM1547 |  |  | CHUTE;TYPE:RETRACTABLE,ADDITIONAL FEATURES EN:SILICA SLIDE, DRAWING REVISION C,MNFR:01)LOUMINCO,PTNO:01)4MIM1547 | RETRACTABLE,01)SILICA SLIDE, DRAWING REVIS,01)LOUMINCO,01)4MIM1547 |  |  | LOUMINCO | LOUMINCO | 4MIM1547 | [5 empty] | URL NOT FOUND | [7 empty] | REV C |  |  | Cleansed | 23153100 Industrial machinery components and accessories | CHUTE | No Modifier | TYPE | RETRACTABLE | SIZE |  | MATERIAL |  | COATING/FINISH |  | MOUNTING TYPE |  | HAZARD CLASS |  | CERTIFICATION/STANDARD |  | ADDITIONAL FEATURES | SILICA SLIDE | [57 empty] | Production Completed
STP_009 - Lot4 | Data Enrichment | RMU | OK | 2023-07-21 | 2023-08-01 |  | 1278386 | 1278386 | EA | FAN,ELEC;3 SPEED,BLD DIA 16 IN,WALL |  |  | FAN,ELECTRICAL;TYPE:3 SPEED,BLADE DIAMETER:16 IN,SPEED RATING:1180 R/MIN,MOUNTING TYPE:WALL,ADDITIONAL FEATURES EN:WHITE PIE CART - 21C ELECT - JUDI,MNFR:01)CNW (MOUNT ISA) ELECT WHOLESALER,PTNO:01)OMED16W40/K | 3 SPEED,16 IN,EN_01)1180 R/MIN,WALL,01)WHITE PIE CART - 21C ELECT,01)CNW (MOUNT ISA) ELECT WHOLE,01)OMED16W40/K |  |  | CNW (MOUNT ISA) ELECT WHOLESALER | CNW (MOUNT ISA) ELECT WHOLESALER | OMED16W40/K | [5 empty] | URL NOT FOUND | [10 empty] | Cleansed | 40101604 Fans | FAN | ELECTRICAL | TYPE | 3 SPEED | BLADE DIAMETER | 16 IN | FLOW RATING |  | SPEED RATING | 1180 RPM | NUMBER OF BLADES |  | ELECTRICAL RATING |  | DRIVE DETAILS |  | MATERIAL |  | MOUNTING TYPE | WALL | ENCLOSURE |  | OVERALL SIZE |  | CONNECTION LOCATION |  | DIRECTION |  | HAZARD CLASS |  | CERTIFICATION/STANDARD |  | ADDITIONAL FEATURES | WHITE PIE CART - 21C ELECT - JUDI | [41 empty] | Production Completed
STP_009 - Lot4 | Data Enrichment | RMU | OK | 2023-07-21 | 2023-08-01 |  | 1295532 | 1295532 | EA | FAN,ELEC;AIR CIRCULATION, INTERNAL,FUJI |  |  | FAN,ELECTRICAL;TYPE:AIR CIRCULATION, INTERNAL,MNFR:01)FUJI,PTNO:01)BLA60-TR5E7274 | AIR CIRCULATION, INTERNAL,01)FUJI,01)BLA60-TR5E7274 |  |  | FUJI | FUJI | BLA60-TR5E7274 | [5 empty] | URL NOT FOUND | [10 empty] | Cleansed | 40101604 Fans | FAN | ELECTRICAL | TYPE | AIR CIRCULATION,INTERNAL | BLADE DIAMETER |  | FLOW RATING |  | SPEED RATING |  | NUMBER OF BLADES |  | ELECTRICAL RATING |  | DRIVE DETAILS |  | MATERIAL |  | MOUNTING TYPE |  | ENCLOSURE |  | OVERALL SIZE |  | CONNECTION LOCATION |  | DIRECTION |  | HAZARD CLASS |  | CERTIFICATION/STANDARD |  | ADDITIONAL FEATURES | [42 empty] | Production Completed
STP_009 - Lot4 | Data Enrichment | RMU | OK | 2023-07-21 | 2023-08-01 |  | 1346275 | 1346275 | EA | FAN,ELEC;AIR CONDITIONING, AXIAL, SUCTIO |  |  | FAN,ELECTRICAL;TYPE:AIR CONDITIONING, AXIAL, SUCTION,BLADE DIAMETER:350 MM,ELECTRICAL RATING:1 PH,ADDITIONAL FEATURES EN: CIRCULATING, ASSEMBLY, 4P,MNFR:01)CAPAIR,PTNO:01)MOEL-MPB457-1,MNFR:02)MIRAS,PTNO:02)MAER AXL4E350 | AIR CONDITIONING, AXIAL, SUCTI,350 MM,EN_01)1 PH,01)CIRCULATING, ASSEMBLY, 4P,01)CAPAIR,02)MIRAS,01)MOEL-MPB457-1,02)MAER AXL4E350 |  |  | MIRAS | CAPAIR | MOEL-MPB457-1 |  | MIRAS | MAER AXL4E350 |  |  | URL NOT FOUND | [10 empty] | Cleansed | 40101604 Fans | FAN | AXIAL | TYPE | AIR CONDITIONING, SUCTION | BLADE DIAMETER | 350 MM | FLOW RATING |  | SPEED RATING |  | NUMBER OF BLADES |  | ELECTRICAL RATING | 1 PH | DRIVE DETAILS |  | MATERIAL |  | MOUNTING TYPE |  | ENCLOSURE |  | OVERALL SIZE |  | CERTIFICATION/STANDARD |  | ADDITIONAL FEATURES | CIRCULATING,ASSEMBLY,4P | [47 empty] | Production Completed
STP_009 - Lot4 | Data Enrichment | RMU | OK | 2023-07-21 | 2023-08-01 |  | 1229396 | 1229396 | EA | FAN,ELEC;AIRFLOW, EXHAUST,BLD DIA 250 MM |  |  | FAN,ELECTRICAL;TYPE:AIRFLOW, EXHAUST,BLADE DIAMETER:250 MM,FLOW RATING:385 M3/HR,ELECTRICAL RATING:240 V AC 0.32 A 40 W,MOUNTING TYPE:CEILING,ADDITIONAL FEATURES EN:VENTILATING, C/W FLEX AND PLUG,287MM DIA CUT OU,MNFR:01)SCHNEID,PTNO:01)CE250 | AIRFLOW, EXHAUST,250 MM,EN_01)385 M3/HR,EN_01)240 V AC 0.32 A 40 W,CEILING,01)VENTILATING, C/W FLEX AND P,01)SCHNEID,01)CE250 |  |  | SCHNEID | SCHNEID | CE250 | [5 empty] | https://eref.se.com/au/en/myse/product-pdf/CE250 | [10 empty] | Cleansed | 40101604 Fans | FAN | ELECTRICAL | TYPE | AIRFLOW,EXHAUST | BLADE DIAMETER | 250 MM | FLOW RATING | 385 M3/HR | SPEED RATING |  | NUMBER OF BLADES |  | ELECTRICAL RATING | 240 VAC, 0.32 A, 40 W | DRIVE DETAILS |  | MATERIAL |  | MOUNTING TYPE | CEILING | ENCLOSURE |  | OVERALL SIZE |  | CONNECTION LOCATION |  | DIRECTION |  | HAZARD CLASS |  | CERTIFICATION/STANDARD |  | ADDITIONAL FEATURES | VENTILATING,C/W FLEX AND PLUG, 287MM DIA CUT OU | [41 empty] | Production Completed
STP_009 - Lot4 | Data Enrichment | RMU | OK | 2023-07-21 | 2023-08-01 |  | 1288914 | 1288914 | EA | FAN,ELEC;ASSEMBLY,225 M3/HR,24 V |  |  | FAN,ELECTRICAL;TYPE:ASSEMBLY,FLOW RATING:225 M3/HR,ELECTRICAL RATING:24 V,OVERALL SIZE:SQ 120 X 25,MNFR:01)UNKNOWN,PTNO:01) 75050030 | ASSEMBLY,EN_01)225 M3/HR,EN_01)24 V,EN_01)SQ 120 X 25,01)UNKNOWN,01)75050030 |  |  | UNKNOWN |  | 75050030 | [5 empty] | https://www.volza.com/p/h-120/import/coo-india/hsn-code-9027/ | [10 empty] | Cleansed | 40101604 Fans | FAN | ELECTRICAL | TYPE |  | BLADE DIAMETER |  | FLOW RATING | 225 M3/HR | SPEED RATING |  | NUMBER OF BLADES |  | ELECTRICAL RATING | 24 V | DRIVE DETAILS |  | MATERIAL |  | MOUNTING TYPE |  | ENCLOSURE |  | OVERALL SIZE | 120 X 120 X 25 MM | CONNECTION LOCATION |  | DIRECTION |  | HAZARD CLASS |  | CERTIFICATION/STANDARD |  | ADDITIONAL FEATURES | ASSEMBLY | [41 empty] | Production Completed
STP_009 - Lot4 | Data Enrichment | RMU | OK | 2023-07-21 | 2023-08-01 |  | 1347255 | 1347255 | EA | FAN,ELEC;AXIAL, COOLING,24 V 0.58 A |  |  | FAN,ELECTRICAL;TYPE:AXIAL, COOLING,ELECTRICAL RATING:24 V 0.58 A,OVERALL SIZE:ID 150 X OD 172 X THK 50 MM,MNFR:01)TOYDENKI,PTNO: 01)109E5724H504 | AXIAL, COOLING,EN_01)24 V 0.58 A,EN_01)ID 150 X OD 172 X THK 50,01)TOYDENKI,01)109E5724H504 |  |  | TOYDENKI | TOYDENKI | 109E5724H504 | Sanyo |  |  |  |  | https://www.elecok.com/data_sheet/140584/Sanyo_109E5724H504_24V_0.58A_2wires_Cooling_Fan(EN).pdf | [10 empty] | Cleansed | 40101604 Fans | FAN | COOLING | TYPE | AXIAL | BLADE DIAMETER |  | FLOW RATING |  | SPEED RATING |  | NUMBER OF BLADES |  | ELECTRICAL RATING | 24 V, 0.58 A | DRIVE DETAILS |  | MATERIAL |  | MOUNTING TYPE |  | ENCLOSURE |  | OVERALL SIZE | 150 IDX172 ODX50 THK MM | CERTIFICATION/STANDARD |  | ADDITIONAL FEATURES | [48 empty] | Production Completed
STP_009 - Lot4 | Data Enrichment | RMU | OK | 2023-07-21 | 2023-08-01 |  | 1278196 | 1278196 | EA | FAN,ELEC;AXIAL,140 M3/HR,4100 R/MIN,7 |  |  | FAN,ELECTRICAL;TYPE:AXIAL,FLOW RATING:140 M3/HR,SPEED RATING:4100 R/MIN,NUMBER OF BLADES:7,ELECTRICAL RATING:24 V DC 322 MA 7 W, OVERALL SIZE:WD 92 X HT 92 X DP 38.15 MM,ADDITIONAL FEATURES EN:STOCK NO: 125.0446, MANUFACTURER: EBM PAPST, SE,MNFR:01)RS COMPONENTS PTY LTD,PTNO:01)125-0446 | AXIAL,EN_01)140 M3/HR,EN_01)4100 R/MIN,EN_01)24 V DC 322 MA 7 W,EN_01)WD 92 X HT 92 X DP 38.15,01)STOCK NO: 125.0446, MANUFAC,01)RS COMPONENTS PTY LTD,01)125-0446 |  |  | EBM PAPST | RS COMPONENTS PTY LTD | 125-0446 |  | ebm-papst | 3254JH |  |  | https://sg.rs-online.com/web/p/axial-fans/1250446 | [10 empty] | Cleansed | 40101604 Fans | FAN | AXIAL | TYPE |  | BLADE DIAMETER |  | FLOW RATING | 140 M3/HR | SPEED RATING | 4100 RPM | NUMBER OF BLADES | 7 | ELECTRICAL RATING | 24 VDC, 322 MA, 7 W | DRIVE DETAILS |  | MATERIAL |  | MOUNTING TYPE |  | ENCLOSURE |  | OVERALL SIZE | 92 WDX92 HTX38.15 DP MM | CONNECTION LOCATION |  | DIRECTION |  | HAZARD CLASS |  | CERTIFICATION/STANDARD |  | ADDITIONAL FEATURES | [41 empty] | MANUFACTURER: EBM PAPST,SE | Production Completed
STP_009 - Lot4 | Data Enrichment | RMU | OK | 2023-07-21 | 2023-08-01 |  | 1229650 | 1229650 | EA | FAN,ELEC;BLD DIA 12 IN,ALUMINUM |  |  | FAN,ELECTRICAL;BLADE DIAMETER:12 IN,MATERIAL:ALUMINUM,ADDITIONAL FEATURES EN:ASSEMBLY, C/W STAINLESS STEEL HARDWARE,MNFR:01) MARLEY,PTNO:01)144 H3-9 | 12 IN,ALUMINUM,01)ASSEMBLY, C/W STAINLESS STE,01)MARLEY,01)144 H3-9 |  |  | MARLEY | MARLEY | 144 H3-9 | [5 empty] | URL NOT FOUND | [10 empty] | Cleansed | 40101604 Fans | FAN | ELECTRICAL | TYPE |  | BLADE DIAMETER | 12 IN | FLOW RATING |  | SPEED RATING |  | NUMBER OF BLADES |  | ELECTRICAL RATING |  | DRIVE DETAILS |  | MATERIAL | ALUMINUM | MOUNTING TYPE |  | ENCLOSURE |  | OVERALL SIZE |  | CONNECTION LOCATION |  | DIRECTION |  | HAZARD CLASS |  | CERTIFICATION/STANDARD |  | ADDITIONAL FEATURES | ASSEMBLY,C/W STAINLESS STEEL HARDWARE | [41 empty] | Production Completed
STP_009 - Lot4 | Data Enrichment | RMU | OK | 2023-07-21 | 2023-08-01 |  | 1295692 | 1295692 | EA | FAN,ELEC;CABINET COOLING |  |  | FAN,ELECTRICAL;TYPE:CABINET COOLING,ADDITIONAL FEATURES EN:VENTILATING, OD4 600 VFD,MNFR:01)EMSBY,PTNO:01)2941-002 | CABINET COOLING,01)VENTILATING, OD4 600 VFD,01)EMSBY,01)2941-002 |  |  | EMSBY | EMSBY | 2941-002 | [5 empty] | URL NOT FOUND | [10 empty] | Cleansed | 40101604 Fans | FAN | ELECTRICAL | TYPE | CABINET COOLING, VENTILATING | BLADE DIAMETER |  | FLOW RATING |  | SPEED RATING |  | NUMBER OF BLADES |  | ELECTRICAL RATING |  | DRIVE DETAILS |  | MATERIAL |  | MOUNTING TYPE |  | ENCLOSURE |  | OVERALL SIZE |  | CONNECTION LOCATION |  | DIRECTION |  | HAZARD CLASS |  | CERTIFICATION/STANDARD |  | ADDITIONAL FEATURES | OD4 600 VFD | [41 empty] | Production Completed
STP_009 - Lot4 | Data Enrichment | RMU | OK | 2023-07-21 | 2023-08-01 |  | 1295425 | 1295425 | EA | FAN,ELEC;CABINET,VENTILATING |  |  | FAN,ELECTRICAL;TYPE:CABINET,ADDITIONAL FEATURES EN:VENTILATING,MNFR:01)DANFOSS,PTNO:01)191G0249 | CABINET,01)VENTILATING,01)DANFOSS,01)191G0249 |  |  | DANFOSS | DANFOSS | 191G0249 | [5 empty] | URL NOT FOUND | [10 empty] | Cleansed | 40101604 Fans | FAN | VENTILATION | TYPE | CABINET | BLADE DIAMETER |  | FLOW RATING |  | SPEED RATING |  | NUMBER OF BLADES |  | ELECTRICAL RATING |  | DRIVE DETAILS |  | MATERIAL |  | MOUNTING TYPE |  | ENCLOSURE |  | OVERALL SIZE |  | CERTIFICATION/STANDARD |  | ADDITIONAL FEATURES | [48 empty] | Production Completed
STP_009 - Lot4 | Data Enrichment | RMU | OK | 2023-07-21 | 2023-08-01 |  | 1230871 | 1230871 | EA | FAN,ELEC;CENTRIFUGAL,4,SULZ,TITAN |  |  | FAN,ELECTRICAL;TYPE:CENTRIFUGAL,NUMBER OF BLADES:4,ADDITIONAL FEATURES EN:13 DEG BLADE, AIR UP, C/W 70 MM TAPERLOCK BUSH,MNFR:01) SULZER,PTNO:01)3100-4-100XL/AL,MNFR:02)TITAN,PTNO:02)3100-4-100XL/AL | CENTRIFUGAL,01)13 DEG BLADE, AIR UP, C/W 7,01)SULZER,02)TITAN,01)3100-4-100XL/AL,02)3100-4-100XL/AL |  |  | TITAN | SULZER | 3100-4-100XL/AL |  | TITAN | 3100-4-100XL/AL |  |  | URL NOT FOUND | [10 empty] | Cleansed | 40101604 Fans | FAN | ELECTRICAL | TYPE | CENTRIFUGAL | BLADE DIAMETER |  | FLOW RATING |  | SPEED RATING |  | NUMBER OF BLADES | 4 | ELECTRICAL RATING |  | DRIVE DETAILS |  | MATERIAL |  | MOUNTING TYPE |  | ENCLOSURE |  | OVERALL SIZE |  | CONNECTION LOCATION |  | DIRECTION |  | HAZARD CLASS |  | CERTIFICATION/STANDARD |  | ADDITIONAL FEATURES | 13 DEG BLADE, AIR UP, C/W 70 MM TAPERLOCK BUSH | [41 empty] | Production Completed
STP_009 - Lot4 | Data Enrichment | RMU | OK | 2023-07-21 | 2023-08-01 |  | 1295987 | 1295987 | EA | FAN,ELEC;CENTRIFUGAL,MINPVISE,102427 |  |  | FAN,ELECTRICAL;TYPE:CENTRIFUGAL,ADDITIONAL FEATURES EN:OIL COOLER, DUGLESS 900,MNFR:01)MINPVISE,PTNO:01)102427 | CENTRIFUGAL,01)OIL COOLER, DUGLESS 900,01)MINPVISE,01)102427 |  |  | MINPVISE | MINPVISE | 102427 | [5 empty] | URL NOT FOUND | [10 empty] | Cleansed | 40101604 Fans | FAN | ELECTRICAL | TYPE | CENTRIFUGAL, OIL COOLER | BLADE DIAMETER |  | FLOW RATING |  | SPEED RATING |  | NUMBER OF BLADES |  | ELECTRICAL RATING |  | DRIVE DETAILS |  | MATERIAL |  | MOUNTING TYPE |  | ENCLOSURE |  | OVERALL SIZE |  | CONNECTION LOCATION |  | DIRECTION |  | HAZARD CLASS |  | CERTIFICATION/STANDARD |  | ADDITIONAL FEATURES | DUGLESS 900 | [41 empty] | Production Completed
STP_009 - Lot4 | Data Enrichment | RMU | OK | 2023-07-21 | 2023-08-01 |  | 1278372 | 1278372 | EA | FAN,ELEC;COIL DUCTED,1800 L/S |  |  | FAN,ELECTRICAL;TYPE:COIL DUCTED,FLOW RATING:1800 L/S,ELECTRICAL RATING:230 VAC 1 PH 50 HZ,MNFR:01)NORTHERN AIRCONDITIONING,PTNO: 01)IMD420 | COIL DUCTED,EN_01)1800 L/S,EN_01)230 VAC 1 PH 50 HZ,01)NORTHERN AIRCONDITIONING,01)IMD420 |  |  | NORTHERN AIRCONDITIONING | NORTHERN AIRCONDITIONING | IMD420 | [5 empty] | URL NOT FOUND | [10 empty] | Cleansed | 40101604 Fans | FAN | ELECTRICAL | TYPE | COIL DUCTED | BLADE DIAMETER |  | FLOW RATING | 1800 L/S | SPEED RATING |  | NUMBER OF BLADES |  | ELECTRICAL RATING | 230 VAC, 1 PH, 50 HZ | DRIVE DETAILS |  | MATERIAL |  | MOUNTING TYPE |  | ENCLOSURE |  | OVERALL SIZE |  | CONNECTION LOCATION |  | DIRECTION |  | HAZARD CLASS |  | CERTIFICATION/STANDARD |  | ADDITIONAL FEATURES | [42 empty] | Production Completed
STP_009 - Lot4 | Data Enrichment | RMU | OK | 2023-07-21 | 2023-08-01 |  | 1296268 | 1296268 | EA | FAN,ELEC;COMPACT AXIAL,165 M3/HR,ABS |  |  | FAN,ELECTRICAL;TYPE:COMPACT AXIAL,FLOW RATING:165 M3/HR,ELECTRICAL RATING:115 V AC 50 HZ,MATERIAL:ABS,MOUNTING TYPE:PANEL,OVERALL SIZE:WD 119 X HT 119 X DP 38 MM,ADDITIONAL FEATURES EN:CIRCULATING,MNFR:01)COSMOTEC,PTNO:01)AC 12 322 BTP | COMPACT AXIAL,EN_01)165 M3/HR,EN_01)115 V AC 50 HZ,ABS,PANEL,EN_01)WD 119 X HT 119 X DP 38,01)CIRCULATING,01)COSMOTEC,01)AC 12 322 BTP |  |  | COSMOTEC | COSMOTEC | AC 12 322 BTP | NHP |  |  |  |  | https://prdsccdnstorage.blob.core.windows.net/techdatasheets/AC12322BTP-3604-datasheet.pdf?sv=2019-02-02&ss=b&srt=sco&sp=rwdlac&se=2050-02-24T14:36:22Z&st=2020-02-24T06:36:22Z&spr=https&sig=ZYSSzNvPIpdF2duj%2B0Q%2Fxscgj9MvyEATcIdm%2Bn6Urmc%3D | [10 empty] | Cleansed | 40101604 Fans | FAN | AXIAL | TYPE | COMPACT, CIRCULATING | BLADE DIAMETER |  | FLOW RATING | 165 M3/HR | SPEED RATING |  | NUMBER OF BLADES |  | ELECTRICAL RATING | 115 VAC, 50 HZ | DRIVE DETAILS |  | MATERIAL | ABS | MOUNTING TYPE | PANEL | ENCLOSURE |  | OVERALL SIZE | WD 119 X HT 119 X DP 38 MM | CERTIFICATION/STANDARD |  | ADDITIONAL FEATURES | [48 empty] | Production Completed
STP_009 - Lot4 | Data Enrichment | RMU | OK | 2023-07-21 | 2023-08-01 |  | 1294253 | 1294253 | EA | FAN,ELEC;COMPACT COOLER, SQUIRREL CAGE I |  |  | FAN,ELECTRICAL;TYPE:COMPACT COOLER, SQUIRREL CAGE INDUCTOR MOTOR,SPEED RATING:1440 R/MIN,ELECTRICAL RATING:240 V 1 PH 750 W, OVERALL SIZE:DIA 560 MM,ADDITIONAL FEATURES EN:SERIES NO: CC,MNFR:01)BLACKWOOD,PTNO:01)05259263 | COMPACT COOLER, SQUIRREL CAGE,EN_01)1440 R/MIN,EN_01)240 V 1 PH 750 W,EN_01)DIA 560 MM,01)SERIES NO: CC,01)BLACKWOOD,01)05259263 |  |  | BLACKWOOD | BLACKWOOD | 05259263 |  | Fantech Trade | CCE564 |  |  | https://www.blackwoods.com.au/electrical/hvac/industrial-fan/fans-compact-cooler-560mm-cce564/p/05259263 | [10 empty] | Cleansed | 40101604 Fans | FAN | ELECTRICAL | TYPE | COMPACT COOLER, SQUIRREL CAGE INDUCTOR MOTOR | BLADE DIAMETER | 560 MM | FLOW RATING |  | SPEED RATING | 1440 RPM | NUMBER OF BLADES |  | ELECTRICAL RATING | 240 V, 1 PH, 750 W | DRIVE DETAILS |  | MATERIAL |  | MOUNTING TYPE |  | ENCLOSURE | IP55 | OVERALL SIZE |  | CONNECTION LOCATION |  | DIRECTION |  | HAZARD CLASS |  | CERTIFICATION/STANDARD |  | ADDITIONAL FEATURES | SERIES NO: CC | [41 empty] | Production Completed
STP_009 - Lot4 | Data Enrichment | RMU | OK | 2023-07-21 | 2023-08-01 |  | 1288925 | 1288925 | EA | FAN,ELEC;CONTRACTOR, MOTOR |  |  | FAN,ELECTRICAL;ADDITIONAL FEATURES EN:CONTRACTOR, MOTOR,MNFR:01)RME,PTNO:01)L06-05-334CA | 01)CONTRACTOR, MOTOR,01)RME,01)L06-05-334CA |  |  | RME | RME | L06-05-334CA | [5 empty] | URL NOT FOUND | [10 empty] | Cleansed | 40101604 Fans | FAN | ELECTRICAL | TYPE |  | BLADE DIAMETER |  | FLOW RATING |  | SPEED RATING |  | NUMBER OF BLADES |  | ELECTRICAL RATING |  | DRIVE DETAILS | MOTOR CONTRACTOR | MATERIAL |  | MOUNTING TYPE |  | ENCLOSURE |  | OVERALL SIZE |  | CONNECTION LOCATION |  | DIRECTION |  | HAZARD CLASS |  | CERTIFICATION/STANDARD |  | ADDITIONAL FEATURES | [42 empty] | Production Completed
STP_009 - Lot4 | Data Enrichment | RMU | OK | 2023-07-21 | 2023-08-01 |  | 1295531 | 1295531 | EA | FAN,ELEC;INDUSTRIAL, SINGLE SPEED |  |  | FAN,ELECTRICAL;TYPE:INDUSTRIAL, SINGLE SPEED,ELECTRICAL RATING:240 V AC,OVERALL SIZE:DIA 24 IN,ADDITIONAL FEATURES EN:HEAD ONLY, VENTILATING,MNFR:01)FANMSTR,PTNO:01)VA26042B | INDUSTRIAL, SINGLE SPEED,EN_01)240 V AC,EN_01)DIA 24 IN,01)HEAD ONLY, VENTILATING,01)FANMSTR,01)VA26042B |  |  | FANMSTR | FANMSTR | VA26042B | [5 empty] | URL NOT FOUND | [10 empty] | Cleansed | 40101604 Fans | FAN | VENTILATION | TYPE | INDUSTRIAL,SINGLE SPEED | BLADE DIAMETER |  | FLOW RATING |  | SPEED RATING |  | NUMBER OF BLADES |  | ELECTRICAL RATING | 240 V AC | DRIVE DETAILS |  | MATERIAL |  | MOUNTING TYPE |  | ENCLOSURE |  | OVERALL SIZE | DIA 24 IN | CERTIFICATION/STANDARD |  | ADDITIONAL FEATURES | HEAD ONLY | [47 empty] | Production Completed
STP_009 - Lot4 | Data Enrichment | RMU | OK | 2023-07-21 | 2023-08-01 |  | 1278318 | 1278318 | EA | FAN,ELEC;INLINE,354 M3/S,22 R/S,ALUMINUM |  |  | FAN,ELECTRICAL;TYPE:INLINE,FLOW RATING:354 M3/S,SPEED RATING:22 R/S,MATERIAL:ALUMINUM,OVERALL SIZE:WD 450 X LG 483 X DP 550 MM, ADDITIONAL FEATURES EN:MANUFACTURER: FANTECH, SERIES NO: MULTIFLOW,MNFR:01)HAYMANS,PTNO:01)FANMME354/5 | INLINE,EN_01)354 M3/S,EN_01)22 R/S,ALUMINUM,EN_01)WD 450 X LG 483 X DP 550,01)MANUFACTURER: FANTECH, SERI,01)HAYMANS,01)FANMME354/5 |  |  | FANTECH | HAYMANS | FANMME354/5 | FANTECH |  |  |  |  | https://www.fantech.com.au/FanDataPrint.aspx?AppID=P1&RangeID=20&Pid=MME354%2F5 | [10 empty] | Enriched | 40101604 Fans | FAN | ELECTRICAL | TYPE | Multiflow, In-Line Mixed-Flow | BLADE DIAMETER |  | FLOW RATING | 354 M3/S | SPEED RATING | 22 RPS | NUMBER OF BLADES |  | ELECTRICAL RATING | 3.6 A | DRIVE DETAILS | MOTOR | MATERIAL | ALUMINUM | MOUNTING TYPE |  | ENCLOSURE |  | OVERALL SIZE | WD 450 X LG 483 X DP 550 MM | CONNECTION LOCATION |  | DIRECTION |  | HAZARD CLASS |  | CERTIFICATION/STANDARD |  | ADDITIONAL FEATURES | [41 empty] | SERIES NO: MULTIFLOW | Production Completed
STP_009 - Lot4 | Data Enrichment | RMU | OK | 2023-07-21 | 2023-08-01 |  | 1296242 | 1296242 | EA | FAN,ELEC;INTERNAL,VENTILATING,FUJI |  |  | FAN,ELECTRICAL;TYPE:INTERNAL,ADDITIONAL FEATURES EN:VENTILATING,MNFR:01)FUJI,PTNO:01)MMF-09D24TS-RM9 | INTERNAL,01)VENTILATING,01)FUJI,01)MMF-09D24TS-RM9 |  |  | FUJI | FUJI | MMF-09D24TS-RM9 | MELCO TECHNOLOGIES CO LTD |  |  |  |  | https://leedscart.com/index.php?route=product/product&product_id=3766 | [10 empty] | Cleansed | 40101604 Fans | FAN | ELECTRICAL | TYPE | INTERNAL | BLADE DIAMETER |  | FLOW RATING |  | SPEED RATING |  | NUMBER OF BLADES |  | ELECTRICAL RATING | 24 VDC, 0.19 A | DRIVE DETAILS |  | MATERIAL |  | MOUNTING TYPE |  | ENCLOSURE |  | OVERALL SIZE | 92X92X25 MM | CONNECTION LOCATION |  | DIRECTION |  | HAZARD CLASS |  | CERTIFICATION/STANDARD |  | ADDITIONAL FEATURES | VENTILATING | [41 empty] | Production Completed
STP_009 - Lot4 | Data Enrichment | RMU | OK | 2023-07-21 | 2023-08-01 |  | 1278533 | 1278533 | EA | FAN,ELEC;MOTOR DC |  |  | FAN,ELECTRICAL;DRIVE DETAILS:MOTOR DC,MNFR:01)SMC REFRIGERATION AIR CONDITIONI,PTNO:01)PRICING AS PER QUOTE# QU-0852 | EN_01)MOTOR DC,01)SMC REFRIGERATION AIR CONDI,01)PRICING AS PER QUOTE# QU-08 |  |  | SMC REFRIGERATION AIR CONDITIONI | SMC REFRIGERATION AIR CONDITIONI | [6 empty] | URL NOT FOUND | [10 empty] | Cleansed | 40101604 Fans | FAN | ELECTRICAL | TYPE |  | BLADE DIAMETER |  | FLOW RATING |  | SPEED RATING |  | NUMBER OF BLADES |  | ELECTRICAL RATING |  | DRIVE DETAILS | MOTOR DC | MATERIAL |  | MOUNTING TYPE |  | ENCLOSURE |  | OVERALL SIZE |  | CONNECTION LOCATION |  | DIRECTION |  | HAZARD CLASS |  | CERTIFICATION/STANDARD |  | ADDITIONAL FEATURES | PRICING AS PER QUOTE# QU-0852 | [41 empty] | Production Completed
STP_009 - Lot4 | Data Enrichment | RMU | OK | 2023-07-21 | 2023-08-01 |  | 1296110 | 1296110 | EA | FAN,ELEC;OIL COOLING,CIRCULATING,FUJI |  |  | FAN,ELECTRICAL;TYPE:OIL COOLING,ADDITIONAL FEATURES EN:CIRCULATING,MNFR:01)FUJI,PTNO:01)FT3-54F-NA | OIL COOLING,01)CIRCULATING,01)FUJI,01)FT3-54F-NA |  |  | FUJI | FUJI | FT3-54F-NA | [5 empty] | URL NOT FOUND | [10 empty] | Cleansed | 40101604 Fans | FAN | ELECTRICAL | TYPE | OIL COOLING, CIRCULATING | BLADE DIAMETER |  | FLOW RATING |  | SPEED RATING |  | NUMBER OF BLADES |  | ELECTRICAL RATING |  | DRIVE DETAILS |  | MATERIAL |  | MOUNTING TYPE |  | ENCLOSURE |  | OVERALL SIZE |  | CONNECTION LOCATION |  | DIRECTION |  | HAZARD CLASS |  | CERTIFICATION/STANDARD |  | ADDITIONAL FEATURES | [42 empty] | Production Completed
STP_009 - Lot4 | Data Enrichment | RMU | OK | 2023-07-21 | 2023-08-01 |  | 1278462 | 1278462 | EA | FAN,ELEC;PEDESTAL,BLD DIA 750 MM,4 |  |  | FAN,ELECTRICAL;TYPE:PEDESTAL,BLADE DIAMETER:750 MM,NUMBER OF BLADES:4,MATERIAL:CHROME,MNFR:01)BLKWOOD,PTNO:01)03624680 | PEDESTAL,750 MM,CHROME,01)BLKWOOD,01)03624680 |  |  | BLKWOOD | BLKWOOD | 03624680 | [5 empty] | URL NOT FOUND | [10 empty] | Cleansed | 40101604 Fans | FAN | ELECTRICAL | TYPE | PEDESTAL | BLADE DIAMETER | 750 MM | FLOW RATING |  | SPEED RATING |  | NUMBER OF BLADES | 4 | ELECTRICAL RATING |  | DRIVE DETAILS |  | MATERIAL | CHROME | MOUNTING TYPE |  | ENCLOSURE |  | OVERALL SIZE |  | CONNECTION LOCATION |  | DIRECTION |  | HAZARD CLASS |  | CERTIFICATION/STANDARD |  | ADDITIONAL FEATURES | [42 empty] | Production Completed
STP_009 - Lot4 | Data Enrichment | RMU | OK | 2023-07-21 | 2023-08-01 |  | 1350554 | 1350554 | EA | FAN,ELEC;RE-DESIGNED REDUCER,DBGI |  |  | FAN,ELECTRICAL;TYPE:RE-DESIGNED REDUCER,ADDITIONAL FEATURES EN:CENTRIFUGAL, 25:1 RATIO,MNFR:01)DBGI,PTNO:01)SD3-25:1 REDUCER;FAN | RE-DESIGNED REDUCER,01)CENTRIFUGAL, 25:1 RATIO,01)DBGI,01)SD3-25:1 REDUCER,FAN |  |  | DBGI | DBGI | [6 empty] | URL NOT FOUND | [10 empty] | Cleansed | 40101604 Fans | FAN | ELECTRICAL | TYPE | RE-DESIGNED REDUCER | BLADE DIAMETER |  | FLOW RATING |  | SPEED RATING |  | NUMBER OF BLADES |  | ELECTRICAL RATING |  | DRIVE DETAILS | SD3-25:1 REDUCER | MATERIAL |  | MOUNTING TYPE |  | ENCLOSURE |  | OVERALL SIZE |  | CONNECTION LOCATION |  | DIRECTION |  | HAZARD CLASS |  | CERTIFICATION/STANDARD |  | ADDITIONAL FEATURES | CENTRIFUGAL | [40 empty] | 25:1 RATIO | Production Completed
STP_009 - Lot4 | Data Enrichment | RMU | OK | 2023-07-21 | 2023-08-01 |  | 1320242 | 1320242 | EA | FAN,ELEC;STANDARD, TUBE AXIAL,CEGELEC |  |  | FAN,ELECTRICAL;TYPE:STANDARD, TUBE AXIAL,ADDITIONAL FEATURES EN:CEG DELTA SERIES,MNFR:01)CEGELEC,PTNO:01)31V5200-00 | STANDARD, TUBE AXIAL,01)CEG DELTA SERIES,01)CEGELEC,01)31V5200-00 |  |  | CEGELEC | CEGELEC | 31V5200-00 | [5 empty] | URL NOT FOUND | [10 empty] | Cleansed | 40101604 Fans | FAN | ELECTRICAL | TYPE | STANDARD,TUBE AXIAL | BLADE DIAMETER |  | FLOW RATING |  | SPEED RATING |  | NUMBER OF BLADES |  | ELECTRICAL RATING |  | DRIVE DETAILS |  | MATERIAL |  | MOUNTING TYPE |  | ENCLOSURE |  | OVERALL SIZE |  | CONNECTION LOCATION |  | DIRECTION |  | HAZARD CLASS |  | CERTIFICATION/STANDARD |  | ADDITIONAL FEATURES | CEG DELTA SERIES | [41 empty] | Production Completed
STP_009 - Lot4 | Data Enrichment | RMU | OK | 2023-07-21 | 2023-08-01 |  | 1286271 | 1286271 | EA | FAN,ELEC;THERMO, WEATHERPROOF,12 VDC |  |  | FAN,ELECTRICAL;TYPE:THERMO, WEATHERPROOF,BLADE DIAMETER:14 IN,ELECTRICAL RATING:12 VDC,MNFR:01)CAVA,PTNO:01)67/66991 | THERMO, WEATHERPROOF,14 IN,EN_01)12 VDC,01)CAVA,01)67/66991 |  |  | CAVA | CAVA | 67/66991 | [5 empty] | URL NOT FOUND | [10 empty] | Cleansed | 40101604 Fans | FAN | ELECTRICAL | TYPE | THERMO,WEATHERPROOF | BLADE DIAMETER | 14 IN | FLOW RATING |  | SPEED RATING |  | NUMBER OF BLADES |  | ELECTRICAL RATING | 12 VDC | DRIVE DETAILS |  | MATERIAL |  | MOUNTING TYPE |  | ENCLOSURE |  | OVERALL SIZE |  | CONNECTION LOCATION |  | DIRECTION |  | HAZARD CLASS |  | CERTIFICATION/STANDARD |  | ADDITIONAL FEATURES | [42 empty] | Production Completed
STP_009 - Lot4 | Data Enrichment | RMU | OK | 2023-07-21 | 2023-08-01 |  | 1296062 | 1296062 | EA | FAN,ELEC;TUBE AXIAL,BLD DIA 5 IN,DIRECT |  |  | FAN,ELECTRICAL;TYPE:TUBE AXIAL,BLADE DIAMETER:5 IN,SPEED RATING:3400 R/MIN,ELECTRICAL RATING:115 V AC,MOUNTING TYPE:DIRECT, OVERALL SIZE:WD 171.45 X HT 150.37 X DP 50.8 MM,MNFR:01)ROTRON,PTNO:01)028245 | TUBE AXIAL,5 IN,EN_01)3400 R/MIN,EN_01)115 V AC,DIRECT,EN_01)WD 171.45 X HT 150.37 X,01)ROTRON,01)028245 |  |  | ROTRON | ROTRON | 028245 | [5 empty] | https://www.electronicsurplus.com/u-s-toyo-fan-tf92115al-fan-axial-115vac-50-60hz-7-6-watt | [10 empty] | Enriched | 40101604 Fans | FAN | ELECTRICAL | TYPE | TUBE AXIAL, COOLING | BLADE DIAMETER | 5 IN | FLOW RATING | 235 CFM | SPEED RATING | 3400 RPM | NUMBER OF BLADES |  | ELECTRICAL RATING | 115 V AC, 31 W | DRIVE DETAILS |  | MATERIAL |  | MOUNTING TYPE | DIRECT | ENCLOSURE |  | OVERALL SIZE | 171.45WDX150.37 HTX50.8 DP MM | CONNECTION LOCATION |  | DIRECTION |  | HAZARD CLASS |  | CERTIFICATION/STANDARD | EN60950 | ADDITIONAL FEATURES | [42 empty] | Production Completed
STP_009 - Lot4 | Data Enrichment | RMU | OK | 2023-07-21 | 2023-08-01 |  | 1348676 | 1348676 | EA | FAN,ELEC;VANE AXIAL,230 V 6P,EBM D.630 |  |  | FAN,ELECTRICAL;TYPE:VANE AXIAL,ELECTRICAL RATING:230 V 6P,ADDITIONAL FEATURES EN:EBM D.630,MNFR:01)TRITECH,PTNO:01)40200132 | VANE AXIAL,EN_01)230 V 6P,01)EBM D.630,01)TRITECH,01)40200132 |  |  | TRITECH | TRITECH | 40200132 |  | EBM PAPST |  |  |  | URL NOT FOUND | [10 empty] | Cleansed | 40101604 Fans | FAN | AXIAL | TYPE | VANE | BLADE DIAMETER | 630 MM | FLOW RATING |  | SPEED RATING |  | NUMBER OF BLADES |  | ELECTRICAL RATING | 230 V, 6 P | DRIVE DETAILS |  | MATERIAL |  | MOUNTING TYPE |  | ENCLOSURE |  | OVERALL SIZE |  | CERTIFICATION/STANDARD |  | ADDITIONAL FEATURES | [48 empty] | Production Completed
STP_009 - Lot4 | Data Enrichment | RMU | OK | 2023-07-21 | 2023-08-01 |  | 1319252 | 1319252 | EA | FAN,ELEC;VENTILATING,6,DIA 4.877 M |  |  | FAN,ELECTRICAL;TYPE:VENTILATING,NUMBER OF BLADES:6,OVERALL SIZE:DIA 4.877 M,MNFR:01)CATREF,PTNO:01)VF4877-6-TL-SR1,MNFR:02)CATREF, PTNO:02)CF2024 | VENTILATING,EN_01)DIA 4.877 M,01)CATREF,02)CATREF,01)VF4877-6-TL-SR1,02)CF2024 |  |  | CATREF | CATREF | VF4877-6-TL-SR1 |  | CATREF | CF2024 |  |  | URL NOT FOUND | [10 empty] | Cleansed | 40101604 Fans | FAN | VENTILATION | TYPE |  | BLADE DIAMETER | 4.877 M | FLOW RATING |  | SPEED RATING |  | NUMBER OF BLADES | 6 | ELECTRICAL RATING |  | DRIVE DETAILS |  | MATERIAL |  | MOUNTING TYPE |  | ENCLOSURE |  | OVERALL SIZE |  | CERTIFICATION/STANDARD |  | ADDITIONAL FEATURES | [48 empty] | Production Completed
STP_009 - Lot4 | Data Enrichment | RMU | OK | 2023-07-21 | 2023-08-01 |  | 1236670 | 1236670 | EA | FAN,ELEC;VENTILATING,BLD DIA 12 IN,3 |  |  | FAN,ELECTRICAL;TYPE:VENTILATING,BLADE DIAMETER:12 IN,NUMBER OF BLADES:3,ADDITIONAL FEATURES EN:5/16 IN BORE,MNFR:01)LOVELOCK,PTNO: 01)AL01300 | VENTILATING,12 IN,01)5/16 IN BORE,01)LOVELOCK,01)AL01300 |  |  | LOVELOCK | LOVELOCK | AL01300 | [5 empty] | URL NOT FOUND | [10 empty] | Cleansed | 40101604 Fans | FAN | VENTILATION | TYPE |  | BLADE DIAMETER | 12 IN | FLOW RATING |  | SPEED RATING |  | NUMBER OF BLADES | 3 | ELECTRICAL RATING |  | DRIVE DETAILS | 5/16 IN BORE | MATERIAL |  | MOUNTING TYPE |  | ENCLOSURE |  | OVERALL SIZE |  | CERTIFICATION/STANDARD |  | ADDITIONAL FEATURES | [48 empty] | Production Completed
STP_009 - Lot4 | Data Enrichment | RMU | OK | 2023-07-21 | 2023-08-01 |  | 1288689 | 1288689 | EA | FAN;35" DIA |  |  | FAN;ADDITIONAL FEATURES EN:35" DIA,MNFR:01)FLUIDLIN,PTNO:01)040-002 | 01)FLUIDLIN,01)040-002,01)35" DIA |  |  | FLUIDLIN | FLUIDLIN | 040-002 | [5 empty] | URL NOT FOUND | [10 empty] | Cleansed | 40101604 Fans | FAN | No Modifier | TYPE |  | BLADE DIAMETER | 35 IN | FLOW RATING |  | SPEED RATING |  | NUMBER OF BLADES |  | DRIVE DETAILS |  | MATERIAL |  | MOUNTING TYPE |  | OVERALL SIZE |  | HAZARD CLASS |  | CERTIFICATION/STANDARD |  | ADDITIONAL FEATURES | [50 empty] | Production Completed
STP_009 - Lot4 | Data Enrichment | RMU | OK | 2023-07-21 | 2023-08-01 |  | 1295912 | 1295912 | EA | FAN;A/C,16T |  |  | FAN;TYPE:AIR CONDITIONER,ADDITIONAL FEATURES EN:16T,MNFR:01)ADAPLIFT,PTNO:01)1564433 | 01)ADAPLIFT,01)1564433,EN_01)AIR CONDITIONER,01)16T |  |  | ADAPLIFT | ADAPLIFT | 1564433 | [5 empty] | URL NOT FOUND | [10 empty] | Cleansed | 40101604 Fans | FAN | No Modifier | TYPE | AIR CONDITIONER | BLADE DIAMETER |  | FLOW RATING |  | SPEED RATING |  | NUMBER OF BLADES |  | DRIVE DETAILS |  | MATERIAL |  | MOUNTING TYPE |  | OVERALL SIZE |  | HAZARD CLASS |  | CERTIFICATION/STANDARD |  | ADDITIONAL FEATURES | 16T | [49 empty] | Production Completed
STP_009 - Lot4 | Data Enrichment | RMU | OK | 2023-07-21 | 2023-08-01 |  | 1278387 | 1278387 | EA | FAN;AIR BLASTER, COMPACT,BLD DIA 450 MM |  |  | FAN;TYPE:AIR BLASTER, COMPACT,BLADE DIAMETER:450 MM,ADDITIONAL FEATURES EN:POWER RATING: 1700 WINPUT VOLTAGE: 240 V AC,MNFR:01)J. BL | 01)J.BLACKWOOD & SON LIMITED,01)05508874,EN_01)AIR BLASTER, COMPACT,450 MM,01)POWER RATING: 1700 WINPUT V |  |  | J. BL | J. BL | [6 empty] | URL NOT FOUND | [10 empty] | Cleansed | 40101604 Fans | FAN | ELECTRICAL | TYPE | AIR BLASTER,COMPACT | BLADE DIAMETER | 450 MM | FLOW RATING |  | SPEED RATING |  | NUMBER OF BLADES |  | ELECTRICAL RATING | 240 VAC, 1700 W | DRIVE DETAILS |  | MATERIAL |  | MOUNTING TYPE |  | ENCLOSURE |  | OVERALL SIZE |  | CONNECTION LOCATION |  | DIRECTION |  | HAZARD CLASS |  | CERTIFICATION/STANDARD |  | ADDITIONAL FEATURES | [42 empty] | Production Completed
STP_009 - Lot4 | Data Enrichment | RMU | OK | 2023-07-21 | 2023-08-01 |  | 1319266 | 1319266 | EA | FAN;ASSY,BAC |  |  | FAN;TYPE:ASSEMBLY,ADDITIONAL FEATURES EN:BAC,MNFR:01)GORDON,PTNO:01)54-BY10270 | 01)GORDON,01)54-BY10270,EN_01)ASSEMBLY,01)BAC |  |  | GORDON | GORDON | 54-BY10270 | [5 empty] | URL NOT FOUND | [10 empty] | Cleansed | 40101604 Fans | FAN | No Modifier | TYPE |  | BLADE DIAMETER |  | FLOW RATING |  | SPEED RATING |  | NUMBER OF BLADES |  | DRIVE DETAILS |  | MATERIAL |  | MOUNTING TYPE |  | OVERALL SIZE |  | HAZARD CLASS |  | CERTIFICATION/STANDARD |  | ADDITIONAL FEATURES | ASSEMBLY, BAC | [49 empty] | Production Completed
STP_009 - Lot4 | Data Enrichment | RMU | OK | 2023-07-21 | 2023-08-01 |  | 1278375 | 1278375 | EA | FAN;CHLR |  |  | FAN;TYPE:CHILLER,MNFR:01)CFM FANS,PTNO:01)MVA500 | 01)CFM FANS,01)MVA500,EN_01)CHILLER |  |  | CFM FANS | CFM FANS | MVA500 | [5 empty] | URL NOT FOUND | [10 empty] | Cleansed | 40101604 Fans | FAN | No Modifier | TYPE | CHILLER | BLADE DIAMETER |  | FLOW RATING |  | SPEED RATING |  | NUMBER OF BLADES |  | DRIVE DETAILS |  | MATERIAL |  | MOUNTING TYPE |  | OVERALL SIZE |  | HAZARD CLASS |  | CERTIFICATION/STANDARD |  | ADDITIONAL FEATURES | [50 empty] | Production Completed
STP_009 - Lot4 | Data Enrichment | RMU | OK | 2023-07-21 | 2023-08-01 |  | 1278347 | 1278347 | EA | FAN;CI,ID 25 X OD 207 X WD 33 MM |  |  | FAN;MATERIAL:CAST IRON,OVERALL SIZE:ID 25 X OD 207 X WD 33 MM,ADDITIONAL FEATURES EN:BLADES, REFERENCE NO: 10BI10920,MNFR:01)CNW (MOUNT ISA) ELECT WHOLESALER,PTNO:01)197/CF-D1604 | 01)CNW (MOUNT ISA) ELECT WHOLE,01)197/CF-D1604,EN_01)CAST IRON,ID 25 X OD 207 X WD 33 MM,01)BLADES, REFERENCE NO: 10BI1 |  |  | CNW (MOUNT ISA) ELECT WHOLESALER | CNW (MOUNT ISA) ELECT WHOLESALER | 197/CF-D1604 | [5 empty] | URL NOT FOUND | [10 empty] | Cleansed | 40101604 Fans | FAN | No Modifier | TYPE |  | BLADE DIAMETER |  | FLOW RATING |  | SPEED RATING |  | NUMBER OF BLADES |  | DRIVE DETAILS |  | MATERIAL | CAST IRON | MOUNTING TYPE |  | OVERALL SIZE | ID 25 X OD 207 X WD 33 MM | HAZARD CLASS |  | CERTIFICATION/STANDARD |  | ADDITIONAL FEATURES | REFERENCE NO: 10BI10920 | [48 empty] | REFERENCE NO: 10BI10920 | Production Completed
STP_009 - Lot4 | Data Enrichment | RMU | OK | 2023-07-21 | 2023-08-01 |  | 1215173 | 1215173 | EA | FAN;COLNG,MIG WELDER | VENTILADOR; | VENTILATEURS; | FAN;TYPE:COOLING,ADDITIONAL FEATURES EN:MIG WELDER,MNFR:BOC LIMITED,PTNO:37-120522-02-00 | 01)BOC LIMITED,01)37-120522-02-00,EN_01)COOLING,01)MIG WELDER | 37-120522-02-00 | 1068135 | BOC LIMITED | BOC LIMITED | 37-120522-02-00 | [5 empty] | https://www.weldingsupply.com.au/collections/repair-parts-mig/products/fan | [10 empty] | Cleansed | 40101604 Fans | FAN | COOLING | TYPE |  | BLADE DIAMETER |  | FLOW RATING |  | SPEED RATING |  | NUMBER OF BLADES |  | ELECTRICAL RATING |  | DRIVE DETAILS |  | MATERIAL |  | MOUNTING TYPE |  | ENCLOSURE |  | OVERALL SIZE |  | CERTIFICATION/STANDARD |  | ADDITIONAL FEATURES | MIG WELDER | [47 empty] | Production Completed
STP_009 - Lot4 | Data Enrichment | RMU | OK | 2023-07-21 | 2023-08-01 |  | 1215174 | 1215174 | EA | FAN;COLNG,PWR,PCB BOARD | VENTILADOR; | VENTILATEURS; | FAN;TYPE:COOLING,ADDITIONAL FEATURES EN:POWER,PCB BOARD,MNFR:BOC LIMITED,PTNO:51-PH-81-C-RL | 01)BOC LIMITED,01)51-PH-81-C-RL,EN_01)COOLING,01)POWER,PCB BOARD | 51-PH-81-C-RL | 1068135 | BOC LIMITED | BOC LIMITED | 51-PH-81-C-RL | [5 empty] | URL NOT FOUND | [10 empty] | Cleansed | 40101604 Fans | FAN | COOLING | TYPE |  | BLADE DIAMETER |  | FLOW RATING |  | SPEED RATING |  | NUMBER OF BLADES |  | ELECTRICAL RATING |  | DRIVE DETAILS |  | MATERIAL |  | MOUNTING TYPE |  | ENCLOSURE |  | OVERALL SIZE |  | CERTIFICATION/STANDARD |  | ADDITIONAL FEATURES | POWER,PCB BOARD | [47 empty] | Production Completed
STP_009 - Lot4 | Data Enrichment | RMU | OK | 2023-07-21 | 2023-08-01 |  | 1215021 | 1215021 | EA | FAN;COLNG,WLDR | VENTILADOR; | VENTILATEURS; | FAN;TYPE:COOLING,ADDITIONAL FEATURES EN:WELDER,MNFR:BOC LIMITED,PTNO:37-120211-03-00 | 01)BOC LIMITED,01)37-120211-03-00,EN_01)COOLING,01)WELDER | 37-120211-03-00 | 1068135 | BOC LIMITED | BOC LIMITED | 37-120211-03-00 | [5 empty] | URL NOT FOUND | [10 empty] | Cleansed | 40101604 Fans | FAN | COOLING | TYPE |  | BLADE DIAMETER |  | FLOW RATING |  | SPEED RATING |  | NUMBER OF BLADES |  | ELECTRICAL RATING |  | DRIVE DETAILS |  | MATERIAL |  | MOUNTING TYPE |  | ENCLOSURE |  | OVERALL SIZE |  | CERTIFICATION/STANDARD |  | ADDITIONAL FEATURES | WELDER | [47 empty] | Production Completed
STP_009 - Lot4 | Data Enrichment | RMU | OK | 2023-07-21 | 2023-08-01 |  | 1229512 | 1229512 | EA | FAN;COOLR, CONVERTER, CSF,11/22KW |  |  | FAN;TYPE:COOLER, CONVERTER, CSF,ADDITIONAL FEATURES EN:11/22KW,MNFR:01)CAVAHYD,PTNO:01)491379 | 01)CAVAHYD,01)491379,EN_01)COOLER, CONVERTER, CSF,01)11/22KW |  |  | CAVAHYD | CAVAHYD | 491379 | [5 empty] | URL NOT FOUND | [10 empty] | Cleansed | 40101604 Fans | FAN | COOLING | TYPE | CONVERTER, CSF | BLADE DIAMETER |  | FLOW RATING |  | SPEED RATING |  | NUMBER OF BLADES |  | ELECTRICAL RATING | 11/22 KW | DRIVE DETAILS |  | MATERIAL |  | MOUNTING TYPE |  | OVERALL SIZE |  | CERTIFICATION/STANDARD |  | ADDITIONAL FEATURES | [50 empty] | Production Completed
STP_009 - Lot4 | Data Enrichment | RMU | OK | 2023-07-21 | 2023-08-01 |  | 1278346 | 1278346 | EA | FAN;CORDLS,JOBSITE |  |  | FAN;TYPE:CORDLESS,ADDITIONAL FEATURES EN:JOBSITE,MNFR:01)HAYMANS,PTNO:01)MIWM18AF-0 | 01)HAYMANS,01)MIWM18AF-0,EN_01)CORDLESS,01)JOBSITE |  |  | HAYMANS | HAYMANS | MIWM18AF-0 | [5 empty] | URL NOT FOUND | [10 empty] | Cleansed | 40101604 Fans | FAN | No Modifier | TYPE | CORDLESS | BLADE DIAMETER |  | FLOW RATING |  | SPEED RATING |  | NUMBER OF BLADES |  | DRIVE DETAILS |  | MATERIAL |  | MOUNTING TYPE |  | OVERALL SIZE |  | HAZARD CLASS |  | CERTIFICATION/STANDARD |  | ADDITIONAL FEATURES | JOBSITE | [49 empty] | Production Completed
STP_009 - Lot4 | Data Enrichment | RMU | OK | 2023-07-21 | 2023-08-01 |  | 1288745 | 1288745 | EA | FAN;CROSS TRAVEL, MOTOR |  |  | FAN;TYPE:CROSS TRAVEL, MOTOR,MNFR:01)EILBECK,PTNO:01)2255 | 01)EILBECK,01)2255,EN_01)CROSS TRAVEL, MOTOR |  |  | EILBECK | EILBECK | 2255 | [5 empty] | URL NOT FOUND | [10 empty] | Cleansed | 40101604 Fans | FAN | No Modifier | TYPE | CROSS TRAVEL,MOTOR | BLADE DIAMETER |  | FLOW RATING |  | SPEED RATING |  | NUMBER OF BLADES |  | DRIVE DETAILS |  | MATERIAL |  | MOUNTING TYPE |  | OVERALL SIZE |  | HAZARD CLASS |  | CERTIFICATION/STANDARD |  | ADDITIONAL FEATURES | [50 empty] | Production Completed
STP_009 - Lot4 | Data Enrichment | RMU | OK | 2023-07-21 | 2023-08-01 |  | 1289007 | 1289007 | EA | FAN;DRAUGHT |  |  | FAN;TYPE:DRAUGHT,MNFR:01)HMA BAGHOUSE,PTNO:01)ILS163796 | 01)HMA BAGHOUSE,01)ILS163796,EN_01)DRAUGHT |  |  | HMA BAGHOUSE | HMA BAGHOUSE | ILS163796 | [5 empty] | URL NOT FOUND | [10 empty] | Cleansed | 40101604 Fans | FAN | No Modifier | TYPE | DRAUGHT | BLADE DIAMETER |  | FLOW RATING |  | SPEED RATING |  | NUMBER OF BLADES |  | DRIVE DETAILS |  | MATERIAL |  | MOUNTING TYPE |  | OVERALL SIZE |  | HAZARD CLASS |  | CERTIFICATION/STANDARD |  | ADDITIONAL FEATURES | [50 empty] | Production Completed
STP_009 - Lot4 | Data Enrichment | RMU | OK | 2023-07-21 | 2023-08-01 |  | 1286239 | 1286239 | EA | FAN;DRM,BLD DIA 3 IN,15 IN,CARRAIR |  |  | FAN;TYPE:DRUM,BLADE DIAMETER:3 IN,OVERALL SIZE:15 IN,MNFR:01)CARRAIR,PTNO:01)27N541 | 01)CARRAIR,01)27N541,EN_01)DRUM,3 IN,15 IN |  |  | CARRAIR | CARRAIR | 27N541 | [5 empty] | URL NOT FOUND | [10 empty] | Cleansed | 40101604 Fans | FAN | No Modifier | TYPE | DRUM | BLADE DIAMETER | 3 IN | FLOW RATING |  | SPEED RATING |  | NUMBER OF BLADES |  | DRIVE DETAILS |  | MATERIAL |  | MOUNTING TYPE |  | OVERALL SIZE | 15 IN | HAZARD CLASS |  | CERTIFICATION/STANDARD |  | ADDITIONAL FEATURES | [50 empty] | Production Completed
STP_009 - Lot4 | Data Enrichment | RMU | OK | 2023-07-21 | 2023-08-01 |  | 1286240 | 1286240 | EA | FAN;DRM,BLD DIA 3/4 IN,7 IN,ASEA |  |  | FAN;TYPE:DRUM,BLADE DIAMETER:3/4 IN,OVERALL SIZE:7 IN,MNFR:01)ASEA,PTNO:01)AA-710-326-M149 | 01)ASEA,01)AA-710-326-M149,EN_01)DRUM,3/4 IN,7 IN |  |  | ASEA | ASEA | AA-710-326-M149 | [5 empty] | URL NOT FOUND | [10 empty] | Cleansed | 40101604 Fans | FAN | No Modifier | TYPE | DRUM | BLADE DIAMETER | 3/4 IN | FLOW RATING |  | SPEED RATING |  | NUMBER OF BLADES |  | DRIVE DETAILS |  | MATERIAL |  | MOUNTING TYPE |  | OVERALL SIZE | 7 IN | HAZARD CLASS |  | CERTIFICATION/STANDARD |  | ADDITIONAL FEATURES | [50 empty] | Production Completed
STP_009 - Lot4 | Data Enrichment | RMU | OK | 2023-07-21 | 2023-08-01 |  | 1348020 | 1348020 | EA | FAN;ENGINE COOLING,BLD DIA 32 IN,11,H SI |  |  | FAN;TYPE:ENGINE COOLING,BLADE DIAMETER:32 IN,NUMBER OF BLADES:11,MATERIAL:PLASTIC,ADDITIONAL FEATURES EN:H SI,MNFR:01)BROWHURL, PTNO:01)FD06813502 | 01)BROWHURL,01)FD06813502,EN_01)ENGINE COOLING,32 IN,EN_01)PLASTIC,01)H SI |  |  | BROWHURL | BROWHURL | FD06813502 | American Cooling Systems |  |  |  |  | https://www.ngclark.com.au/brands/american-cooling-systems-acs-fans/ | [10 empty] | Cleansed | 40101604 Fans | FAN | COOLING | TYPE | ENGINE | BLADE DIAMETER | 32 IN | FLOW RATING |  | SPEED RATING |  | NUMBER OF BLADES | 11 | DRIVE DETAILS |  | MATERIAL | PLASTIC | MOUNTING TYPE |  | OVERALL SIZE |  | CERTIFICATION/STANDARD |  | ADDITIONAL FEATURES | H SI | [51 empty] | Production Completed
STP_009 - Lot4 | Data Enrichment | RMU | OK | 2023-07-21 | 2023-08-01 |  | 1360504 | 1360504 | EA | FAN;EXHST,BLD DIA 150 MM,MFR:BLAUBERG | VENTILADOR;DIA HJ | VENTILATEURS;LAME DIA | FAN;TYPE:EXHAUST,BLADE DIAMETER:150 MM,ADDITIONAL FEATURES EN:MFR:BLAUBERG,PT:AERO150 | 01)REECE PTY LTD,01)1617479,EN_01)EXHAUST,150 MM,01)MFR:BLAUBERG,02)PT:AERO150 |  |  | BLAUBERG | BLAUBERG | AERO150 | [5 empty] | https://blaubergventilatoren.de/en/product/aero-150#characteristic | https://blaubergventilatoren.de/en/download/4575 | [9 empty] | Enriched | 40101604 Fans | FAN | ELECTRICAL | TYPE | RADIAL | BLADE DIAMETER | 150 MM | FLOW RATING | 309 M3/H | SPEED RATING | 2400 MM | NUMBER OF BLADES |  | ELECTRICAL RATING | 220 TO 240 V, 0.13 A, 24 W, 50 HZ | DRIVE DETAILS |  | MATERIAL |  | MOUNTING TYPE |  | ENCLOSURE |  | OVERALL SIZE | 198 WDX170 HTX119 DP MM | CONNECTION LOCATION |  | DIRECTION |  | HAZARD CLASS |  | CERTIFICATION/STANDARD |  | ADDITIONAL FEATURES | [41 empty] | PT:AERO150 | Production Completed
STP_009 - Lot4 | Data Enrichment | RMU | OK | 2023-07-21 | 2023-08-01 |  | 1278487 | 1278487 | EA | FAN;FACTORY, FLOOR,REFERENCE NO: FF900 |  |  | FAN;TYPE:FACTORY, FLOOR,ADDITIONAL FEATURES EN:REFERENCE NO: FF900,MNFR:01)ATOMSUP,PTNO:01)253040 | 01)ATOMSUP,01)253040,EN_01)FACTORY, FLOOR,01)REFERENCE NO: FF900 |  |  | ATOM SUPPLY | ATOMSUP | 253040 | [5 empty] | URL NOT FOUND | [10 empty] | Cleansed | 40101604 Fans | FAN | No Modifier | TYPE | FACTORY,FLOOR | BLADE DIAMETER |  | FLOW RATING |  | SPEED RATING |  | NUMBER OF BLADES |  | DRIVE DETAILS |  | MATERIAL |  | MOUNTING TYPE |  | OVERALL SIZE |  | HAZARD CLASS |  | CERTIFICATION/STANDARD |  | ADDITIONAL FEATURES | REFERENCE NO: FF900 | [49 empty] | Production Completed
STP_009 - Lot4 | Data Enrichment | RMU | OK | 2023-07-21 | 2023-08-01 |  | 1278270 | 1278270 | EA | FAN;IMPLR |  |  | FAN;TYPE:IMPELLER,MNFR:01)CLEMCORP (WA) PTY LTD T/AS,PTNO:01)CC480 | 01)CLEMCORP (WA) PTY LTD T/AS,01)CC480,EN_01)IMPELLER |  |  | CLEMCORP (WA) PTY LTD T/AS | CLEMCORP (WA) PTY LTD T/AS | CC480 | [5 empty] | URL NOT FOUND | [10 empty] | Cleansed | 40101604 Fans | IMPELLER | FAN | TYPE |  | SHAFT SIZE |  | IMPELLER DIAMETER |  | MATERIAL |  | BOSS STYLE |  | BOSS DIAMETER |  | BOSS WIDTH |  | HAZARD CLASS |  | CERTIFICATION/STANDARD |  | ADDITIONAL FEATURES | [54 empty] | Production Completed
STP_009 - Lot4 | Data Enrichment | RMU | OK | 2023-07-21 | 2023-08-01 |  | 1288896 | 1288896 | EA | FAN;LONG TRAVEL MOTOR |  |  | FAN;TYPE:LONG TRAVEL MOTOR,MNFR:01)EILBECK,PTNO:01)ABM769839000 | 01)EILBECK,01)ABM769839000,EN_01)LONG TRAVEL MOTOR |  |  | EILBECK | EILBECK | ABM769839000 | [5 empty] | URL NOT FOUND | [10 empty] | Cleansed | 40101604 Fans | FAN | No Modifier | TYPE | LONG TRAVEL MOTOR | BLADE DIAMETER |  | FLOW RATING |  | SPEED RATING |  | NUMBER OF BLADES |  | DRIVE DETAILS |  | MATERIAL |  | MOUNTING TYPE |  | OVERALL SIZE |  | HAZARD CLASS |  | CERTIFICATION/STANDARD |  | ADDITIONAL FEATURES | [50 empty] | Production Completed
STP_009 - Lot4 | Data Enrichment | RMU | OK | 2023-07-21 | 2023-08-01 |  | 1278200 | 1278200 | EA | FAN;O/D REF TO QU-1194ATTN GREG WOODS 47 |  |  | FAN;ADDITIONAL FEATURES EN:O/D REF TO QU-1194ATTN GREG WOODS 4744 2018,MNFR:01)SMC REFRIGERATION AIR CONDITIONI,PTNO:01)O/D FAN | 01)SMC REFRIGERATION AIR CONDI,01)O/D FAN,01)O/D REF TO QU-1194ATTN GREG |  |  | SMC REFRIGERATION AIR CONDITIONI | SMC REFRIGERATION AIR CONDITIONI | [6 empty] | URL NOT FOUND | [10 empty] | Cleansed | 40101604 Fans | FAN | No Modifier | TYPE |  | BLADE DIAMETER |  | FLOW RATING |  | SPEED RATING |  | NUMBER OF BLADES |  | DRIVE DETAILS |  | MATERIAL |  | MOUNTING TYPE |  | OVERALL SIZE |  | HAZARD CLASS |  | CERTIFICATION/STANDARD |  | ADDITIONAL FEATURES | O/D REF TO QU-1194ATTN GREG WOODS 4744 2018 | [49 empty] | Production Completed
STP_009 - Lot4 | Data Enrichment | RMU | OK | 2023-07-21 | 2023-08-01 |  | 1278165 | 1278165 | EA | FAN;RDL, AIR COMPRESSOR |  |  | FAN;TYPE:RADIAL, AIR COMPRESSOR,MNFR:01)GARDNER DENVER INDUSTRIES PTY,PTNO:01)100005344 | 01)GARDNER DENVER INDUSTRIES P,01)100005344,EN_01)RADIAL, AIR COMPRESSOR |  |  | GARDNER DENVER INDUSTRIES PTY | GARDNER DENVER INDUSTRIES PTY | 100005344 | [5 empty] | https://www.industrialairpower.com/100005344-radial-fan.html | [10 empty] | Cleansed | 40101604 Fans | FAN | No Modifier | TYPE | RADIAL,AIR COMPRESSOR | BLADE DIAMETER |  | FLOW RATING |  | SPEED RATING |  | NUMBER OF BLADES |  | DRIVE DETAILS |  | MATERIAL |  | MOUNTING TYPE |  | OVERALL SIZE |  | HAZARD CLASS |  | CERTIFICATION/STANDARD |  | ADDITIONAL FEATURES | [50 empty] | Production Completed
STP_009 - Lot4 | Data Enrichment | RMU | OK | 2023-07-21 | 2023-08-01 |  | 1360830 | 1360830 | EA | FAN;RDL,BLD DIA 500 MM,MFR:EBM | VENTILADOR;DIA HJ | VENTILATEURS;LAME DIA | FAN;TYPE:RADIAL,BLADE DIAMETER:500 MM,ADDITIONAL FEATURES EN:MFR:EBM | 01)ACTROL PARTS PTY LTD,01)K3G500FA2803,EN_01)RADIAL,500 MM,01)MFR:EBM |  |  | EBM | EBM | [6 empty] | URL NOT FOUND | [10 empty] | Cleansed | 40101604 Fans | FAN | No Modifier | TYPE | RADIAL | BLADE DIAMETER | 500 MM | FLOW RATING |  | SPEED RATING |  | NUMBER OF BLADES |  | DRIVE DETAILS |  | MATERIAL |  | MOUNTING TYPE |  | OVERALL SIZE |  | HAZARD CLASS |  | CERTIFICATION/STANDARD |  | ADDITIONAL FEATURES | [50 empty] | Production Completed
STP_009 - Lot4 | Data Enrichment | RMU | OK | 2023-07-21 | 2023-08-01 |  | 1229734 | 1229734 | EA | FAN;TUBE AXIAL, FIREWALL VENT,4000 L/MIN |  |  | FAN;TUBE AXIAL, FIREWALL VENT,FLOW RATING:4000 L/MIN,MNFR:01)HOWDEN,PTNO:01)HPA750-6D | 01)HOWDEN,01)HPA750-6D,EN_01)TUBE AXIAL, FIREWALL VEN,4000 L/MIN |  |  | HOWDEN | HOWDEN | HPA750-6D | [5 empty] | URL NOT FOUND | [10 empty] | Cleansed | 40101604 Fans | FAN | No Modifier | TYPE | TUBE AXIAL, FIREWALL VENT | BLADE DIAMETER |  | FLOW RATING | 4000 L/MIN | SPEED RATING |  | NUMBER OF BLADES |  | DRIVE DETAILS |  | MATERIAL |  | MOUNTING TYPE |  | OVERALL SIZE |  | HAZARD CLASS |  | CERTIFICATION/STANDARD |  | ADDITIONAL FEATURES | [50 empty] | Production Completed
STP_009 - Lot4 | Data Enrichment | RMU | OK | 2023-07-21 | 2023-08-01 |  | 1232714 | 1232714 | EA | FAN;VANE AXIAL,3.1M DIA, C/W CASING T |  |  | FAN;TYPE:VANE AXIAL,ADDITIONAL FEATURES EN:3.1M DIA, C/W CASING AND T,MNFR:01)AUSMINCO,PTNO:01)CFF.318/140/10 | 01)AUSMINCO,01)CFF.318/140/10,EN_01)VANE AXIAL,01)3.1M DIA, C/W CASING & T |  |  | AUSMINCO | AUSMINCO | CFF.318/140/10 | [5 empty] | URL NOT FOUND | [10 empty] | Cleansed | 40101604 Fans | FAN | AXIAL | TYPE | VANE | BLADE DIAMETER | 3.1 M | FLOW RATING |  | SPEED RATING |  | NUMBER OF BLADES |  | ELECTRICAL RATING |  | DRIVE DETAILS |  | MATERIAL |  | MOUNTING TYPE |  | ENCLOSURE |  | OVERALL SIZE |  | CERTIFICATION/STANDARD |  | ADDITIONAL FEATURES | C/W CASING AND T | [47 empty] | Production Completed
STP_009 - Lot4 | Data Enrichment | RMU | OK | 2023-07-21 | 2023-08-01 |  | 1345958 | 1345958 | EA | FAN;VANE AXIAL,R.H, BALANCED, ASSY,HAUCK |  |  | FAN;TYPE:VANE AXIAL,ADDITIONAL FEATURES EN:R.H, BALANCED, ASSY,MNFR:01)HAUCK,PTNO:01)TBAB1-08-290-D3;RH | 01)HAUCK,01)TBAB1-08-290-D3,RH,EN_01)VANE AXIAL,01)R.H, BALANCED, ASSY |  |  | HAUCK | HAUCK | TBAB1-08-290-D3 | [5 empty] | URL NOT FOUND | [10 empty] | Cleansed | 40101604 Fans | FAN | AXIAL | TYPE | VANE | BLADE DIAMETER |  | FLOW RATING |  | SPEED RATING |  | NUMBER OF BLADES |  | DRIVE DETAILS |  | MATERIAL |  | MOUNTING TYPE |  | OVERALL SIZE |  | CERTIFICATION/STANDARD |  | ADDITIONAL FEATURES | ASSEMBLY, R.H, BALANCED | [51 empty] | Production Completed
STP_009 - Lot4 | Data Enrichment | RMU | OK | 2023-07-21 | 2023-08-01 |  | 1319251 | 1319251 | EA | FAN;VENTILATING, EXTERNAL,D200L, 40HP |  |  | FAN;VENTILATING, EXTERNAL,ADDITIONAL FEATURES EN:D200L, 40HP,MNFR:01)POPE,PTNO:01)1145-151-005 | 01)POPE,01)1145-151-005,EN_01)VENTILATING, EXTERNAL,01)D200L, 40HP |  |  | POPE | POPE | 1145-151-005 | [5 empty] | URL NOT FOUND | [10 empty] | Cleansed | 40101604 Fans | FAN | VENTILATION | TYPE | EXTERNAL | BLADE DIAMETER |  | FLOW RATING |  | SPEED RATING |  | NUMBER OF BLADES |  | ELECTRICAL RATING |  | DRIVE DETAILS |  | MATERIAL |  | MOUNTING TYPE |  | ENCLOSURE |  | OVERALL SIZE |  | CERTIFICATION/STANDARD |  | ADDITIONAL FEATURES | FOR MOTOR D200L, 40HP | [47 empty] | Production Completed
STP_009 - Lot4 | Data Enrichment | RMU | OK | 2023-07-21 | 2023-08-01 |  | 1295469 | 1295469 | EA | FAN;VENTILATING,APM MCC2 FILTER,WENMEC |  |  | FAN;TYPE:VENTILATING,ADDITIONAL FEATURES EN:APM MCC2 FILTER,MNFR:01)WENMEC,PTNO:01)38374 | 01)WENMEC,01)38374,EN_01)VENTILATING,01)APM MCC2 FILTER |  |  | WENMEC SYSTEMS INC | WENMEC | 38374 | [5 empty] | URL NOT FOUND | [10 empty] | Cleansed | 40101604 Fans | FAN | No Modifier | TYPE | VENTILATING | BLADE DIAMETER |  | FLOW RATING |  | SPEED RATING |  | NUMBER OF BLADES |  | DRIVE DETAILS |  | MATERIAL |  | MOUNTING TYPE |  | OVERALL SIZE |  | HAZARD CLASS |  | CERTIFICATION/STANDARD |  | ADDITIONAL FEATURES | FOR APM MCC2 FILTER | [49 empty] | Production Completed
STP_009 - Lot4 | Data Enrichment | RMU | OK | 2023-07-21 | 2023-08-01 |  | 1278079 | 1278079 | EA | FAN;WITH BRAKE LINING |  |  | FAN;ADDITIONAL FEATURES EN:WITH BRAKE LINING,MNFR:01)EILBECK,PTNO:01)AN 2255 | 01)EILBECK,01)AN 2255,01)WITH BRAKE LINING |  |  | EILBECK | EILBECK | AN 2255 | [5 empty] | URL NOT FOUND | [10 empty] | Cleansed | 40101604 Fans | FAN | No Modifier | TYPE |  | BLADE DIAMETER |  | FLOW RATING |  | SPEED RATING |  | NUMBER OF BLADES |  | DRIVE DETAILS |  | MATERIAL |  | MOUNTING TYPE |  | OVERALL SIZE |  | HAZARD CLASS |  | CERTIFICATION/STANDARD |  | ADDITIONAL FEATURES | WITH BRAKE LINING | [49 empty] | Production Completed
STP_009 - Lot4 | Data Enrichment | RMU | OK | 2023-07-21 | 2023-08-01 |  | 1283361 | 1283361 | EA | HARNESS;KM PROMASK |  |  | HARNESS;ADDITIONAL FEATURES EN:KM PROMASK,MNFR:01)BLKWOOD,PTNO:01)5044400 | 01)KM PROMASK,01)BLKWOOD,01)5044400 |  |  | BLKWOOD | BLKWOOD | 5044400 | [5 empty] | URL NOT FOUND | [10 empty] | Cleansed |  | HARNESS | No Modifier | TYPE |  | SIZE |  | MATERIAL |  | HAZARD CLASS |  | CERTIFICATION/STANDARD |  | ADDITIONAL FEATURES | KM PROMASK | [61 empty] | Production Completed
STP_009 - Lot4 | Data Enrichment | RMU | OK | 2023-07-21 | 2023-08-01 |  | 1280876 | 1280876 | EA | HARNESS,SAFTY;WEBBING HEAD |  |  | HARNESS,SAFETY;TYPE:WEBBING HEAD,MNFR:01)BLKWOOD,PTNO:01)B0364-0653 | EN_01)WEBBING HEAD,01)BLKWOOD,01)B0364-0653 |  |  | BLKWOOD | BLKWOOD | B0364-0653 | [5 empty] | URL NOT FOUND | [10 empty] | Cleansed | 46182306 Safety harnesses or belts | HARNESS | SAFETY | TYPE | WEBBING HEAD | SIZE |  | MATERIAL |  | CAPACITY |  | COLOUR |  | HAZARD CLASS |  | CERTIFICATION/STANDARD |  | ADDITIONAL FEATURES | [58 empty] | Production Completed
STP_009 - Lot4 | Data Enrichment | RMU | OK | 2023-07-21 | 2023-08-01 |  | 1280880 | 1280880 | EA | HARNESS,SAFTY;WEBBING HEAD |  |  | HARNESS,SAFETY;TYPE:WEBBING HEAD,MNFR:01)BLKWOOD,PTNO:01)B0354-1505 | EN_01)WEBBING HEAD,01)BLKWOOD,01)B0354-1505 |  |  | BLKWOOD | BLKWOOD | B0354-1505 | [5 empty] | URL NOT FOUND | [10 empty] | Cleansed | 46182306 Safety harnesses or belts | HARNESS | SAFETY | TYPE | WEBBING HEAD | SIZE |  | MATERIAL |  | CAPACITY |  | COLOUR |  | HAZARD CLASS |  | CERTIFICATION/STANDARD |  | ADDITIONAL FEATURES | [58 empty] | Production Completed
STP_009 - Lot4 | Data Enrichment | RMU | OK | 2023-07-21 | 2023-08-01 |  | 1280723 | 1280723 | EA | HARNESS,SAFTY;WEBNG,50 MM |  |  | HARNESS,SAFETY;TYPE:WEBBING,SIZE:50 MM,ADDITIONAL FEATURES EN:CROSS FR, SUIT LBSB,MNFR:01)ATOM SUPPLY,PTNO:01)402529 | EN_01)WEBBING,50 MM,01)CROSS FR, SUIT LBSB,01)ATOM SUPPLY,01)402529 |  |  | ATOM SUPPLY | ATOM SUPPLY | 402529 | [5 empty] | URL NOT FOUND | [10 empty] | Cleansed | 46182306 Safety harnesses or belts | HARNESS | SAFETY | TYPE | WEBBING | SIZE | 50 MM | MATERIAL |  | CAPACITY |  | COLOUR |  | HAZARD CLASS |  | CERTIFICATION/STANDARD |  | ADDITIONAL FEATURES | CROSS FR, FOR LBSB | [57 empty] | Production Completed
STP_009 - Lot4 | Data Enrichment | RMU | OK | 2023-07-21 | 2023-08-01 |  | 1283403 | 1283403 | EA | HARNESS,WIRNG;MAIN |  |  | HARNESS,WIRING;TYPE:MAIN,MNFR:01)FORKFORCE,PTNO:01)35B24-01100 | MAIN,01)FORKFORCE,01)35B24-01100 |  |  | FORK FORCE AUSTRALIA PTY LTD | FORKFORCE | 35B24-01100 | [5 empty] | URL NOT FOUND | [10 empty] | Cleansed | 26121700 Wiring harness | HARNESS | WIRING | TYPE | MAIN | WIRE SIZE |  | INSULATION MATERIAL |  | CONDUCTOR MATERIAL |  | CONNECTION TYPE |  | HAZARD CLASS |  | CERTIFICATION/STANDARD |  | ADDITIONAL FEATURES | [58 empty] | Production Completed
STP_009 - Lot4 | Data Enrichment | RMU | TYPE | 2023-07-21 | 2023-08-01 |  | 1346147 | 1346147 | EA | IGNITER;FUEL, SPARK, ELECTRODE,BZLEQUIP |  |  | IGNITER;TYPE:FUEL, SPARK, ELECTRODE,MNFR:01)BZLEQUIP,PTNO:01)5101-03-01 | FUEL, SPARK, ELECTRODE,01)BZLEQUIP,01)5101-03-01 |  |  | BZLEQUIP | BZLEQUIP | 5101-03-01 | [5 empty] | URL NOT FOUND | [10 empty] | Cleansed |  | IGNITER | No Modifier | TYPE | FUEL,SPARK,ELECTRODE | POWER RATING |  | VOLTAGE RATING |  | MATERIAL |  | CURRENT RATING |  | FREQUENCY RATING |  | SIZE |  | MOUNTING TYPE |  | HAZARD CLASS |  | CERTIFICATION/STANDARD |  | ADDITIONAL FEATURES | [52 empty] | Production Completed
STP_009 - Lot4 | Data Enrichment | RMU | TYPE | 2023-07-21 | 2023-08-01 |  | 1346150 | 1346150 | EA | IGNITER;FUEL, SPARK, FLAME ROD,R,BZLREF |  |  | IGNITER;TYPE:FUEL, SPARK, FLAME ROD,ADDITIONAL FEATURES EN:R,MNFR:01)BZLREF,PTNO:01)3227087 | FUEL, SPARK, FLAME ROD,01)R,01)BZLREF,01)3227087 |  |  | BZLREF | BZLREF | 3227087 | [5 empty] | URL NOT FOUND | [10 empty] | Cleansed |  | IGNITER | No Modifier | TYPE | FUEL,SPARK,FLAME ROD | POWER RATING |  | VOLTAGE RATING |  | MATERIAL |  | CURRENT RATING |  | FREQUENCY RATING |  | SIZE |  | MOUNTING TYPE |  | HAZARD CLASS |  | CERTIFICATION/STANDARD |  | ADDITIONAL FEATURES | [52 empty] | Production Completed
STP_009 - Lot4 | Data Enrichment | RMU | TYPE | 2023-07-21 | 2023-08-01 |  | 1346149 | 1346149 | EA | IGNITER;FUEL, SPARK, ROD,R,BZLREF |  |  | IGNITER;TYPE:FUEL, SPARK, ROD,ADDITIONAL FEATURES EN:R,MNFR:01)BZLREF,PTNO:01)3227090 | FUEL, SPARK, ROD,01)R,01)BZLREF,01)3227090 |  |  | BZLREF | BZLREF | 3227090 | [5 empty] | URL NOT FOUND | [10 empty] | Cleansed |  | IGNITER | No Modifier | TYPE | FUEL,SPARK,ROD | POWER RATING |  | VOLTAGE RATING |  | MATERIAL |  | CURRENT RATING |  | FREQUENCY RATING |  | SIZE |  | MOUNTING TYPE |  | HAZARD CLASS |  | CERTIFICATION/STANDARD |  | ADDITIONAL FEATURES | [52 empty] | Production Completed