## Sheet1
Project | Activities | Production User | Production Comments | Start Date | End Date | Remarks | Griha ID | MATNR | MEINS | MAKTX_EN | MAKTX_ES | MAKTX_FR | TEXT_EN | Class_Char_Catted | MFRPN | MFRNR | MFRNR DES | MNFR | PTNO | Verified MNFR from web | MNFR 1 | PTNO 1 | MNFR 2 | PTNO 2 | Reference URL | Reference URL1 | Item Number | Equipment Type | Equipment Manufacturer | Equipment Model | Equipment Serial | DWG | DRAWING VERSION | POS/TAG | Unused Text | Enriched/Cleansed | UNSPSC Ver.23.07 | Noun | Modifier | Attribute Name 1 | Attribute Value 1 | Attribute Name 2 | Attribute Value 2 | Attribute Name 3 | Attribute Value 3 | Attribute Name 4 | Attribute Value 4 | Attribute Name 5 | Attribute Value 5 | Attribute Name 6 | Attribute Value 6 | Attribute Name 7 | Attribute Value 7 | Attribute Name 8 | Attribute Value 8 | Attribute Name 9 | Attribute Value 9 | Attribute Name 10 | Attribute Value 10 | Attribute Name 11 | Attribute Value 11 | Attribute Name 12 | Attribute Value 12 | Attribute Name 13 | Attribute Value 13 | Attribute Name 14 | Attribute Value 14 | Attribute Name 15 | Attribute Value 15 | Attribute Name 16 | Attribute Value 16 | Attribute Name 17 | Attribute Value 17 | Attribute Name 18 | Attribute Value 18 | Attribute Name 19 | Attribute Value 19 | Attribute Name 20 | Attribute Value 20 | Attribute Name 21 | Attribute Value 21 | Attribute Name 22 | Attribute Value 22 | Attribute Name 23 | Attribute Value 23 | Attribute Name 24 | Attribute Value 24 | Attribute Name 25 | Attribute Value 25 | Attribute Name 26 | Attribute Value 26 | Attribute Name 27 | Attribute Value 27 | Attribute Name 28 | Attribute Value 28 | Attribute Name 29 | Attribute Value 29 | Attribute Name 30 | Attribute Value 30 | Attribute Name 31 | Attribute Value 31 | Attribute Name 32 | Attribute Value 32 | Attribute Name 33 | Attribute Value 33 | Attribute Name 34 | Attribute Value 34 | Attribute Name 35 | Attribute Value 35 | Attribute Name 36 | Attribute Value 36 | Remaining_Information | Status
STP_009 - Lot4 | Data Enrichment | MKV | OK | 21-07-2023 | 01-08-2023 |  | 1353341 | 1353341 | EA | CAMERA;REAR VISION,12/24 V |  |  | CAMERA;TYPE:REAR VISION,POWER SUPPLY:12/24 V,ADDITIONAL FEATURES EN:TELEVISION: C/W 15 M LOOM,MNFR:01)REARVISY,PTNO:01)CV-6400-15 | EN_01)REAR VISION,EN_01)12/24 V,01)TELEVISION: C/W 15 M LOOM,01)REARVISY,01)CV-6400-15 |  |  | REARVISY | REARVISY | CV-6400-15 | [5 empty] | URL NOT FOUND | [10 empty] | CLEANSED | 45121500 Cameras | CAMERA | No Modifier | TYPE | REAR VISION,TELEVISION | MEGAPIXEL |  | POWER SUPPLY | 12/24 V | RESOLUTION |  | FOCUS RANGE |  | FLASH RANGE |  | ZOOM |  | LENS |  | SIZE |  | DISPLAY SIZE |  | HAZARD CLASS |  | CERTIFICATION/STANDARD |  | ADDITIONAL FEATURES | C/W 15 M LOOM | [47 empty] | Production Completed
STP_009 - Lot4 | Data Enrichment | MKV | OK | 21-07-2023 | 01-08-2023 |  | 1281324 | 1281324 | EA | CAMERA;SCRTY,1920 X 1080 PX,2.8-10 MM |  |  | CAMERA;TYPE:SECURITY,RESOLUTION:1920 X 1080 PX,FOCUS RANGE:2.8-10 MM,ZOOM:3.5X OPTICAL,LENS:EXCHANGEABLE,MNFR:01)CNW (MOUNT ISA) ELECT WHOLESALER,PTNO:01)P1375-E | EN_01)SECURITY,EN_01)1920 X 1080 PX,2.8-10 MM,3.5X OPTICAL,EN_01)EXCHANGEABLE,01)CNW (MOUNT ISA) ELECT WHOLE,01)P1375-E |  |  | CNW (MOUNT ISA) ELECT WHOLESALER | CNW (MOUNT ISA) ELECT WHOLESALER | P1375-E | AXIS |  |  |  |  | https://www.axis.com/products/axis-p1375-e | [10 empty] | ENRICHED | 45121500 Cameras | CAMERA | No Modifier | TYPE | NETWORK,SECURITY | MEGAPIXEL |  | POWER SUPPLY | 12 TO 28 V,5.3 W | RESOLUTION | 1920X1080 | FOCUS RANGE | 2.8 TO 8 MM | FLASH RANGE |  | ZOOM | 3.5X OPTICAL | LENS |  | SIZE |  | DISPLAY SIZE |  | HAZARD CLASS |  | CERTIFICATION/STANDARD |  | ADDITIONAL FEATURES | EXCHANGEABLE LENS | [47 empty] | Production Completed
STP_009 - Lot4 | Data Enrichment | MKV | OK | 21-07-2023 | 01-08-2023 |  | 1296829 | 1296829 | EA | CAMERA;TELE REMOTE |  |  | CAMERA;TYPE:TELE REMOTE,ADDITIONAL FEATURES EN:TELEVISION, REPAIRABLE ITEM UNDERGROUND REMOTE,MNFR:01)REMCONT,PTNO:01)5555 | EN_01)TELE REMOTE,01)TELEVISION, REPAIRABLE ITEM,01)REMCONT,01)5555 |  |  | REMCONT | REMCONT | 5555 | [5 empty] | URL NOT FOUND | [10 empty] | CLEANSED | 45121500 Cameras | CAMERA | No Modifier | TYPE | TELE REMOTE,TELEVISION | MEGAPIXEL |  | POWER SUPPLY |  | RESOLUTION |  | FOCUS RANGE |  | FLASH RANGE |  | ZOOM |  | LENS |  | SIZE |  | DISPLAY SIZE |  | HAZARD CLASS |  | CERTIFICATION/STANDARD |  | ADDITIONAL FEATURES | REPAIRABLE ITEM UNDERGROUND REMOTE | [47 empty] | Production Completed
STP_009 - Lot4 | Data Enrichment | MKV | OK | 21-07-2023 | 01-08-2023 |  | 1281244 | 1281244 | EA | CAMERA;THRM,2 MPXL,120 X 160 PX,24:1 |  |  | CAMERA;TYPE:THERMAL,MEGAPIXEL:2 MPXL,RESOLUTION:120 X 160 PX,FOCUS RANGE:MIN 300 MM,ZOOM:24:1,SIZE:64 X 81 X 210 MM,MNFR:01)GTEK PTY LTD,PTNO:01)87502-0202 | EN_01)THERMAL,2 MPXL,EN_01)120 X 160 PX,MIN 300 MM,24:1,EN_01)64 X 81 X 210 MM,01)GTEK PTY LTD,01)87502-0202 |  |  | GTEK PTY LTD | GTEK PTY LTD | 87502-0202 | [5 empty] | https://www.jjstech.com/fl-87502-0202.html | [10 empty] | ENRICHED | 45121522 Infrared camera | CAMERA | THERMAL | TYPE |  | FIELD OF VIEW |  | RESOLUTION | 160X120 | FOCAL LENGTH | 300 MM MIN | ZOOM | 24:1 | TEMPERATURE RANGE | -25 TO 380 DEG C | THERMAL SENSTIVITY | <70 MK | POWER SUPPLY |  | DIMENSIONS | 64 X 81 X 210 MM | DISPLAY TYPE |  | HAZARD CLASS |  | CERTIFICATION/STANDARD |  | ADDITIONAL FEATURES | MEGAPIXEL:2 MP | [47 empty] | Production Completed
STP_009 - Lot4 | Data Enrichment | MKV | OK | 21-07-2023 | 01-08-2023 |  | 1281197 | 1281197 | EA | CAMERA;VANDAL, DOME,2 MPXL,FIXED 2.8 MM |  |  | CAMERA;TYPE:VANDAL, DOME,MEGAPIXEL:2 MPXL,LENS:FIXED 2.8 MM,MNFR:01)BGW TECHNOLOGIES,PTNO:01)PELIWP221-1ES | EN_01)VANDAL, DOME,2 MPXL,EN_01)FIXED 2.8 MM,01)BGW TECHNOLOGIES,01)PELIWP221-1ES |  |  | BGW TECHNOLOGIES | BGW TECHNOLOGIES | IWP221-1ES | PELCO |  |  |  |  | https://www.surveillance-video.com/camera-iwp221-1es.html | [10 empty] | ENRICHED | 45121500 Cameras | CAMERA | No Modifier | TYPE | VANDAL RESISTANT WEDGE IP DOME | MEGAPIXEL | 2 MP | POWER SUPPLY | 4.3 W | RESOLUTION |  | FOCUS RANGE |  | FLASH RANGE |  | ZOOM |  | LENS | FIXED 2.8 MM | SIZE |  | DISPLAY SIZE |  | HAZARD CLASS |  | CERTIFICATION/STANDARD |  | ADDITIONAL FEATURES | [48 empty] | Production Completed
STP_009 - Lot4 | Data Enrichment | MKV | OK | 21-07-2023 | 01-08-2023 |  | 1348001 | 1348001 | EA | CAMERA;VIDEO RECORDING |  |  | CAMERA;TYPE:VIDEO RECORDING,ADDITIONAL FEATURES EN:TELE REMOTE SYSTEM,MNFR:01)REMCONT,PTNO:01)4049 | EN_01)VIDEO RECORDING,01)TELE REMOTE SYSTEM,01)REMCONT,01)4049 |  |  | REMCONT | REMCONT | 4049 | [5 empty] | URL NOT FOUND | [10 empty] | CLEANSED | 45121500 Cameras | CAMERA | No Modifier | TYPE | VIDEO RECORDING,TELE REMOTE SYSTEM | MEGAPIXEL |  | POWER SUPPLY |  | RESOLUTION |  | FOCUS RANGE |  | FLASH RANGE |  | ZOOM |  | LENS |  | SIZE |  | DISPLAY SIZE |  | HAZARD CLASS |  | CERTIFICATION/STANDARD |  | ADDITIONAL FEATURES | [48 empty] | Production Completed
STP_009 - Lot4 | Data Enrichment | MKV | OK | 21-07-2023 | 01-08-2023 |  | 1281214 | 1281214 | EA | CAMERA;WEB,720 P AT 60 FPS,FULL HD GLASS |  |  | CAMERA;TYPE:WEB,RESOLUTION:720 P AT 60 FPS,LENS:FULL HD GLASS,MNFR:01)MTI AVIT PTY LIMITED T/A MTI,PTNO:01)960-001090 | EN_01)WEB,EN_01)720 P AT 60 FPS,EN_01)FULL HD GLASS,01)MTI AVIT PTY LIMITED T/A MT,01)960-001090 |  |  | MTI AVIT PTY LIMITED T/A MTI | MTI AVIT PTY LIMITED T/A MTI | 960-001090 | [5 empty] | https://starcomp.in/logitech-c922-pro-stream-hd-webcam.html | https://deltapage.com/c922-pro-stream | [9 empty] | CLEANSED | 45121500 Cameras | CAMERA | No Modifier | TYPE | WEB | MEGAPIXEL |  | POWER SUPPLY |  | RESOLUTION | 720 P AT 60 FPS | FOCUS RANGE |  | FLASH RANGE |  | ZOOM |  | LENS | FULL HD GLASS | SIZE |  | DISPLAY SIZE |  | HAZARD CLASS |  | CERTIFICATION/STANDARD |  | ADDITIONAL FEATURES | [48 empty] | Production Completed
STP_009 - Lot4 | Data Enrichment | MKV | OK | 21-07-2023 | 01-08-2023 |  | 1361097 | 1361097 | EA | CAMERA,THERML;ALARM,FOV 17 DEG/MIN | CAMARA TERMICA;,FOV ,LG FOCL ,NETD | CAMERA,THERM;,FOV ,FCLE DIST ,NETD | CAMERA,THERMAL;TYPE:ALARM,FIELD OF VIEW:17 DEG/MIN,RESOLUTION:336X256,FOCAL LENGTH:19 MM,THERMAL SENSTIVITY:<50 MK,ADDITIONAL FEATURES EN:FRAME RATE:8.3 FPS,PN:Q2901-E 19 MM,MNFR:AXIS |  |  |  | AXIS | AXIS | Q2901-E | [5 empty] | https://www.axis.com/products/axis-q2901-e/support | [10 empty] | ENRICHED | 45121522 Infrared camera | CAMERA | THERMAL | TYPE | ALARM | FIELD OF VIEW | 17 DEG/MIN | RESOLUTION | 336X256 | FOCAL LENGTH | 19 MM | ZOOM |  | TEMPERATURE RANGE | -40 TO 60 DEG C | THERMAL SENSTIVITY | <50 MK | POWER SUPPLY |  | DIMENSIONS |  | DISPLAY TYPE |  | HAZARD CLASS |  | CERTIFICATION/STANDARD |  | ADDITIONAL FEATURES | FRAME RATE:8.3 FPS | [47 empty] | Production Completed
STP_009 - Lot4 | Data Enrichment | MKV | OK | 21-07-2023 | 01-08-2023 |  | 1361096 | 1361096 | EA | CAMERA,THERML;ALARM,FOV 35 DEG/MIN | CAMARA TERMICA;,FOV ,LG FOCL ,NETD | CAMERA,THERM;,FOV ,FCLE DIST ,NETD | CAMERA,THERMAL;TYPE:ALARM,FIELD OF VIEW:35 DEG/MIN,RESOLUTION:336X256,FOCAL LENGTH:9 MM,TEMPERATURE RANGE:-40 TO 60 DEG C,THERMAL SENSTIVITY:<50 MK,ADDITIONAL FEATURES EN:FRAME RATE:8.3 FPS,PN:Q2901-E 9 MM,MNFR:AXIS |  |  |  | AXIS | AXIS | Q2901-E | [5 empty] | https://www.axis.com/products/axis-q2901-e/support | [10 empty] | CLEANSED | 45121522 Infrared camera | CAMERA | THERMAL | TYPE | ALARM | FIELD OF VIEW | 35 DEG/MIN | RESOLUTION | 336X256 | FOCAL LENGTH | 9 MM | ZOOM |  | TEMPERATURE RANGE | -40 TO 60 DEG C | THERMAL SENSTIVITY | <50 MK | POWER SUPPLY |  | DIMENSIONS |  | DISPLAY TYPE |  | HAZARD CLASS |  | CERTIFICATION/STANDARD |  | ADDITIONAL FEATURES | FRAME RATE:8.3 FPS | [47 empty] | Production Completed
STP_009 - Lot4 | Data Enrichment | MKV | OK | 21-07-2023 | 01-08-2023 |  | 1286033 | 1286033 | EA | CENTER,LD;8,SURFC,DIN, MCBS,METAL POLE |  |  | CENTER,LOAD;NUMBER OF SPACE:8,MOUNTING TYPE:SURFACE,CERTIFICATION/STANDARD:DIN, MCBS,ADDITIONAL FEATURES EN:METAL POLE,MNFR:01) NHP,PTNO:01)NLC8S | SURFACE,EN_01)DIN, MCBS,01)METAL POLE,01)NHP,01)NLC8S |  |  | NHP | NHP | NLC8S | [5 empty] | https://nhp.com.au/product/nlc8s | [10 empty] | ENRICHED | 39121101 Load centers | CENTER | LOAD | TYPE |  | VOLTAGE RATING | 240 VAC | CURRENT RATING | 125 A | NUMBER OF PHASE |  | SIZE | 268 WDX245 HTX68 DP MM | LOAD RATING |  | NUMBER OF SPACE | 8 | MOUNTING TYPE | SURFACE | ENCLOSURE | IP30 | HAZARD CLASS |  | CERTIFICATION/STANDARD | DIN,MCBS | ADDITIONAL FEATURES | MATERIAL:METAL POLE | [49 empty] | Production Completed
STP_009 - Lot4 | Data Enrichment | MKV | OK | 21-07-2023 | 01-08-2023 |  | 1278728 | 1278728 | EA | CONTROLLER;BUTTON DUAL SPEED, REMOTE |  |  | CONTROLLER;TYPE:BUTTON DUAL SPEED, REMOTE,ELECTRICAL RATING:24-240 VAC/DC,DISPLAY TYPE:DIGITAL,CONTROL MODE:REMOTE,ADDITIONAL FEATURES EN:REFERENCE NO: TX-QI RX6 1T 1R,MNFR:01)HAYMANS ELECTRICAL (PARTS),PTNO:01)PACK6061R1T | EN_01)BUTTON DUAL SPEED, REMOT,24-240 VAC/DC,DIGITAL,REMOTE,01)REFERENCE NO: TX-QI RX6 1T,01)HAYMANS ELECTRICAL (PARTS),01)PACK6061R1T |  |  | HAYMANS ELECTRICAL (PARTS) | HAYMANS ELECTRICAL (PARTS) | PACK6061R1T | [5 empty] | URL NOT FOUND | [10 empty] | CLEANSED | 39121500 Electrical controls and accessories | CONTROLLER | ELECTRICAL | TYPE | BUTTON DUAL SPEED,REMOTE,DIGITAL | FUNCTION |  | INPUT RATING | 24 TO 240 VAC/DC | OUTPUT RATING |  | NUMBER OF INPUTS |  | NUMBER OF OUTPUTS |  | INTERFACE TYPE |  | MOUNTING TYPE |  | TEMPERATURE RATING |  | HAZARD CLASS |  | CERTIFICATION/STANDARD |  | ADDITIONAL FEATURES | REFERENCE NO:TX-QI RX6 1T 1R | [49 empty] | Production Completed
STP_009 - Lot4 | Data Enrichment | MKV | OK | 21-07-2023 | 01-08-2023 | CHECK MFR | 1350328 | 1350328 | EA | CONTROLLER;COLNT |  |  | CONTROLLER;TYPE:COOLANT,MNFR:01)AUTOMOTI,PTNO:01)M-E-LCMA-12 | EN_01)COOLANT,01)AUTOMOTI,01)M-E-LCMA-12 |  |  | AUTOMOTI | AUTOMOTI | M-E-LCMA-12 | [5 empty] | URL NOT FOUND | [10 empty] | CLEANSED | 39121500 Electrical controls and accessories | CONTROLLER | No Modifier | TYPE | COOLANT | ELECTRICAL RATING |  | INPUT SIGNAL |  | OUTPUT SIGNAL |  | DISPLAY TYPE |  | CONTROL MODE |  | CONNECTION TYPE |  | RANGE |  | MOUNTING TYPE |  | SIZE |  | HAZARD CLASS |  | CERTIFICATION/STANDARD |  | ADDITIONAL FEATURES | [48 empty] | Production Completed
STP_009 - Lot4 | Data Enrichment | MKV | OK | 21-07-2023 | 01-08-2023 |  | 1300140 | 1300140 | EA | CONTROLLER;COMPRSR,TOUCHSCREEN,UNT |  |  | CONTROLLER;TYPE:COMPRESSOR,DISPLAY TYPE:TOUCHSCREEN,ADDITIONAL FEATURES EN:UNIT,MNFR:01)COMPAIR,PTNO:01)ZS1057856 | EN_01)COMPRESSOR,TOUCHSCREEN,01)UNIT,01)COMPAIR,01)ZS1057856 |  |  | COMPAIR | COMPAIR | ZS1057856 | [5 empty] | https://www.aircompressors.co.nz/product/75602-controller-compair-delcos-xl-s-s-zs1057856 | https://precisionelectronics.net/part/3406-Compair+Kellogg-Delcos+XL+Touchscreen+Compressor+Controller-ZS1057856/ | [9 empty] | CLEANSED | 39121500 Electrical controls and accessories | CONTROLLER | No Modifier | TYPE | COMPRESSOR | ELECTRICAL RATING |  | INPUT SIGNAL |  | OUTPUT SIGNAL |  | DISPLAY TYPE | TOUCHSCREEN | CONTROL MODE |  | CONNECTION TYPE |  | RANGE |  | MOUNTING TYPE |  | SIZE |  | HAZARD CLASS |  | CERTIFICATION/STANDARD |  | ADDITIONAL FEATURES | UNIT | [47 empty] | Production Completed
STP_009 - Lot4 | Data Enrichment | MKV | OK | 21-07-2023 | 01-08-2023 | Query - Manufacturer Details (MPN) not available | 1278711 | 1278711 | EA | CONTROLLER;DESKSET,CONF S/WARE TOOL |  |  | CONTROLLER;TYPE:DESKSET,ADDITIONAL FEATURES EN:CONF S/WARE TOOL,MNFR:01)MINE SITE TECHNOLOGIES PTY LTD,PTNO:01)SOTWARE TOOL | EN_01)DESKSET,01)CONF S/WARE TOOL,01)MINE SITE TECHNOLOGIES PTY,01)SOTWARE TOOL |  |  | MINE SITE TECHNOLOGIES PTY LTD | MINE SITE TECHNOLOGIES PTY LTD | [6 empty] | URL NOT FOUND | [10 empty] | CLEANSED | 39121500 Electrical controls and accessories | CONTROLLER | No Modifier | TYPE | DESKSET | ELECTRICAL RATING |  | INPUT SIGNAL |  | OUTPUT SIGNAL |  | DISPLAY TYPE |  | CONTROL MODE |  | CONNECTION TYPE |  | RANGE |  | MOUNTING TYPE |  | SIZE |  | HAZARD CLASS |  | CERTIFICATION/STANDARD |  | ADDITIONAL FEATURES | CONF SOTWARE TOOL | [47 empty] | Production Completed
STP_009 - Lot4 | Data Enrichment | MKV | OK | 21-07-2023 | 01-08-2023 |  | 1360891 | 1360891 | EA | CONTROLLER;DEVELOPMENT BOARD,MCU | CONTROLADOR; | CONTROLEURS; | CONTROLLER;TYPE:DEVELOPMENT BOARD,CONNECTION TYPE:MCU,ADDITIONAL FEATURES EN:FIREBEETLE ESP8266 IOT MICROCONTROLLER (SUPPORTS WI- FI),TENSILICA,L106,MNFR:DFROBOT,PT:DFR0489 | EN_01)DEVELOPMENT BOARD,EN_01)MCU,01)FIREBEETLE ESP8266 IOT MICR,02)TENSILICA,L106,03)MNFR:DFROBOT,PT:DFR0489,01)RS COMPONENTS PTY LTD,01)216-3757 |  |  | DFROBOT | DFROBOT | DFR0489 | [5 empty] | https://www.dfrobot.com/product-1634.html | https://www.mouser.in/ProductDetail/DFRobot/DFR0489?qs=0lQeLiL1qyZ2%2FA2MkDasZQ%3D%3D | [9 empty] | ENRICHED | 39121500 Electrical controls and accessories | CONTROLLER | ELECTRICAL | TYPE | MICRO,DEVELOPMENT BOARD | FUNCTION |  | INPUT RATING | 3.3 V | OUTPUT RATING |  | NUMBER OF INPUTS |  | NUMBER OF OUTPUTS |  | INTERFACE TYPE |  | MOUNTING TYPE |  | TEMPERATURE RATING | -10 TO 55 DEG C | HAZARD CLASS |  | CERTIFICATION/STANDARD |  | ADDITIONAL FEATURES | SERIES:FIREBEETLE ESP8266 IOT,SUPPORTS WI-FI,CONNECTION TYPE:TENSILICA L106 MCU | [49 empty] | Production Completed
STP_009 - Lot4 | Data Enrichment | MKV | OK | 21-07-2023 | 01-08-2023 |  | 1235228 | 1235228 | EA | CONTROLLER;DISPLAY AND ADJUSTMENT |  |  | CONTROLLER;TYPE:DISPLAY AND ADJUSTMENT,DISPLAY TYPE:LED 5 DIGIT,SIZE:DIA 66.3 X DP 9.7 MM,ADDITIONAL FEATURES EN:TRANSMITTER, C/W BLUETOOTH AND MAGNETIC PEN,MNFR:01)VEGA,PTNO:01)PLICSCOM.XW | EN_01)DISPLAY AND ADJUSTMENT,LED 5 DIGIT,EN_01)DIA 66.3 X DP 9.7 MM,01)TRANSMITTER, C/W BLUETOOTH,01)VEGA,01)PLICSCOM.XW |  |  | VEGA | VEGA | PLICSCOM.XW | [5 empty] | https://in.rsdelivers.com/product/vega/plicscomxw/vega-programmer-for-use-with-app-pc-vega-sensor/1825615 | https://www.radwell.co.uk/Buy/VEGA/VEGA/PLICSCOM.XW/?redirect=true | [9 empty] | CLEANSED | 39121500 Electrical controls and accessories | CONTROLLER | No Modifier | TYPE | DISPLAY AND ADJUSTMENT,TRANSMITTER | ELECTRICAL RATING |  | INPUT SIGNAL |  | OUTPUT SIGNAL |  | DISPLAY TYPE | LED 5 DIGIT | CONTROL MODE |  | CONNECTION TYPE |  | RANGE |  | MOUNTING TYPE |  | SIZE | 66.3 DIAX9.7 DP MM | HAZARD CLASS |  | CERTIFICATION/STANDARD |  | ADDITIONAL FEATURES | C/W BLUETOOTH AND MAGNETIC PEN | [47 empty] | Production Completed
STP_009 - Lot4 | Data Enrichment | MKV | OK | 21-07-2023 | 01-08-2023 |  | 1345040 | 1345040 | EA | CONTROLLER;DOG LEAD,FINLAY,14.03.0685 |  |  | CONTROLLER;TYPE:DOG LEAD,MNFR:01)FINLAY,PTNO:01)14.03.0685 | EN_01)DOG LEAD,01)FINLAY,01)14.03.0685 |  |  | FINLAY | FINLAY | 14.03.0685 | [5 empty] | https://hammermaster.ru/product/kontroller-pdu-14-03-0685/ | https://www.tradicia-k.ru/product/kontroller-pdu-14-03-0685/ | [9 empty] | ENRICHED | 39121500 Electrical controls and accessories | CONTROLLER | No Modifier | TYPE | REMOTE,DOG LEAD | ELECTRICAL RATING |  | INPUT SIGNAL |  | OUTPUT SIGNAL |  | DISPLAY TYPE |  | CONTROL MODE |  | CONNECTION TYPE |  | RANGE |  | MOUNTING TYPE |  | SIZE |  | HAZARD CLASS |  | CERTIFICATION/STANDARD |  | ADDITIONAL FEATURES | [48 empty] | Production Completed
STP_009 - Lot4 | Data Enrichment | MKV | OK | 21-07-2023 | 01-08-2023 |  | 1351401 | 1351401 | EA | CONTROLLER;DOOR INTERLOCK, LH,CODE 4 |  |  | CONTROLLER;TYPE:DOOR INTERLOCK, LH,ADDITIONAL FEATURES EN:CODE 4,MNFR:01)SCANELEC,PTNO:01)H31P/LE/OUT/4 | EN_01)DOOR INTERLOCK, LH,01)CODE 4,01)SCANELEC,01)H31P/LE/OUT/4 |  |  | SCANELEC | SCANELEC | H31P/LE/OUT/4 | [5 empty] | URL NOT FOUND | [10 empty] | CLEANSED | 39121500 Electrical controls and accessories | CONTROLLER | No Modifier | TYPE | DOOR INTERLOCK,LH | ELECTRICAL RATING |  | INPUT SIGNAL |  | OUTPUT SIGNAL |  | DISPLAY TYPE |  | CONTROL MODE |  | CONNECTION TYPE |  | RANGE |  | MOUNTING TYPE |  | SIZE |  | HAZARD CLASS |  | CERTIFICATION/STANDARD |  | ADDITIONAL FEATURES | CODE:4 | [47 empty] | Production Completed
STP_009 - Lot4 | Data Enrichment | MKV | OK | 21-07-2023 | 01-08-2023 |  | 1351400 | 1351400 | EA | CONTROLLER;DOOR INTERLOCK, LH,CODE.3 |  |  | CONTROLLER;TYPE:DOOR INTERLOCK, LH,ADDITIONAL FEATURES EN:CODE.3,MNFR:01)SCANELEC,PTNO:01)H31P/LE/OUT/3 | EN_01)DOOR INTERLOCK, LH,01)CODE.3,01)SCANELEC,01)H31P/LE/OUT/3 |  |  | SCANELEC | SCANELEC | H31P/LE/OUT/3 | [5 empty] | URL NOT FOUND | [10 empty] | CLEANSED | 39121500 Electrical controls and accessories | CONTROLLER | No Modifier | TYPE | DOOR INTERLOCK,LH | ELECTRICAL RATING |  | INPUT SIGNAL |  | OUTPUT SIGNAL |  | DISPLAY TYPE |  | CONTROL MODE |  | CONNECTION TYPE |  | RANGE |  | MOUNTING TYPE |  | SIZE |  | HAZARD CLASS |  | CERTIFICATION/STANDARD |  | ADDITIONAL FEATURES | CODE:3 | [47 empty] | Production Completed
STP_009 - Lot4 | Data Enrichment | MKV | OK | 21-07-2023 | 01-08-2023 |  | 1351402 | 1351402 | EA | CONTROLLER;DOOR INTERLOCK, RH,CODE 3 |  |  | CONTROLLER;TYPE:DOOR INTERLOCK, RH,ADDITIONAL FEATURES EN:CODE 3,MNFR:01)SCANELEC,PTNO:01)H31P/RE/OUT/3 | EN_01)DOOR INTERLOCK, RH,01)CODE 3,01)SCANELEC,01)H31P/RE/OUT/3 |  |  | SCANELEC | SCANELEC | H31P/RE/OUT/3 | [5 empty] | URL NOT FOUND | [10 empty] | CLEANSED | 39121500 Electrical controls and accessories | CONTROLLER | No Modifier | TYPE | DOOR INTERLOCK,RH | ELECTRICAL RATING |  | INPUT SIGNAL |  | OUTPUT SIGNAL |  | DISPLAY TYPE |  | CONTROL MODE |  | CONNECTION TYPE |  | RANGE |  | MOUNTING TYPE |  | SIZE |  | HAZARD CLASS |  | CERTIFICATION/STANDARD |  | ADDITIONAL FEATURES | CODE:3 | [47 empty] | Production Completed
STP_009 - Lot4 | Data Enrichment | MKV | OK | 21-07-2023 | 01-08-2023 |  | 1351403 | 1351403 | EA | CONTROLLER;DOOR INTERLOCK, RH,CODE 4 |  |  | CONTROLLER;TYPE:DOOR INTERLOCK, RH,ADDITIONAL FEATURES EN:CODE 4,MNFR:01)SCANELEC,PTNO:01)H31P/RE/OUT/4 | EN_01)DOOR INTERLOCK, RH,01)CODE 4,01)SCANELEC,01)H31P/RE/OUT/4 |  |  | SCANELEC | SCANELEC | H31P/RE/OUT/4 | [5 empty] | URL NOT FOUND | [10 empty] | CLEANSED | 39121500 Electrical controls and accessories | CONTROLLER | No Modifier | TYPE | DOOR INTERLOCK,RH | ELECTRICAL RATING |  | INPUT SIGNAL |  | OUTPUT SIGNAL |  | DISPLAY TYPE |  | CONTROL MODE |  | CONNECTION TYPE |  | RANGE |  | MOUNTING TYPE |  | SIZE |  | HAZARD CLASS |  | CERTIFICATION/STANDARD |  | ADDITIONAL FEATURES | CODE:4 | [47 empty] | Production Completed
STP_009 - Lot4 | Data Enrichment | MKV | OK | 21-07-2023 | 01-08-2023 |  | 1298724 | 1298724 | EA | CONTROLLER;DR,ASSY,HAIMARK |  |  | CONTROLLER;TYPE:DOOR,ADDITIONAL FEATURES EN:ASSY,MNFR:01)HAIMARK,PTNO:01)APL05011 G | EN_01)DOOR,01)ASSY,01)HAIMARK,01)APL05011 G |  |  | HAIMARK | HAIMARK | APL05011 G | [5 empty] | URL NOT FOUND | [10 empty] | CLEANSED | 39121500 Electrical controls and accessories | CONTROLLER | No Modifier | TYPE | DOOR | ELECTRICAL RATING |  | INPUT SIGNAL |  | OUTPUT SIGNAL |  | DISPLAY TYPE |  | CONTROL MODE |  | CONNECTION TYPE |  | RANGE |  | MOUNTING TYPE |  | SIZE |  | HAZARD CLASS |  | CERTIFICATION/STANDARD |  | ADDITIONAL FEATURES | ASSEMBLY | [47 empty] | Production Completed
STP_009 - Lot4 | Data Enrichment | MKV | OK | 21-07-2023 | 01-08-2023 |  | 1298814 | 1298814 | EA | CONTROLLER;DSPLY, OPTOELECTRONIC,MULTIRA |  |  | CONTROLLER;DISPLAY, OPTOELECTRONIC,ADDITIONAL FEATURES EN:MULTIRA,MNFR:01)RSCOMP,PTNO:01)260-101 | EN_01)DISPLAY, OPTOELECTRONIC,01)MULTIRA,01)RSCOMP,01)260-101 |  |  | RSCOMP | RS COMP | 260-101 | [5 empty] | URL NOT FOUND | [10 empty] | CLEANSED | 39121500 Electrical controls and accessories | CONTROLLER | No Modifier | TYPE | DISPLAY,OPTOELECTRONIC | ELECTRICAL RATING |  | INPUT SIGNAL |  | OUTPUT SIGNAL |  | DISPLAY TYPE |  | CONTROL MODE |  | CONNECTION TYPE |  | RANGE |  | MOUNTING TYPE |  | SIZE |  | HAZARD CLASS |  | CERTIFICATION/STANDARD |  | ADDITIONAL FEATURES | MULTIRA | [47 empty] | Production Completed
STP_009 - Lot4 | Data Enrichment | MKV | OK | 21-07-2023 | 01-08-2023 |  | 1292635 | 1292635 | EA | CONTROLLER;ELECTRONIC PID,+/-10 VDC |  |  | CONTROLLER;TYPE:ELECTRONIC PID,OUTPUT SIGNAL:+/-10 VDC,CONNECTION TYPE:SCREW TERMINAL,MOUNTING TYPE:DIN RAIL,MNFR:01)VICKERS,PTNO: 01)EHA-PID-201-A-20 | EN_01)ELECTRONIC PID,+/-10 VDC,EN_01)SCREW TERMINAL,DIN RAIL,01)VICKERS,01)EHA-PID-201-A-20 |  |  | VICKERS | VICKERS | EHA-PID-201-A-20 | [5 empty] | http://www.vickershydraulics.ru/pages/hydraulics/valves/proportional/pdf/gb2427a.pdf | https://www.radwell.co.uk/Buy/EATON%20CORPORATION/VICKERS/EHA-PID-201-A-20/?redirect=true | [9 empty] | ENRICHED | 32151802 Safety Control Module | MODULE | CONTROL | TYPE | ELECTRONIC PID | VOLTAGE RATING | 24 VDC | CURRENT RATING |  | OUTPUT TYPE | +/-10 VDC | DATA TRANSFER RATE |  | CONNECTION TYPE | SCREW TERMINAL | SIZE |  | TEMPERATURE RATING |  | NUMBER OF PROCESSOR |  | NUMBER OF CHANNELS |  | MOUNTING TYPE | DIN RAIL | ENCLOSURE TYPE |  | CERTIFICATION/STANDARD |  | ADDITIONAL FEATURES | [46 empty] | Production Completed
STP_009 - Lot4 | Data Enrichment | MKV | OK | 21-07-2023 | 01-08-2023 |  | 1353642 | 1353642 | EA | CONTROLLER;FIRE SHUT DOWN,24 VDC,AS 5062 |  |  | CONTROLLER;TYPE:FIRE SHUT DOWN,ELECTRICAL RATING:24 VDC,CERTIFICATION/STANDARD:AS 5062,ADDITIONAL FEATURES EN:MONITOR,MNFR:01) REMCONT,PTNO:01)5884 | EN_01)FIRE SHUT DOWN,24 VDC,EN_01)AS 5062,01)MONITOR,01)REMCONT,01)5884 |  |  | REMCONT | REMCONT | 5884 | [5 empty] | URL NOT FOUND | [10 empty] | CLEANSED | 39121500 Electrical controls and accessories | CONTROLLER | ELECTRICAL | TYPE | FIRE SHUT DOWN,MONITOR | FUNCTION |  | INPUT RATING | 24 VDC | OUTPUT RATING |  | NUMBER OF INPUTS |  | NUMBER OF OUTPUTS |  | INTERFACE TYPE |  | MOUNTING TYPE |  | TEMPERATURE RATING |  | HAZARD CLASS |  | CERTIFICATION/STANDARD | AS 5062 | ADDITIONAL FEATURES | [50 empty] | Production Completed
STP_009 - Lot4 | Data Enrichment | MKV | OK | 21-07-2023 | 01-08-2023 |  | 1278909 | 1278909 | EA | CONTROLLER;FLOAT LEVEL |  |  | CONTROLLER;TYPE:FLOAT LEVEL,MNFR:01)KELAIR PUMPS AUSTRALIA PTY LTD,PTNO:01)SS-032.036.000 | EN_01)FLOAT LEVEL,01)KELAIR PUMPS AUSTRALIA PTY,01)SS-032.036.000 |  |  | KELAIR PUMPS AUSTRALIA PTY LTD | KELAIR PUMPS AUSTRALIA PTY LTD | 032.036.000 | [5 empty] | https://www.grainger.com/product/SANDPIPER-Liquid-Level-Control-Liquid-33UJ67 | https://www.zoro.com/sandpiper-pneumatic-liquid-level-control-12in-npt-032036000/i/G8921647/ | [9 empty] | ENRICHED | 41111900 Indicating and recording instruments | CONTROLLER | LEVEL | TYPE | LIQUID,FLOAT | POWER SUPPLY |  | POWER RATING |  | OUTPUT TYPE |  | SIZE | 72 LGX9-13/64 WDX12-3/4 HT IN | ENCLOSURE |  | TEMPERATURE RATING |  | HAZARD CLASS |  | CERTIFICATION/STANDARD |  | ADDITIONAL FEATURES | BRAND:SANDPIPER | [53 empty] | Production Completed
STP_009 - Lot4 | Data Enrichment | MKV | OK | 21-07-2023 | 01-08-2023 | CHECK MFR | 1354316 | 1354316 | EA | CONTROLLER;FOREHEARTH BURNER |  |  | CONTROLLER;TYPE:FOREHEARTH BURNER,ADDITIONAL FEATURES EN:PROGRAMMED/LABLED BY SUPPLIER,MNFR:01)ADELFURN,PTNO:01)KR28279F | EN_01)FOREHEARTH BURNER,01)PROGRAMMED/LABLED BY SUPPLI,01)ADELFURN,01)KR28279F |  |  | ADELFURN | ADELFURN | KR28279F | [5 empty] | URL NOT FOUND | [10 empty] | CLEANSED | 39121500 Electrical controls and accessories | CONTROLLER | No Modifier | TYPE | FOREHEARTH BURNER | ELECTRICAL RATING |  | INPUT SIGNAL |  | OUTPUT SIGNAL |  | DISPLAY TYPE |  | CONTROL MODE |  | CONNECTION TYPE |  | RANGE |  | MOUNTING TYPE |  | SIZE |  | HAZARD CLASS |  | CERTIFICATION/STANDARD |  | ADDITIONAL FEATURES | PROGRAMMED/LABLED BY SUPPLIER | [47 empty] | Production Completed
STP_009 - Lot4 | Data Enrichment | MKV | OK | 21-07-2023 | 01-08-2023 |  | 1291424 | 1291424 | EA | CONTROLLER;GRID RESERVOIR |  |  | CONTROLLER;ADDITIONAL FEATURES EN:GRID RESERVOIR,MNFR:01)NORDSON,PTNO:01)240-833 | 01)GRID RESERVOIR,01)NORDSON,01)240-833 |  |  | NORDSON | NORDSON | 240 833 | [5 empty] | http://www.s4mequipment.com/resource/flyers/Nordson_HM_VII.pdf | [10 empty] | ENRICHED | 41112200 Temperature and heat measuring instruments | CONTROLLER | TEMPERATURE | TYPE | TANK | TEMPERATURE SETTING RANGE |  | SENSOR TYPE |  | OUTPUT TYPE |  | POWER SUPPLY |  | ACCURACY |  | INTERFACE TYPE |  | MOUNTING TYPE |  | MATERIAL |  | SIZE |  | HAZARD CLASS |  | CERTIFICATION/STANDARD |  | ADDITIONAL FEATURES | FOR GRID RESERVOIR | [47 empty] | Production Completed
STP_009 - Lot4 | Data Enrichment | MKV | OK | 21-07-2023 | 01-08-2023 | NM BASED ON WEB SOURCE | 1298507 | 1298507 | EA | CONTROLLER;HORIZONTAL CURRENT COLLECTOR |  |  | CONTROLLER;TYPE:HORIZONTAL CURRENT COLLECTOR CONDUCTOR,ELECTRICAL RATING:250 A,MNFR:01)WAMPFLER,PTNO:01)081304-01 | EN_01)HORIZONTAL CURRENT COLLE,250 A,01)WAMPFLER,01)081304-01 |  |  | WAMPFLER | WAMPFLER | 081304-01 | [5 empty] | https://www.conductix.us/sites/default/files/downloads/Catalog_-_Conductor_Rail_813_Series.pdf | https://partners.conductix.us/shop/800-Series-Conductor-Rails/800-Other-Items/~081304-01 | [9 empty] | CLEANSED | 25173900 Electrical components | COLLECTOR | CURRENT | TYPE | HORIZONTAL,CONDUCTOR | CURRENT RATING | 250 A | VOLTAGE RATING |  | MOUNTING TYPE |  | SIZE |  | SHOE MATERIAL |  | COLLECTOR MOVEMENT |  | TEMPERATURE RATING |  | COLOUR |  | HAZARD CLASS |  | CERTIFICATION/STANDARD |  | ADDITIONAL FEATURES | [50 empty] | Production Completed
STP_009 - Lot4 | Data Enrichment | MKV | OK | 21-07-2023 | 01-08-2023 |  | 1291423 | 1291423 | EA | CONTROLLER;HOSE TEMPERATURE |  |  | CONTROLLER;TYPE:HOSE TEMPERATURE,MNFR:01)NORDSON,PTNO:01)270-632 | EN_01)HOSE TEMPERATURE,01)NORDSON,01)270-632 |  |  | NORDSON | NORDSON | 270632 | [5 empty] | https://www.radwell.co.uk/Buy/NORDSON/NORDSON/270632/?redirect=true | https://www.lektronix.com/equipment/nordson-270632f/9425 | [9 empty] | CLEANSED | 32101502 Printed circuit assemblies PCAs | BOARD | PRINTED CIRCUIT | TYPE | HOSE TEMPERATURE CONTROLLER | LAYER COUNT |  | PLATING FINISH |  | MATERIAL |  | THICKNESS |  | SOLDER MASK COLOUR |  | MIN HOLE SIZE |  | ELECTRICAL RATING |  | SIZE |  | HAZARD CLASS |  | CERTIFICATION/STANDARD |  | ADDITIONAL FEATURES | [50 empty] | Production Completed
STP_009 - Lot4 | Data Enrichment | MKV | OK | 21-07-2023 | 01-08-2023 |  | 1293102 | 1293102 | EA | CONTROLLER;INDCTR,11 VAC,TYPE M.K.S |  |  | CONTROLLER;TYPE:INDICATOR,ELECTRICAL RATING:11 VAC,ADDITIONAL FEATURES EN:TYPE M.K.S,MNFR:01)STEGMANN,PTNO:01)S1542-AO-50 | EN_01)INDICATOR,11 VAC,01)TYPE M.K.S,01)STEGMANN,01)S1542-AO-50 |  |  | STEGMANN | STEGMANN | S1542-AO-50 | [5 empty] | URL NOT FOUND | [10 empty] | CLEANSED | 39121500 Electrical controls and accessories | CONTROLLER | ELECTRICAL | TYPE | INDICATOR | FUNCTION |  | INPUT RATING | 11 VAC | OUTPUT RATING |  | NUMBER OF INPUTS |  | NUMBER OF OUTPUTS |  | INTERFACE TYPE |  | MOUNTING TYPE |  | TEMPERATURE RATING |  | HAZARD CLASS |  | CERTIFICATION/STANDARD |  | ADDITIONAL FEATURES | M.K.S | [49 empty] | Production Completed
STP_009 - Lot4 | Data Enrichment | MKV | OK | 21-07-2023 | 01-08-2023 |  | 1278574 | 1278574 | EA | CONTROLLER;INDICATOR CLAMPING |  |  | CONTROLLER;TYPE:INDICATOR CLAMPING,MNFR:01)FORKFORCE,PTNO:01)M3039100019 | EN_01)INDICATOR CLAMPING,01)FORKFORCE,01)M3039100019 |  |  | FORK FORCE AUSTRALIA PTY LTD | FORK FORCE | M3039100019 | [5 empty] | https://scanlift.no/wp-content/uploads/2022/09/ROUGH-TERRAIN-2WD-1.8Tto3.5T-PM-CN-EN-06-2020.xlsx-1.pdf | [10 empty] | CLEANSED | 39121500 Electrical controls and accessories | CONTROLLER | No Modifier | TYPE | INDICATOR CLAMPING | ELECTRICAL RATING |  | INPUT SIGNAL |  | OUTPUT SIGNAL |  | DISPLAY TYPE |  | CONTROL MODE |  | CONNECTION TYPE |  | RANGE |  | MOUNTING TYPE |  | SIZE |  | HAZARD CLASS |  | CERTIFICATION/STANDARD |  | ADDITIONAL FEATURES | [48 empty] | Production Completed
STP_009 - Lot4 | Data Enrichment | MKV | OK | 21-07-2023 | 01-08-2023 |  | 1278888 | 1278888 | EA | CONTROLLER;INTGRTR,100-240 VAC,LCD,FIELD |  |  | CONTROLLER;TYPE:INTEGRATOR,ELECTRICAL RATING:100-240 VAC,DISPLAY TYPE:LCD,CONTROL MODE:ETHERNET,MOUNTING TYPE:FIELD, CERTIFICATION/STANDARD:CCSAUS, CE,ADDITIONAL FEATURES EN:OR PIE CART DELIVERY PLEASE - 20L CRUSHATTN - N,MNFR:01)SRO TECHNOLOGY PTY LTD,PTNO:01)RAMSEY MICROTECH 9101F | EN_01)INTEGRATOR,100-240 VAC,LCD,ETHERNET,FIELD,EN_01)CCSAUS, CE,01)OR PIE CART DELIVERY PLEASE,01)SRO TECHNOLOGY PTY LTD,01)RAMSEY MICROTECH 9101F |  |  | SRO TECHNOLOGY PTY LTD | SRO TECHNOLOGY PTY LTD | MICROTECH 9101F | [5 empty] | https://ingeproa.com/products/sampling-process/controls/belt-scale-control/micro-tech-9101/ | https://assets.thermofisher.com/TFS-Assets/CAD/Specification-Sheets/Micro-Tech-9101-Scale-Electronics-8098-1216.pdf | [9 empty] | ENRICHED | 39121500 Electrical controls and accessories | CONTROLLER | ELECTRICAL | TYPE | INTEGRATOR,ETHERNET,LCD | FUNCTION |  | INPUT RATING | 100 TO 240 VAC,50/60 HZ | OUTPUT RATING |  | NUMBER OF INPUTS |  | NUMBER OF OUTPUTS |  | INTERFACE TYPE |  | MOUNTING TYPE | FIELD | TEMPERATURE RATING | -20 TO 60 DEG C | HAZARD CLASS |  | CERTIFICATION/STANDARD | CCSAUS,CE | ADDITIONAL FEATURES | BRAND:RAMSEY,OR PIE CART DELIVERY PLEASE:20L CRUSHATTN - N | [49 empty] | Production Completed
STP_009 - Lot4 | Data Enrichment | MKV | OK | 21-07-2023 | 01-08-2023 |  | 1358521 | 1358521 | EA | CONTROLLER;JSP JDN F, 7 FOLD,2 SP,4 BUTT |  |  | CONTROLLER;ADDITIONAL FEATURES EN:JSP JDN F, 7 FOLD,2 SPEED,4 BUTTON PLUS EMEREGE,MNFR:01)BULIVANT,PTNO:01)76500 | 01)JSP JDN F, 7 FOLD,2 SPEED,4,01)BULIVANT,01)76500 |  |  | BULIVANT | BULIVANT | 76500 | [5 empty] | URL NOT FOUND | [10 empty] | CLEANSED | 39121500 Electrical controls and accessories | CONTROLLER | No Modifier | TYPE | 7 FOLD,2 SPEED | ELECTRICAL RATING |  | INPUT SIGNAL |  | OUTPUT SIGNAL |  | DISPLAY TYPE |  | CONTROL MODE |  | CONNECTION TYPE |  | RANGE |  | MOUNTING TYPE |  | SIZE |  | HAZARD CLASS |  | CERTIFICATION/STANDARD |  | ADDITIONAL FEATURES | JSP JDN F,4 BUTTON PLUS EMEREGE | [47 empty] | Production Completed
STP_009 - Lot4 | Data Enrichment | MKV | OK | 21-07-2023 | 01-08-2023 |  | 1364311 | 1364311 | EA | CONTROLLER;LASER GUARD,UNIT T/S |  |  | CONTROLLER;TYPE:LASER GUARD,ADDITIONAL FEATURES EN:UNIT T/S,MNFR:01)REMCONT,PTNO:01)9525 | EN_01)LASER GUARD,01)UNIT T/S,01)REMCONT,01)9525 |  |  | REMCONT | REMCONT | 9525 | [5 empty] | https://assets.rct-global.com/uploads/2020/02/RCT_CatalogueEdition2_ControlMaster_web.pdf | [10 empty] | CLEANSED | 39121500 Electrical controls and accessories | CONTROLLER | No Modifier | TYPE | LASER GUARD | ELECTRICAL RATING |  | INPUT SIGNAL |  | OUTPUT SIGNAL |  | DISPLAY TYPE |  | CONTROL MODE |  | CONNECTION TYPE |  | RANGE |  | MOUNTING TYPE |  | SIZE |  | HAZARD CLASS |  | CERTIFICATION/STANDARD |  | ADDITIONAL FEATURES | UNIT T/S | [47 empty] | Production Completed
STP_009 - Lot4 | Data Enrichment | MKV | OK | 21-07-2023 | 01-08-2023 |  | 1301486 | 1301486 | EA | CONTROLLER;LINER CART SPEED,TYPE 2,RME |  |  | CONTROLLER;TYPE:LINER CART SPEED,ADDITIONAL FEATURES EN:TYPE 2,MNFR:01)RME,PTNO:01)10117263 | EN_01)LINER CART SPEED,01)TYPE 2,01)RME,01)10117263 |  |  | RME | RME | 10117263 | [5 empty] | URL NOT FOUND | [10 empty] | CLEANSED | 26111544 Speed controller | CONTROLLER | SPEED | TYPE | LINER CART | VOLTAGE RATING |  | CURRENT RATING |  | OUTPUT SIGNAL |  | ACCURACY |  | INTERFACE TYPE |  | MOUNTING TYPE |  | TEMPERATURE RATING |  | CONNECTION TYPE |  | SIZE |  | HAZARD CLASS |  | CERTIFICATION/STANDARD |  | ADDITIONAL FEATURES | TYPE 2 | [47 empty] | Production Completed
STP_009 - Lot4 | Data Enrichment | MKV | OK | 21-07-2023 | 01-08-2023 |  | 1345009 | 1345009 | EA | CONTROLLER;LOAD INDICATOR SYSTEM,LIS-S |  |  | CONTROLLER;TYPE:LOAD INDICATOR SYSTEM,ADDITIONAL FEATURES EN:LIS-S,MNFR:01)EILBECK,PTNO:01)LIS-SV | EN_01)LOAD INDICATOR SYSTEM,01)LIS-S,01)EILBECK,01)LIS-SV |  |  | EILBECK | EILBECK | LIS-SV | [5 empty] | https://www.eilbeckcranes.com/application/files/4114/9921/1339/Wire_Rope_Hoist_Catalogue.pdf | [10 empty] | CLEANSED | 39121500 Electrical controls and accessories | CONTROLLER | No Modifier | TYPE | LOAD INDICATOR SYSTEM | ELECTRICAL RATING |  | INPUT SIGNAL |  | OUTPUT SIGNAL |  | DISPLAY TYPE |  | CONTROL MODE |  | CONNECTION TYPE |  | RANGE |  | MOUNTING TYPE |  | SIZE |  | HAZARD CLASS |  | CERTIFICATION/STANDARD |  | ADDITIONAL FEATURES | [48 empty] | Production Completed
STP_009 - Lot4 | Data Enrichment | MKV | OK | 21-07-2023 | 01-08-2023 |  | 1348559 | 1348559 | EA | CONTROLLER;LUBE MANAGEMENT |  |  | CONTROLLER;TYPE:LUBE MANAGEMENT,MNFR:01)ISADRAUL,PTNO:01)01-85530 | EN_01)LUBE MANAGEMENT,01)ISADRAUL,01)01-85530 |  |  | ISADRAUL | ISADRAUL | 01-85530 | [5 empty] | URL NOT FOUND | [10 empty] | CLEANSED | 39121500 Electrical controls and accessories | CONTROLLER | No Modifier | TYPE | LUBE MANAGEMENT | ELECTRICAL RATING |  | INPUT SIGNAL |  | OUTPUT SIGNAL |  | DISPLAY TYPE |  | CONTROL MODE |  | CONNECTION TYPE |  | RANGE |  | MOUNTING TYPE |  | SIZE |  | HAZARD CLASS |  | CERTIFICATION/STANDARD |  | ADDITIONAL FEATURES | [48 empty] | Production Completed
STP_009 - Lot4 | Data Enrichment | MKV | OK | 21-07-2023 | 01-08-2023 |  | 1316248 | 1316248 | EA | CONTROLLER;LUBRICATION |  |  | CONTROLLER;TYPE:LUBRICATION,MNFR:01)ISADRAUL,PTNO:01)01-086501 | EN_01)LUBRICATION,01)ISADRAUL,01)01-086501 |  |  | ISADRAUL | ISADRAUL | 01-086501 | [5 empty] | URL NOT FOUND | [10 empty] | CLEANSED | 39121500 Electrical controls and accessories | CONTROLLER | No Modifier | TYPE | LUBRICATION | ELECTRICAL RATING |  | INPUT SIGNAL |  | OUTPUT SIGNAL |  | DISPLAY TYPE |  | CONTROL MODE |  | CONNECTION TYPE |  | RANGE |  | MOUNTING TYPE |  | SIZE |  | HAZARD CLASS |  | CERTIFICATION/STANDARD |  | ADDITIONAL FEATURES | [48 empty] | Production Completed
STP_009 - Lot4 | Data Enrichment | MKV | OK | 21-07-2023 | 01-08-2023 |  | 1344162 | 1344162 | EA | CONTROLLER;LUBRICATION SYSTEM |  |  | CONTROLLER;TYPE:LUBRICATION SYSTEM,MNFR:01)JAQUES,PTNO:01)LINCOLN 85500 | EN_01)LUBRICATION SYSTEM,01)JAQUES,01)LINCOLN 85500 |  |  | JAQUES | LINCOLN | 85500 |  | JAQUES |  |  |  | https://www.lubequip.com/lincoln-system-sentry-ii/ | https://lincolube.com/wp-content/uploads/centromatik.pdf | [9 empty] | ENRICHED | 39121500 Electrical controls and accessories | CONTROLLER | ELECTRICAL | TYPE | LUBRICATION SYSTEM | FUNCTION |  | INPUT RATING | 20 TO 30 VDC,60 MA | OUTPUT RATING |  | NUMBER OF INPUTS |  | NUMBER OF OUTPUTS |  | INTERFACE TYPE |  | MOUNTING TYPE |  | TEMPERATURE RATING |  | HAZARD CLASS |  | CERTIFICATION/STANDARD |  | ADDITIONAL FEATURES | [50 empty] | Production Completed
STP_009 - Lot4 | Data Enrichment | MKV | OK | 21-07-2023 | 01-08-2023 |  | 1278610 | 1278610 | EA | CONTROLLER;MCRWAVE,240 VAC,ENCL |  |  | CONTROLLER;TYPE:MICROWAVE,ELECTRICAL RATING:240 VAC,ADDITIONAL FEATURES EN:ENCLOSURE,MNFR:01)CNW MOUNT ISA ELECT WHOLESALER,PTNO: 01)BI10919 | EN_01)MICROWAVE,240 VAC,01)ENCLOSURE,01)CNW MOUNT ISA ELECT WHOLESA,01)BI10919 |  |  | CNW MOUNT ISA ELECT WHOLESALER | CNW MOUNT ISA ELECT WHOLESALER | BI10919 | [5 empty] | URL NOT FOUND | [10 empty] | CLEANSED | 39121500 Electrical controls and accessories | CONTROLLER | ELECTRICAL | TYPE | MICROWAVE | FUNCTION |  | INPUT RATING | 240 VAC | OUTPUT RATING |  | NUMBER OF INPUTS |  | NUMBER OF OUTPUTS |  | INTERFACE TYPE |  | MOUNTING TYPE |  | TEMPERATURE RATING |  | HAZARD CLASS |  | CERTIFICATION/STANDARD |  | ADDITIONAL FEATURES | ENCLOSURE | [49 empty] | Production Completed
STP_009 - Lot4 | Data Enrichment | MKV | OK | 21-07-2023 | 01-08-2023 |  | 1278716 | 1278716 | EA | CONTROLLER;MICPROFORMA,LED,931572 |  |  | CONTROLLER;TYPE:MICPROFORMA,DISPLAY TYPE:LED,ADDITIONAL FEATURES EN:931572,MNFR:01)RCS TELECOMMUNICATIONS PTY LTD,PTNO:01)MC534 | EN_01)MICPROFORMA,LED,01)931572,01)RCS TELECOMMUNICATIONS PTY,01)MC534 |  |  | RCS TELECOMMUNICATIONS PTY LTD | RCS TELECOMMUNICATIONS PTY LTD | MC534 |  |  | 931572 |  |  | URL NOT FOUND | [10 empty] | CLEANSED | 39121500 Electrical controls and accessories | CONTROLLER | No Modifier | TYPE | MICROFORM | ELECTRICAL RATING |  | INPUT SIGNAL |  | OUTPUT SIGNAL |  | DISPLAY TYPE | LED | CONTROL MODE |  | CONNECTION TYPE |  | RANGE |  | MOUNTING TYPE |  | SIZE |  | HAZARD CLASS |  | CERTIFICATION/STANDARD |  | ADDITIONAL FEATURES | [48 empty] | Production Completed
STP_009 - Lot4 | Data Enrichment | MKV | OK | 21-07-2023 | 01-08-2023 |  | 1278682 | 1278682 | EA | CONTROLLER;MNFLD |  |  | CONTROLLER;TYPE:MANIFOLD,ADDITIONAL FEATURES EN:P-Q, UPR PV270R1K1BBNFRPR, ELBOW MAN, REQ BY A,RER: ISADRAULICS, SERIES NO: 45, MNFR:01)ISADRAULICS,PTNO:01)PV140-270 | EN_01)MANIFOLD,01)P-Q, UPR PV270R1K1BBNFRPR,02)RER: ISADRAULICS, SERIES NO,01)ISADRAULICS,01)PV140-270 |  |  | ISADRAULICS | ISADRAULICS | PV140-270 | [5 empty] | URL NOT FOUND | [10 empty] | CLEANSED | 39121500 Electrical controls and accessories | CONTROLLER | No Modifier | TYPE | MANIFOLD | ELECTRICAL RATING |  | INPUT SIGNAL |  | OUTPUT SIGNAL |  | DISPLAY TYPE |  | CONTROL MODE |  | CONNECTION TYPE |  | RANGE |  | MOUNTING TYPE |  | SIZE |  | HAZARD CLASS |  | CERTIFICATION/STANDARD |  | ADDITIONAL FEATURES | SERIES NO:45,P-Q,UPR PV270R1K1BBNFRPR,ELBOW MAN,REQ BY A | [47 empty] | Production Completed
STP_009 - Lot4 | Data Enrichment | MKV | OK | 21-07-2023 | 01-08-2023 |  | 1320029 | 1320029 | EA | CONTROLLER;MON, NOTE: SOLID STATE UNIT, |  |  | CONTROLLER;ADDITIONAL FEATURES EN:MONITOR, NOTE: SOLID STATE UNIT, WAGNER ST7.5 R, PRESTART WARNING,MNFR:01)REMCONT,PTNO:01)6337, MNFR:02)REMCONT,PTNO:02)12727 | 01)MONITOR, NOTE: SOLID STATE,02), PRESTART WARNING,01)REMCONT,02)REMCONT,01)6337,02)12727 |  |  | REMCONT | REMCONT | 6337 |  |  | 12727 |  |  | URL NOT FOUND |  |  | WAGNER |  | ST7.5 R | [5 empty] | CLEANSED | 39121500 Electrical controls and accessories | CONTROLLER | No Modifier | TYPE | MONITOR,PRE START WARNING | ELECTRICAL RATING |  | INPUT SIGNAL |  | OUTPUT SIGNAL |  | DISPLAY TYPE |  | CONTROL MODE |  | CONNECTION TYPE |  | RANGE |  | MOUNTING TYPE |  | SIZE |  | HAZARD CLASS |  | CERTIFICATION/STANDARD |  | ADDITIONAL FEATURES | NOTE:SOLID STATE UNIT | [47 empty] | Production Completed
STP_009 - Lot4 | Data Enrichment | MKV | OK | 21-07-2023 | 01-08-2023 |  | 1300190 | 1300190 | EA | CONTROLLER;MOT, GENERAL PURPOSE INVERTER |  |  | CONTROLLER;MOTOR, GENERAL PURPOSE INVERTER,ELECTRICAL RATING:400 V,SIZE:WD 284 X LG 695 X DP 252 MM,MNFR:01)TECO,PTNO:01)A510- 4040-H3F | EN_01)MOTOR, GENERAL PURPOSE I,400 VAC,EN_01)WD 284 X LG 695 X DP 252,01)TECO,01)A510-4040-H3F |  |  | TECO | TECO | A510-4040-H3F | [5 empty] | https://inverterdrive.com/group/AC-Inverter-Drives-400V/Teco-A510-4040-H3F/ |  |  | MOTOR | [7 empty] | ENRICHED | 39121500 Electrical controls and accessories | CONTROLLER | ELECTRICAL | TYPE | GENERAL PURPOSE INVERTER | FUNCTION |  | INPUT RATING | 400 V,65.2 A,3 PH | OUTPUT RATING |  | NUMBER OF INPUTS |  | NUMBER OF OUTPUTS |  | INTERFACE TYPE |  | MOUNTING TYPE | WALL | TEMPERATURE RATING | 40 DEG C | HAZARD CLASS |  | CERTIFICATION/STANDARD |  | ADDITIONAL FEATURES | SIZE:695 LGX284 WDX252 DP MM | [49 empty] | Production Completed
STP_009 - Lot4 | Data Enrichment | MKV | OK | 21-07-2023 | 01-08-2023 | NM BASED ON WEB SOURCE | 1234744 | 1234744 | EA | CONTROLLER;MOT, VARIABLE FREQUENCY |  |  | CONTROLLER;TYPE:MOTOR, VARIABLE FREQUENCY,ADDITIONAL FEATURES EN:30 KW, 415 V AC DRIVE,MNFR:01)DANFOSS,PTNO:01)131B7356 | EN_01)MOTOR, VARIABLE FREQUENC,01)30 KW, 415 V AC DRIVE,01)DANFOSS,01)131B7356 |  |  | DANFOSS | DANFOSS | 131B7356 | [5 empty] | https://store.danfoss.com/lv/lv/Drives/Low-Voltage-Drives/VLT%C2%AE-HVAC-Drive-FC-102/FC-102P30KT4P55H3XGXXXXSXXXXAXBXCXXXXDX/p/131B7356 |  |  | MOTOR | [7 empty] | CLEANSED | 39121007 Frequency converters | CONVERTER | FREQUENCY | TYPE | VARIABLE,DRIVE | INPUT VOLTAGE | 415 VAC | INPUT FREQUENCY |  | OUTPUT FREQUENCY RATING |  | OUTPUT VOLTAGE RATING |  | INTERFACE TYPE |  | SIZE |  | ACCURACY |  | MOUNTING TYPE |  | NOISE LEVEL |  | TEMPERATURE RATING |  | HAZARD CLASS |  | CERTIFICATION/STANDARD |  | ADDITIONAL FEATURES | POWER RATING:30 KW | [45 empty] | Production Completed
STP_009 - Lot4 | Data Enrichment | MKV | OK | 21-07-2023 | 01-08-2023 |  | 1299741 | 1299741 | EA | CONTROLLER;MOT,30KW, FRENIC G11S SERI |  |  | CONTROLLER;TYPE:MOTOR,ADDITIONAL FEATURES EN:30KW, FRENIC G11S SERI,MNFR:01)FUJI,PTNO:01)FRN30G11S-4JE | EN_01)MOTOR,01)30KW, FRENIC G11S SERI,01)FUJI,01)FRN30G11S-4JE |  |  | FUJI | FUJI | FRN30G11S-4JE | [5 empty] | https://www.lektronix.com/equipment/fuji-electric-frn30g11s-4je/209436 |  |  | MOTOR | [7 empty] | CLEANSED | 39121500 Electrical controls and accessories | CONTROLLER | ELECTRICAL | TYPE |  | FUNCTION |  | INPUT RATING | 30 KW | OUTPUT RATING |  | NUMBER OF INPUTS |  | NUMBER OF OUTPUTS |  | INTERFACE TYPE |  | MOUNTING TYPE |  | TEMPERATURE RATING |  | HAZARD CLASS |  | CERTIFICATION/STANDARD |  | ADDITIONAL FEATURES | SERIES:FRENIC G11S | [49 empty] | Production Completed
STP_009 - Lot4 | Data Enrichment | MKV | OK | 21-07-2023 | 01-08-2023 |  | 1319917 | 1319917 | EA | CONTROLLER;MOT,400 V, RTU,FUJI |  |  | CONTROLLER;TYPE:MOTOR,ELECTRICAL RATING:400 V,SIZE:WD 360 MM X LG 1 M X HT 530 MM,ADDITIONAL FEATURES EN:MEGA DRIVE, HD, 132 KW, 253 A, 50 DEG, 150 PCT, O/L 30 SEC, 200 PCT, O/L 3 SECS, 415/440 V, 3 PH, INTEGRAL FILTER, IP00, RS485, MODBUS, RTU,MNFR:01)FUJI, PTNO:01)FRN132G1E-4A | EN_01)MOTOR,400 V,EN_01)WD 360 MM X LG 1 M X HT,01)MEGA DRIVE, HD, 132 KW, 253,02), O/L 3 SECS, 415/440 V, 3,03) RTU,01)FUJI,01)FRN132G1E-4A |  |  | FUJI | FUJI | FRN132G1E-4A | [5 empty] | https://pinanggih.com/product/fuji-electric-inverter-frenic-mega-75kw-to-630kw-400v-3-phase/ |  |  | MOTOR | [7 empty] | CLEANSED | 39121500 Electrical controls and accessories | CONTROLLER | ELECTRICAL | TYPE |  | FUNCTION |  | INPUT RATING | 415/440 V,253 A,3 PH,132 KW | OUTPUT RATING |  | NUMBER OF INPUTS |  | NUMBER OF OUTPUTS |  | INTERFACE TYPE |  | MOUNTING TYPE |  | TEMPERATURE RATING | 50 DEG C | HAZARD CLASS |  | CERTIFICATION/STANDARD |  | ADDITIONAL FEATURES | SIZE:1 LG MX360 WDX530 HT MM,MEGA DRIVE,HD,OVERLOAD CAPACITY:150 PCT,O/L 30 SEC,200 PCT,O/L 3 SECS,INTEGRAL FILTER,IP00,RS485,MODBUS,RTU | [49 empty] | Production Completed
STP_009 - Lot4 | Data Enrichment | MKV | OK | 21-07-2023 | 01-08-2023 |  | 1345216 | 1345216 | EA | CONTROLLER;MOT,440 VAC 0.75 KW 50 HZ,3PH |  |  | CONTROLLER;TYPE:MOTOR,ELECTRICAL RATING:440 VAC 0.75 KW 50 HZ,ADDITIONAL FEATURES EN:3PH,MNFR:01)NALCO,PTNO:01)VFS11-4007PL | EN_01)MOTOR,440 VAC 0.75 KW 50 HZ,01)3PH,01)NALCO,01)VFS11-4007PL |  |  | NALCO | NALCO | VFS11-4007PL | [5 empty] | https://inverterdrive.com/group/AC-Inverter-Drives-400V/Toshiba-VFS11-4007P-1500W-400V-Inverter-Tosvert/ |  |  | MOTOR | [7 empty] | ENRICHED | 26111544 Speed controller | CONTROLLER | SPEED | TYPE | INVERTER DRIVE | VOLTAGE RATING | 440 VAC | CURRENT RATING |  | OUTPUT SIGNAL |  | ACCURACY |  | INTERFACE TYPE |  | MOUNTING TYPE | WALL | TEMPERATURE RATING | 40 DEG C | CONNECTION TYPE |  | SIZE |  | HAZARD CLASS |  | CERTIFICATION/STANDARD |  | ADDITIONAL FEATURES | ELECTRICAL RATING:3 PH,0.75 KW,50 HZ | [47 empty] | Production Completed
STP_009 - Lot4 | Data Enrichment | MKV | OK | 21-07-2023 | 01-08-2023 | NM BASED ON WEB SOURCE | 1300216 | 1300216 | EA | CONTROLLER;MOT,LIQUID RESISTANCE STA |  |  | CONTROLLER;TYPE:MOTOR,ADDITIONAL FEATURES EN:LIQUID RESISTANCE STA,MNFR:01)UNISERVE,PTNO:01)EPM A 3/2 DUO | EN_01)MOTOR,01)LIQUID RESISTANCE STA,01)UNISERVE,01)EPM A 3/2 DUO |  |  | UNISERVE | UNISERVE | EPM A 3/2 DUO | [5 empty] | https://www.merniinstrumenti.com/userfiles/files/PDF/epmgb.pdf |  |  | MOTOR | [7 empty] | CLEANSED | 39121521 Motor starter controls | STARTER | MOTOR | TYPE | LIQUID RESISTANCE | VOLTAGE RATING |  | CURRENT RATING |  | NUMBER OF PHASE |  | NEMA/IEC SIZE |  | COIL VOLTAGE RATING |  | OVERLOAD RELAY TYPE |  | CONTACT CONFIGURATION |  | AUXILIARY CONTACT |  | ENCLOSURE |  | MOUNTING TYPE |  | CERTIFICATION/STANDARD |  | ADDITIONAL FEATURES | [48 empty] | Production Completed
STP_009 - Lot4 | Data Enrichment | MKV | OK | 21-07-2023 | 01-08-2023 |  | 1353307 | 1353307 | EA | CONTROLLER;OPTOELECTRONIC,DSPLY |  |  | CONTROLLER;TYPE:OPTOELECTRONIC,ADDITIONAL FEATURES EN:DISPLAY,MNFR:01)GARDDENV,PTNO:01)100005506 | EN_01)OPTOELECTRONIC,01)DISPLAY,01)GARDDENV,01)100005506 |  |  | GARDDENV | GARDDENV | 100005506 | [5 empty] | https://meiinternational.com/products/100005506-compair-delcos-3100-pn-100005506-standard-air-compressor-controller | [10 empty] | ENRICHED | 39121500 Electrical controls and accessories | CONTROLLER | No Modifier | TYPE | AIR COMPRESSOR,OPTOELECTRONIC,DISPLAY | ELECTRICAL RATING |  | INPUT SIGNAL |  | OUTPUT SIGNAL |  | DISPLAY TYPE |  | CONTROL MODE |  | CONNECTION TYPE |  | RANGE |  | MOUNTING TYPE |  | SIZE |  | HAZARD CLASS |  | CERTIFICATION/STANDARD |  | ADDITIONAL FEATURES | DISPLAY | [47 empty] | Production Completed
STP_009 - Lot4 | Data Enrichment | MKV | OK | 21-07-2023 | 01-08-2023 |  | 1292664 | 1292664 | EA | CONTROLLER;PHASE PROPORTIONING SCR POWER |  |  | CONTROLLER;TYPE:PHASE PROPORTIONING SCR POWER CONTROL,MNFR:01)VECTROL,PTNO:01)VPDC501.5-120-1-E | EN_01)PHASE PROPORTIONING SCR,01)VECTROL,01)VPDC501.5-120-1-E |  |  | VECTROL | VECTROL | VPDC501.5-120-1-E | [5 empty] | URL NOT FOUND | [10 empty] | CLEANSED | 39121500 Electrical controls and accessories | CONTROLLER | No Modifier | TYPE | PHASE PROPORTIONING SCR POWER CONTROL | ELECTRICAL RATING |  | INPUT SIGNAL |  | OUTPUT SIGNAL |  | DISPLAY TYPE |  | CONTROL MODE |  | CONNECTION TYPE |  | RANGE |  | MOUNTING TYPE |  | SIZE |  | HAZARD CLASS |  | CERTIFICATION/STANDARD |  | ADDITIONAL FEATURES | [48 empty] | Production Completed
STP_009 - Lot4 | Data Enrichment | MKV | OK | 21-07-2023 | 01-08-2023 |  | 1278922 | 1278922 | EA | CONTROLLER;PHASE ROTATION |  |  | CONTROLLER;TYPE:PHASE ROTATION,MNFR:01)NORTHERN AIRCONDITIONING,PTNO:01)201-081-001 | EN_01)PHASE ROTATION,01)NORTHERN AIRCONDITIONING,01)201-081-001 |  |  | NORTHERN AIRCONDITIONING | NORTHERN AIR CONDITIONING | 201 081 001 | [5 empty] | https://www.temperzone.biz/b2b/product-details.aspx?id=460&type=parts1 | [10 empty] | CLEANSED | 39121500 Electrical controls and accessories | CONTROLLER | ELECTRICAL | TYPE | PHASE ROTATION | FUNCTION |  | INPUT RATING |  | OUTPUT RATING |  | NUMBER OF INPUTS |  | NUMBER OF OUTPUTS |  | INTERFACE TYPE |  | MOUNTING TYPE |  | TEMPERATURE RATING |  | HAZARD CLASS |  | CERTIFICATION/STANDARD |  | ADDITIONAL FEATURES | [50 empty] | Production Completed
STP_009 - Lot4 | Data Enrichment | MKV | OK | 21-07-2023 | 01-08-2023 |  | 1345007 | 1345007 | EA | CONTROLLER;PLC |  |  | CONTROLLER;TYPE:PLC,ADDITIONAL FEATURES EN:FUEL MANAGEMENT SYSTEM FLOW COMPUTER,MNFR:01)BANLAW,PTNO:01)BFTE188,MNFR:02)BANLAW, PTNO:02)BFTE170 | EN_01)PLC,01)FUEL MANAGEMENT SYSTEM FLOW,01)BANLAW,02)BANLAW,01)BFTE188,02)BFTE170 |  |  | BANLAW | BANLAW | BFTE188 |  |  | BFTE170 |  |  | URL NOT FOUND | [10 empty] | CLEANSED | 32151700 Programmable Logic Controllers | PLC | NO MODIFIER | TYPE |  | MODULE TYPE |  | INPUT SIGNAL |  | OUTPUT SIGNAL |  | ELECTRICAL RATING |  | NUMBER OF INPUTS |  | NUMBER OF OUTPUTS |  | MEMORY |  | MOUNTING TYPE |  | HAZARD CLASS |  | CERTIFICATION/STANDARD |  | ADDITIONAL FEATURES | FOR FUEL MANAGEMENT SYSTEM FLOW COMPUTER | [49 empty] | Production Completed
STP_009 - Lot4 | Data Enrichment | MKV | OK | 21-07-2023 | 01-08-2023 |  | 1365454 | 1365454 | EA | CONTROLLER;PLC |  |  | CONTROLLER;TYPE:PLC,ADDITIONAL FEATURES EN:SENTRY II LUBRICATION CONTROL SYSTEM,MNFR:01)LINSTLOU,PTNO:01)85500 A | EN_01)PLC,01)SENTRY II LUBRICATION CONTR,01)LINSTLOU,01)85500 A |  |  | LINSTLOU | LINSTLOU | 85500 A | [5 empty] | URL NOT FOUND | [10 empty] | CLEANSED | 32151700 Programmable Logic Controllers | PLC | NO MODIFIER | TYPE |  | MODULE TYPE |  | INPUT SIGNAL |  | OUTPUT SIGNAL |  | ELECTRICAL RATING |  | NUMBER OF INPUTS |  | NUMBER OF OUTPUTS |  | MEMORY |  | MOUNTING TYPE |  | HAZARD CLASS |  | CERTIFICATION/STANDARD |  | ADDITIONAL FEATURES | FOR SENTRY II LUBRICATION CONTROL SYSTEM | [49 empty] | Production Completed
STP_009 - Lot4 | Data Enrichment | MKV | OK | 21-07-2023 | 01-08-2023 |  | 1350654 | 1350654 | EA | CONTROLLER;PLC |  |  | CONTROLLER;TYPE:PLC,MNFR:01)MILTRNCS,PTNO:01)MIL-CAL | EN_01)PLC,01)MILTRNCS,01)MIL-CAL |  |  | MILTRNCS | MILLTRONICS | MIL-CAL | [5 empty] | URL NOT FOUND | [10 empty] | CLEANSED | 32151700 Programmable Logic Controllers | PLC | NO MODIFIER | TYPE |  | MODULE TYPE |  | INPUT SIGNAL |  | OUTPUT SIGNAL |  | ELECTRICAL RATING |  | NUMBER OF INPUTS |  | NUMBER OF OUTPUTS |  | MEMORY |  | MOUNTING TYPE |  | HAZARD CLASS |  | CERTIFICATION/STANDARD |  | ADDITIONAL FEATURES | [50 empty] | Production Completed
STP_009 - Lot4 | Data Enrichment | MKV | OK | 21-07-2023 | 01-08-2023 |  | 1347534 | 1347534 | EA | CONTROLLER;PLC, VF DRIVE,55 KW,CD-5500 |  |  | CONTROLLER;PLC, VF DRIVE,ELECTRICAL RATING:55 KW,ADDITIONAL FEATURES EN:CD-5500,MNFR:01)ATS,PTNO:01)18983 | EN_01)PLC, VF DRIVE,55 KW,01)CD-5500,01)ATS,01)18983 |  |  | ATS | ATS | CD-5500 |  |  | 18983 |  |  | URL NOT FOUND | [10 empty] | CLEANSED | 39121500 Electrical controls and accessories | CONTROLLER | ELECTRICAL | TYPE | PLC,VF DRIVE | FUNCTION |  | INPUT RATING | 55 KW | OUTPUT RATING |  | NUMBER OF INPUTS |  | NUMBER OF OUTPUTS |  | INTERFACE TYPE |  | MOUNTING TYPE |  | TEMPERATURE RATING |  | HAZARD CLASS |  | CERTIFICATION/STANDARD |  | ADDITIONAL FEATURES | [50 empty] | Production Completed
STP_009 - Lot4 | Data Enrichment | MKV | OK | 21-07-2023 | 01-08-2023 |  | 1236323 | 1236323 | EA | CONTROLLER;PLC,(16) ANALOGUE,PLUG IN,NHP |  |  | CONTROLLER;TYPE:PLC,INPUT SIGNAL:(16) ANALOGUE,CONNECTION TYPE:PLUG IN,SIZE:WD 38.1 X HT 300 X DP 111.25 MM,ADDITIONAL FEATURES EN:CURRENT/VOLTAGE 16 PTS, ELECTRICAL EQUIPMENT,MNFR:01)NHP,PTNO:01)1756IF16 | EN_01)PLC,(16) ANALOGUE,EN_01)PLUG IN,EN_01)WD 38.1 X HT 300 X DP 11,01)CURRENT/VOLTAGE 16 PTS, ELE,01)NHP,01)1756IF16 |  |  | NHP | NHP | 1756-IF16 | [5 empty] | https://www.rockwellautomation.com/en-us/products/details.1756-IF16.html | https://literature.rockwellautomation.com/idc/groups/literature/documents/um/1756-um009_-en-p.pdf | [9 empty] | CLEANSED | 39121552 Electrical control modules | MODULE | INPUT/OUTPUT | TYPE | PLC | VOLTAGE RATING |  | CURRENT RATING |  | INTERFACE TYPE |  | I/O POINTS | 16 | RELATIVE HUMIDITY |  | TERMINAL TYPE |  | MOUNTING TYPE |  | SIZE | 38.1 WDX300 HTX111.25 DP MM | ENCLOSURE TYPE |  | TEMPERATURE RATING |  | CERTIFICATION/STANDARD |  | ADDITIONAL FEATURES | CONNECTION TYPE:PLUG IN,ELECTRICAL EQUIPMENT,ANALOGUE | [47 empty] | Production Completed
STP_009 - Lot4 | Data Enrichment | MKV | OK | 21-07-2023 | 01-08-2023 |  | 1236324 | 1236324 | EA | CONTROLLER;PLC,(8) ANALOGUE,PLUG IN,NHP |  |  | CONTROLLER;TYPE:PLC,INPUT SIGNAL:(8) ANALOGUE,CONNECTION TYPE:PLUG IN,SIZE:WD 38.1 X HT 300 X DP 111.25 MM,ADDITIONAL FEATURES EN: CURRENT/VOLTAGE 8,MNFR:01)NHP,PTNO:01)1756IF8 | EN_01)PLC,(8) ANALOGUE,EN_01)PLUG IN,EN_01)WD 38.1 X HT 300 X DP 11,01)CURRENT/VOLTAGE 8,01)NHP,01)1756IF8 |  |  | NHP | NHP | 1756-IF8 | [5 empty] | https://www.nhp.com.au/Catalogs/NHP_AU_Catalog/NHP_AU_Catalog-Categories/NHP_AU_Catalog-217585/NHP_AU_Catalog-789/NHP_AU_Catalog-1025/NHP_AU_Catalog-1030/1492ACABLE005TC | https://www.technologybsa.com/en/product-detail/rockwell-automation/1756-if8/ | [9 empty] | ENRICHED | 39121552 Electrical control modules | MODULE | INPUT/OUTPUT | TYPE | PLC | VOLTAGE RATING |  | CURRENT RATING | 0 TO 20.5 MA | INTERFACE TYPE |  | I/O POINTS | 8 | RELATIVE HUMIDITY |  | TERMINAL TYPE |  | MOUNTING TYPE |  | SIZE | 38.1 WDX300 HTX111.25 DP MM | ENCLOSURE TYPE |  | TEMPERATURE RATING | 0 TO 60 DEG C | CERTIFICATION/STANDARD | CE,C-UL-US,UL,FM | ADDITIONAL FEATURES | CONNECTION TYPE:PLUG IN,ANALOGUE | [47 empty] | Production Completed
STP_009 - Lot4 | Data Enrichment | MKV | OK | 21-07-2023 | 01-08-2023 |  | 1236321 | 1236321 | EA | CONTROLLER;PLC,10-31 VDC,PLUG IN,NHP |  |  | CONTROLLER;TYPE:PLC,INPUT SIGNAL:10-31 VDC,CONNECTION TYPE:PLUG IN,SIZE:WD 38.1 X HT 300 X DP 111.25 MM,ADDITIONAL FEATURES EN:32 PTS, ELECTRICAL EQUIPMENT,MNFR:01)NHP,PTNO:01)1756IB32 | EN_01)PLC,10-31 VDC,EN_01)PLUG IN,EN_01)WD 38.1 X HT 300 X DP 11,01)32 PTS, ELECTRICAL EQUIPMEN,01)NHP,01)1756IB32 |  |  | NHP | NHP | 1756-IB32 | [5 empty] | https://www.rexelusa.com/p/49781/allen-bradley/i-o-module-digital-dc-input-32-channel-24vdc/612598171309/1756-ib32 | https://www.dosupply.com/automation/allen-bradley-plc/controllogix/1756-IB32 | [9 empty] | ENRICHED | 39121552 Electrical control modules | MODULE | INPUT/OUTPUT | TYPE | PLC | VOLTAGE RATING | 10 TO 31 VDC | CURRENT RATING | 5.5 MA | INTERFACE TYPE |  | I/O POINTS | 32 | RELATIVE HUMIDITY |  | TERMINAL TYPE |  | MOUNTING TYPE |  | SIZE | 38.1 WDX300 HTX111.25 DP MM | ENCLOSURE TYPE |  | TEMPERATURE RATING |  | CERTIFICATION/STANDARD |  | ADDITIONAL FEATURES | CONNECTION TYPE:PLUG IN,ELECTRICAL EQUIPMENT | [47 empty] | Production Completed
STP_009 - Lot4 | Data Enrichment | MKV | OK | 21-07-2023 | 01-08-2023 | NM BASED ON WEB SOURCE | 1236322 | 1236322 | EA | CONTROLLER;PLC,120 VAC,79-132 VAC,NHP |  |  | CONTROLLER;TYPE:PLC,ELECTRICAL RATING:120 VAC,INPUT SIGNAL:79-132 VAC,MOUNTING TYPE:CHASSIS,ADDITIONAL FEATURES EN:16 PTS, ELECTRICAL EQUIPMENT,MNFR:01)NHP,PTNO:01)1756IA16 | EN_01)PLC,120 VAC,79-132 VAC,CHASSIS,01)16 PTS, ELECTRICAL EQUIPMEN,01)NHP,01)1756IA16 |  |  | NHP | NHP | 1756IA16 | [5 empty] | https://nhpnz.co.nz/Catalogs/NHP_NZ_Catalog/NHP_NZ_Catalog-Categories/NHP_NZ_Catalog-217584/NHP_NZ_Catalog-373/NHP_NZ_Catalog-673/NHP_NZ_Catalog-675/1756IA16 | https://www.rockwellautomation.com/en-us/products/details.1756-IA16.html | [9 empty] | ENRICHED | 39121552 Electrical control modules | MODULE | INPUT/OUTPUT | TYPE | PLC | VOLTAGE RATING | 74 TO 132V AC | CURRENT RATING |  | INTERFACE TYPE |  | I/O POINTS | 16 | RELATIVE HUMIDITY |  | TERMINAL TYPE |  | MOUNTING TYPE | CHASSIS | SIZE |  | ENCLOSURE TYPE |  | TEMPERATURE RATING | 0 TO 60 DEG C | CERTIFICATION/STANDARD | CE,C-TICK,FM,KC(KCC),UL,CSA | ADDITIONAL FEATURES | ELECTRICAL EQUIPMENT | [47 empty] | Production Completed
STP_009 - Lot4 | Data Enrichment | MKV | OK | 21-07-2023 | 01-08-2023 | NM BASED ON WEB SOURCE | 1354518 | 1354518 | EA | CONTROLLER;PLC,12-24 VDC,(10) DIGITAL |  |  | CONTROLLER;TYPE:PLC,ELECTRICAL RATING:12-24 VDC,INPUT SIGNAL:(10) DIGITAL,OUTPUT SIGNAL:(6) DIGITAL RELAY,MOUNTING TYPE:CHASSIS, MNFR:01)RKWLAUTO,PTNO:01)1763L16DWD | EN_01)PLC,12-24 VDC,(10) DIGITAL,(6) DIGITAL RELAY,CHASSIS,01)RKWLAUTO,01)1763L16DWD |  |  | RKWLAUTO | ROCKWELL AUTOMATION | 1763L16DWD | [5 empty] | https://www.dosupply.com/automation/allen-bradley-plc/micrologix-1763/1763-L16DWD | https://www.nexinstrument.com/1763-L16DWD | [9 empty] | ENRICHED | 32151700 Programmable Logic Controllers | PLC | NO MODIFIER | TYPE | LCD | MODULE TYPE |  | INPUT SIGNAL | (10) DIGITAL | OUTPUT SIGNAL | (6) DIGITAL RELAY | ELECTRICAL RATING | 12-24 VDC | NUMBER OF INPUTS |  | NUMBER OF OUTPUTS |  | MEMORY |  | MOUNTING TYPE | CHASSIS | HAZARD CLASS |  | CERTIFICATION/STANDARD |  | ADDITIONAL FEATURES | [50 empty] | Production Completed
STP_009 - Lot4 | Data Enrichment | MKV | OK | 21-07-2023 | 01-08-2023 |  | 1286467 | 1286467 | EA | CONTROLLER;PLC,20.4-30 VDC,(16) 24 VDC |  |  | CONTROLLER;TYPE:PLC,ELECTRICAL RATING:20.4-30 VDC,INPUT SIGNAL:(16) 24 VDC,OUTPUT SIGNAL:(6) 24 VDC FET, (6) RELAY,SIZE:WD 168 X HT 138 X DP 87 MM,ADDITIONAL FEATURES EN:BASE UNIT,MNFR:01)ALENBRAD,PTNO:01)1764-28BXB | EN_01)PLC,20.4-30 VDC,(16) 24 VDC,(6) 24 VDC FET, (6) RELAY,EN_01)WD 168 X HT 138 X DP 87,01)BASE UNIT,01)ALENBRAD,01)1764-28BXB |  |  | ALENBRAD | ALLEN BRADLEY | 1764-28BXB | [5 empty] | https://www.rockwellautomation.com/en-us/products/details.1764-28BXB.html | https://gpmsurplus.com/product/allen-bradley-1764-28bxb-micrologix-1500-28-point-controller/ | [9 empty] | ENRICHED | 39121500 Electrical controls and accessories | CONTROLLER | ELECTRICAL | TYPE | POINT | FUNCTION |  | INPUT RATING | 20.4-30 VDC | OUTPUT RATING | 24 VDC FET | NUMBER OF INPUTS | 16 | NUMBER OF OUTPUTS | 12 (6 RELAY,4 STANDARD 24 VDC TRANSISTOR,2 FAST 24 VDC) | INTERFACE TYPE |  | MOUNTING TYPE | HORIZONTAL | TEMPERATURE RATING |  | HAZARD CLASS |  | CERTIFICATION/STANDARD |  | ADDITIONAL FEATURES | SIZE:168 WDX138 HTX87 DP MM,BASE UNIT,PLC | [49 empty] | Production Completed
STP_009 - Lot4 | Data Enrichment | MKV | OK | 21-07-2023 | 01-08-2023 | NM BASED ON WEB SOURCE | 1349595 | 1349595 | EA | CONTROLLER;PLC,24 VDC,I/P |  |  | CONTROLLER;TYPE:PLC,ELECTRICAL RATING:24 VDC,ADDITIONAL FEATURES EN:CPU, 9 SLOT CHASSIS, SLOT COVER, DIGITAL AND AN,I/P,MNFR:01) TOSHIBA,PTNO:01)T2E | EN_01)PLC,24 VDC,01)CPU, 9 SLOT CHASSIS, SLOT C,02)I/P,01)TOSHIBA,01)T2E |  |  | TOSHIBA | TOSHIBA | T2E | [5 empty] | http://www.inverter-plc.com/toshiba/Toshiba_plc_T2_Serial_Communications.pdf | [10 empty] | CLEANSED | 32151700 Programmable Logic Controllers | PLC | NO MODIFIER | TYPE | CPU | MODULE TYPE |  | INPUT SIGNAL |  | OUTPUT SIGNAL |  | ELECTRICAL RATING | 24 VDC | NUMBER OF INPUTS |  | NUMBER OF OUTPUTS |  | MEMORY |  | MOUNTING TYPE | CHASSIS | HAZARD CLASS |  | CERTIFICATION/STANDARD |  | ADDITIONAL FEATURES | NO OF SLOT:9,SLOT COVER,DIGITAL AND AN,I/P | [49 empty] | Production Completed
STP_009 - Lot4 | Data Enrichment | MKV | OK | 21-07-2023 | 01-08-2023 | NM BASED ON WEB SOURCE | 1346799 | 1346799 | EA | CONTROLLER;PLC,5-24 V,DIGITAL,DIGITAL |  |  | CONTROLLER;TYPE:PLC,ELECTRICAL RATING:5-24 V,INPUT SIGNAL:DIGITAL,OUTPUT SIGNAL:DIGITAL,MOUNTING TYPE:CHASSIS,SIZE:WD 35 X LG 145 X DP 142 MM,ADDITIONAL FEATURES EN:SLC500 SLC 5/05, 32K MEMORY, ELECTRICAL EQUIPMENT,MNFR:01)NHP,PTNO:01)1747L552 | EN_01)PLC,5-24 V,DIGITAL,DIGITAL,CHASSIS,EN_01)WD 35 X LG 145 X DP 142,01)SLC500 SLC 5/05, 32K MEMORY,01)NHP,01)1747L552 |  |  | NHP | NHP | 1747L552 | [5 empty] | https://www.nhp.com.au/Catalogs/NHP_AU_Catalog/NHP_AU_Catalog-Categories/NHP_AU_Catalog-217584/NHP_AU_Catalog-373/NHP_AU_Catalog-673/NHP_AU_Catalog-674/1747L552 | https://www.rockwellautomation.com/en-il/products/details.1747-L552.html | [9 empty] | CLEANSED | 32151700 Programmable Logic Controllers | PLC | NO MODIFIER | TYPE |  | MODULE TYPE |  | INPUT SIGNAL | DIGITAL | OUTPUT SIGNAL | DIGITAL | ELECTRICAL RATING | 5-24 V | NUMBER OF INPUTS |  | NUMBER OF OUTPUTS |  | MEMORY | 32 KB | MOUNTING TYPE | CHASSIS | HAZARD CLASS |  | CERTIFICATION/STANDARD |  | ADDITIONAL FEATURES | SIZE:145 LGX35 WDX142 DP MM,SERIES:SLC500 SLC 5/05,ELECTRICAL EQUIPMENT | [49 empty] | Production Completed
STP_009 - Lot4 | Data Enrichment | MKV | OK | 21-07-2023 | 01-08-2023 |  | 1236311 | 1236311 | EA | CONTROLLER;PLC,MONITOR: GD |  |  | CONTROLLER;TYPE:PLC,ADDITIONAL FEATURES EN:MONITOR: GD,MNFR:01)CEGELEC,PTNO:01)30V4800-370 | EN_01)PLC,01)MONITOR: GD,01)CEGELEC,01)30V4800-370 |  |  | CEGELEC | CEGELEC | 30V4800-370 | [5 empty] | https://primespare.com/brands/alstom/ | [10 empty] | CLEANSED | 32151700 Programmable Logic Controllers | PLC | NO MODIFIER | TYPE |  | MODULE TYPE |  | INPUT SIGNAL |  | OUTPUT SIGNAL |  | ELECTRICAL RATING |  | NUMBER OF INPUTS |  | NUMBER OF OUTPUTS |  | MEMORY |  | MOUNTING TYPE |  | HAZARD CLASS |  | CERTIFICATION/STANDARD |  | ADDITIONAL FEATURES | FOR MONITOR:GD | [49 empty] | Production Completed
STP_009 - Lot4 | Data Enrichment | MKV | OK | 21-07-2023 | 01-08-2023 |  | 1236319 | 1236319 | EA | CONTROLLER;PLC,NHP,1746NI16I |  |  | CONTROLLER;TYPE:PLC,ADDITIONAL FEATURES EN:16 CHANNEL ANALOG CURRENT, ELECTRICAL EQUIPMENT,MNFR:01)NHP,PTNO:01)1746NI16I | EN_01)PLC,01)16 CHANNEL ANALOG CURRENT,01)NHP,01)1746NI16I |  |  | NHP | NHP | 1746-NI16I | [5 empty] | https://www.pdfsupply.com/automation/allen-bradley/slc-500/1746-NI16I | https://nhp.com.au/product/1746ni16i | [9 empty] | ENRICHED | 39121552 Electrical control modules | MODULE | INPUT/OUTPUT | TYPE | PLC | VOLTAGE RATING | 5 VDC | CURRENT RATING | 125 MA | INTERFACE TYPE |  | I/O POINTS | 16 | RELATIVE HUMIDITY |  | TERMINAL TYPE |  | MOUNTING TYPE |  | SIZE |  | ENCLOSURE TYPE |  | TEMPERATURE RATING |  | CERTIFICATION/STANDARD |  | ADDITIONAL FEATURES | ANALOG CURRENT,ELECTRICAL EQUIPMENT | [47 empty] | Production Completed
STP_009 - Lot4 | Data Enrichment | MKV | OK | 21-07-2023 | 01-08-2023 |  | 1236320 | 1236320 | EA | CONTROLLER;PLC,NHP,1746NO8I |  |  | CONTROLLER;TYPE:PLC,SIZE:WD 34.6 X HT 144.5 X DP 130.18 MM,ADDITIONAL FEATURES EN:8 CHANNEL ANALOG CURRENT OUTPUT, ELECTRICAL EQUIPMENT,MNFR:01)NHP,PTNO:01)1746NO8I | EN_01)PLC,EN_01)WD 34.6 X HT 144.5 X DP,01)8 CHANNEL ANALOG CURRENT OU,01)NHP,01)1746NO8I |  |  | NHP | NHP | 1746-NO8I | [5 empty] | https://www.plchardware.com/Products/RA-1746-NO8I.aspx | https://literature.rockwellautomation.com/idc/groups/literature/documents/um/1746-um026_-en-p.pdf | [9 empty] | ENRICHED | 39121552 Electrical control modules | MODULE | INPUT/OUTPUT | TYPE | PLC | VOLTAGE RATING | 5 VDC | CURRENT RATING | 120 MA | INTERFACE TYPE |  | I/O POINTS | 8 | RELATIVE HUMIDITY |  | TERMINAL TYPE |  | MOUNTING TYPE |  | SIZE | 34.6 WDX144.5 HTX130.18 DP MM | ENCLOSURE TYPE |  | TEMPERATURE RATING |  | CERTIFICATION/STANDARD |  | ADDITIONAL FEATURES | ANALOG CURRENT OUTPUT,ELECTRICAL EQUIPMENT | [47 empty] | Production Completed
STP_009 - Lot4 | Data Enrichment | MKV | OK | 21-07-2023 | 01-08-2023 |  | 1236317 | 1236317 | EA | CONTROLLER;PLC,PBSM, NO 2, LMC BOX |  |  | CONTROLLER;TYPE:PLC,ADDITIONAL FEATURES EN:PBSM, NO 2, LMC BOX,MNFR:01)CRANETEC,PTNO:01)A62772-2-M17V2 | EN_01)PLC,01)PBSM, NO 2, LMC BOX,01)CRANETEC,01)A62772-2-M17V2 |  |  | CRANETEC | CRANETEC | A62772-2-M17V2 | [5 empty] | URL NOT FOUND | [10 empty] | CLEANSED | 32151700 Programmable Logic Controllers | PLC | NO MODIFIER | TYPE |  | MODULE TYPE |  | INPUT SIGNAL |  | OUTPUT SIGNAL |  | ELECTRICAL RATING |  | NUMBER OF INPUTS |  | NUMBER OF OUTPUTS |  | MEMORY |  | MOUNTING TYPE |  | HAZARD CLASS |  | CERTIFICATION/STANDARD |  | ADDITIONAL FEATURES | PBSM,NO:2,LMC BOX | [49 empty] | Production Completed
STP_009 - Lot4 | Data Enrichment | MKV | OK | 21-07-2023 | 01-08-2023 |  | 1299824 | 1299824 | EA | CONTROLLER;PLC,SYSTEM SENTRY II"A" LUB |  |  | CONTROLLER;TYPE:PLC,ADDITIONAL FEATURES EN:SYSTEM SENTRY II"A" LUB,MNFR:01)LINSTLOU,PTNO:01)85500 | EN_01)PLC,01)SYSTEM SENTRY II"A" LUB,01)LINSTLOU,01)85500 |  |  | LINSTLOU | LINSTLOU | 85500 | [5 empty] | URL NOT FOUND | [10 empty] | CLEANSED | 32151700 Programmable Logic Controllers | PLC | NO MODIFIER | TYPE |  | MODULE TYPE |  | INPUT SIGNAL |  | OUTPUT SIGNAL |  | ELECTRICAL RATING |  | NUMBER OF INPUTS |  | NUMBER OF OUTPUTS |  | MEMORY |  | MOUNTING TYPE |  | HAZARD CLASS |  | CERTIFICATION/STANDARD |  | ADDITIONAL FEATURES | FOR SYSTEM SENTRY II"A" LUB | [49 empty] | Production Completed
STP_009 - Lot4 | Data Enrichment | MKV | OK | 21-07-2023 | 01-08-2023 | Query - Manufacturer Details (MPN) not available | 1353340 | 1353340 | EA | CONTROLLER;PLC,SYSTEM SPARES |  |  | CONTROLLER;TYPE:PLC,ADDITIONAL FEATURES EN:SYSTEM SPARES,MNFR:01)ALLEN BRADLEY,PTNO:01)UNK | EN_01)PLC,01)SYSTEM SPARES,01)ALLEN BRADLEY,01)UNK |  |  | ALLEN BRADLEY | ALLEN BRADLEY | [6 empty] | URL NOT FOUND | [10 empty] | CLEANSED | 32151700 Programmable Logic Controllers | PLC | NO MODIFIER | TYPE |  | MODULE TYPE |  | INPUT SIGNAL |  | OUTPUT SIGNAL |  | ELECTRICAL RATING |  | NUMBER OF INPUTS |  | NUMBER OF OUTPUTS |  | MEMORY |  | MOUNTING TYPE |  | HAZARD CLASS |  | CERTIFICATION/STANDARD |  | ADDITIONAL FEATURES | SYSTEM SPARES,UNK | [49 empty] | Production Completed
STP_009 - Lot4 | Data Enrichment | MKV | OK | 21-07-2023 | 01-08-2023 |  | 1319804 | 1319804 | EA | CONTROLLER;POSN, ROTARY,4-20 MA DC |  |  | CONTROLLER;TYPE:POSITION, ROTARY,OUTPUT SIGNAL:4-20 MA DC,MNFR:01)PENTAIR,PTNO:01)SMC IP8100 030 DX9-4-20MA | EN_01)POSITION, ROTARY,4-20 MA DC,01)PENTAIR,01)SMC IP8100 030 DX9-4-20MA |  |  | PENTAIR | SMC | IP8100-030-D-X9 |  | PENTAIR |  |  |  | https://www.ocpneumatics.com/smc-ip8100-030-d-x9-positioner-australia-ip5000-6000-positioner/ | https://automationdistribution.com/smc-ip8100-030-d-x9/ | [9 empty] | CLEANSED | 23153000 Holding and positioning and guiding systems and devices | POSITIONER | NO MODIFIER | TYPE | ROTARY | POWER SUPPLY | 4-20 MA DC | PRESSURE RATING |  | END CONNECTION |  | MATERIAL |  | SPEED RATING |  | TEMPERATURE RATING |  | INDICATION TYPE |  | MOUNTING TYPE |  | SIZE |  | HAZARD CLASS |  | CERTIFICATION/STANDARD |  | ADDITIONAL FEATURES | [48 empty] | Production Completed
STP_009 - Lot4 | Data Enrichment | MKV | OK | 21-07-2023 | 01-08-2023 | NM BASED ON WEB SOURCE | 1381392 | 1381392 | EA | CONTROLLER;PRE PROGRAMMED HMI,24 VDC,UNT |  |  | CONTROLLER;TYPE:PRE PROGRAMMED HMI,ELECTRICAL RATING:24 VDC,CONNECTION TYPE:RS232, RS485,SIZE:WD 180 X HT 90 X DP 87 MM, ADDITIONAL FEATURES EN:UNIT,MNFR:01)RKWLAUTO,PTNO:01)1766L32BXBA | EN_01)PRE PROGRAMMED HMI,24 VDC,EN_01)RS232, RS485,EN_01)WD 180 X HT 90 X DP 87 M,01)UNIT,01)RKWLAUTO,01)1766L32BXBA |  |  | RKWLAUTO | ROCKWELL AUTOMATION | 1766-L32BXBA | [5 empty] | https://www.dosupply.com/automation/allen-bradley-plc/micrologix-1766/1766-L32BXBA | https://www.rockwellautomation.com/en-us/products/details.1766-L32BXBA.html | [9 empty] | ENRICHED | 32151700 Programmable Logic Controllers | PLC | NO MODIFIER | TYPE | PRE PROGRAMMED HMI | MODULE TYPE |  | INPUT SIGNAL |  | OUTPUT SIGNAL |  | ELECTRICAL RATING | 24 VDC, 47 TO 63 HZ | NUMBER OF INPUTS | 2 | NUMBER OF OUTPUTS | 12 | MEMORY | 20 KB | MOUNTING TYPE | DIN RAIL | HAZARD CLASS |  | CERTIFICATION/STANDARD | EAC | ADDITIONAL FEATURES | CONNECTION TYPE:RS232,RS485,SIZE:180 WDX90 HTX87 DP MM,UNIT | [49 empty] | Production Completed
STP_009 - Lot4 | Data Enrichment | MKV | OK | 21-07-2023 | 01-08-2023 | NM BASED ON WEB SOURCE | 1344256 | 1344256 | EA | CONTROLLER;PROGRAMABLE,220 VAC,LCD |  |  | CONTROLLER;TYPE:PROGRAMABLE,ELECTRICAL RATING:220 VAC,DISPLAY TYPE:LCD,MNFR:01)MARCTECH,PTNO:01)SG2-20HR-A | EN_01)PROGRAMABLE,220 VAC,LCD,01)MARCTECH,01)SG2-20HR-A |  |  | MARCTECH | MARCTECH | SG2-20HR-A | [5 empty] | https://www.application-datasheet.com/pdf/b-b-smartworx/521466/sg2-20hr-a.html | https://www.factorymation.com/SG2-20HR-A | [9 empty] | ENRICHED | 32151700 Programmable Logic Controllers | PLC | NO MODIFIER | TYPE | LCD | MODULE TYPE |  | INPUT SIGNAL |  | OUTPUT SIGNAL |  | ELECTRICAL RATING | 110/220 VAC,8 A | NUMBER OF INPUTS |  | NUMBER OF OUTPUTS |  | MEMORY |  | MOUNTING TYPE |  | HAZARD CLASS |  | CERTIFICATION/STANDARD | UL,CUL,CE | ADDITIONAL FEATURES | [50 empty] | Production Completed
STP_009 - Lot4 | Data Enrichment | MKV | OK | 21-07-2023 | 01-08-2023 | NM BASED ON WEB SOURCE | 1278719 | 1278719 | EA | CONTROLLER;PUSH TO TALK UNIT |  |  | CONTROLLER;TYPE:PUSH TO TALK UNIT,SIZE:110 X 65 X 25 MM,MNFR:01)OTBPROD,PTNO:01)L502132-10B1100 | EN_01)PUSH TO TALK UNIT,EN_01)110 X 65 X 25 MM,01)OTBPROD,01)L502132-10B1100 |  |  | OTBPROD | OTBPROD | L502132-10B1100 | [5 empty] | https://www.safewareinc.com/ASSETS/DOCUMENTS/ITEMS/EN/ConSpace_1915-65-001_Brochure-Catalog.pdf | [10 empty] | ENRICHED | 52161520 Microphones | MICROPHONE | NO MODIFIER | TYPE | REMOTE SPEAKER,PUSH TO TALK UNIT | SENSITIVITY |  | DIRECTIVITY |  | OPERATING FREQUENCY |  | POWER SUPPLY | 2.5 TO 10 VDC | SIGNAL/NOISE RATIO |  | MATERIAL |  | TERMINAL TYPE |  | SIZE | 110X65X25 MM | COLOUR |  | HAZARD CLASS |  | CERTIFICATION/STANDARD |  | ADDITIONAL FEATURES | [48 empty] | Production Completed
STP_009 - Lot4 | Data Enrichment | MKV | OK | 21-07-2023 | 01-08-2023 |  | 1278889 | 1278889 | EA | CONTROLLER;REAL TIME AUTOMATION |  |  | CONTROLLER;TYPE:REAL TIME AUTOMATION,MNFR:01)SCHWEITZER ENG LABORATORIES,PTNO:01)3555#GJ7B | EN_01)REAL TIME AUTOMATION,01)SCHWEITZER ENG LABORATORIES,01)3555#GJ7B |  |  | SCHWEITZER ENG LABORATORIES | SCHWEITZER ENG LABORATORIES | 3555#GJ7B | [5 empty] | URL NOT FOUND | [10 empty] | CLEANSED | 39121500 Electrical controls and accessories | CONTROLLER | No Modifier | TYPE | REAL TIME AUTOMATION | ELECTRICAL RATING |  | INPUT SIGNAL |  | OUTPUT SIGNAL |  | DISPLAY TYPE |  | CONTROL MODE |  | CONNECTION TYPE |  | RANGE |  | MOUNTING TYPE |  | SIZE |  | HAZARD CLASS |  | CERTIFICATION/STANDARD |  | ADDITIONAL FEATURES | [48 empty] | Production Completed
STP_009 - Lot4 | Data Enrichment | MKV | OK | 21-07-2023 | 01-08-2023 |  | 1364629 | 1364629 | EA | CONTROLLER;REMOTE SWITCHING,240 VAC |  |  | CONTROLLER;TYPE:REMOTE SWITCHING,ELECTRICAL RATING:240 VAC,OUTPUT SIGNAL:24 VAC 0.6 A,SIZE:WD 235 X HT 165 X DP 52 MM,ADDITIONAL FEATURES EN:WM12 STAR CD, TYPE 3R ENCLOSURE,MNFR:01)FMC,PTNO:01)ORBITPLUS12CD | EN_01)REMOTE SWITCHING,240 VAC,24 VAC 0.6 A,EN_01)WD 235 X HT 165 X DP 52,01)WM12 STAR CD, TYPE 3R ENCLO,01)FMC,01)ORBITPLUS12CD |  |  | FMC | FMC | ORBITPLUS12CD | [5 empty] | https://www.hillsirrigation.com.au/shop/irrigation/controllers-timers/orbit-controllers/orbit-plus-12-station-control-star-outdoor-controller/ | [10 empty] | ENRICHED | 39121500 Electrical controls and accessories | CONTROLLER | ELECTRICAL | TYPE | REMOTE SWITCHING | FUNCTION |  | INPUT RATING | 240 VAC | OUTPUT RATING | 24 VAC,0.6 A | NUMBER OF INPUTS |  | NUMBER OF OUTPUTS |  | INTERFACE TYPE |  | MOUNTING TYPE |  | TEMPERATURE RATING |  | HAZARD CLASS |  | CERTIFICATION/STANDARD |  | ADDITIONAL FEATURES | SIZE:235 WDX165 HTX52 DP MM,SERIES:WM12 STAR CD3R ENCLOSURE | [49 empty] | Production Completed
STP_009 - Lot4 | Data Enrichment | MKV | OK | 21-07-2023 | 01-08-2023 |  | 1300172 | 1300172 | EA | CONTROLLER;REMOTE SWITCHING,MC1000 |  |  | CONTROLLER;TYPE:REMOTE SWITCHING,ADDITIONAL FEATURES EN:MC1000,MNFR:01)CAVOTEC,PTNO:01)M5-0100-1230 | EN_01)REMOTE SWITCHING,01)MC1000,01)CAVOTEC,01)M5-0100-1230 |  |  | CAVOTEC | CAVOTEC | M5-0100-1230 | [5 empty] | https://www.motorolasolutions.com/en_us/products/dispatch/dispatch-consoles/discontinued-products/mc1000-deskset.html#tabproductinfo | [10 empty] | CLEANSED | 39121500 Electrical controls and accessories | CONTROLLER | ELECTRICAL | TYPE | REMOTE SWITCHING | FUNCTION |  | INPUT RATING |  | OUTPUT RATING |  | NUMBER OF INPUTS |  | NUMBER OF OUTPUTS |  | INTERFACE TYPE |  | MOUNTING TYPE |  | TEMPERATURE RATING |  | HAZARD CLASS |  | CERTIFICATION/STANDARD |  | ADDITIONAL FEATURES | SERIES:MC1000 | [49 empty] | Production Completed
STP_009 - Lot4 | Data Enrichment | MKV | OK | 21-07-2023 | 01-08-2023 | NM BASED ON WEB SOURCE | 1278667 | 1278667 | EA | CONTROLLER;REMT |  |  | CONTROLLER;TYPE:REMOTE,MNFR:01)FINLAY SCREENING AND CRUSHING,PTNO:01)60501020 | EN_01)REMOTE,01)FINLAY SCREENING & CRUSHING,01)60501020 |  |  | FINLAY SCREENING AND CRUSHING | FINLAY SCREENING AND CRUSHING | 60501020 | [5 empty] | https://parts.powerscreensales.com/60501020/ | [10 empty] | CLEANSED | 41111900 Indicating and recording instruments | TRANSMITTER | NO MODIFIER | TYPE | REMOTE | MEASURING RANGE |  | ACCURACY |  | OUTPUT TYPE |  | INPUT RATING |  | SUPPLY VOLTAGE |  | MOUNTING TYPE |  | DISPLAY TYPE |  | PRESSURE RATING |  | TEMPERATURE RATING |  | MATERIAL |  | ENCLOSURE |  | SIZE |  | HAZARD CLASS |  | CERTIFICATION/STANDARD |  | ADDITIONAL FEATURES | [42 empty] | Production Completed
STP_009 - Lot4 | Data Enrichment | MKV | OK | 21-07-2023 | 01-08-2023 | Query - Manufacturer Details (MPN) not available | 1279042 | 1279042 | EA | CONTROLLER;REMT |  |  | CONTROLLER;TYPE:REMOTE,MNFR:01)ISADRAUL,PTNO:01)REMOTE1 | EN_01)REMOTE,01)ISADRAUL,01)REMOTE1 |  |  | ISADRAUL | ISADRAUL | [6 empty] | URL NOT FOUND | [10 empty] | CLEANSED | 39121500 Electrical controls and accessories | CONTROLLER | No Modifier | TYPE | REMOTE | ELECTRICAL RATING |  | INPUT SIGNAL |  | OUTPUT SIGNAL |  | DISPLAY TYPE |  | CONTROL MODE |  | CONNECTION TYPE |  | RANGE |  | MOUNTING TYPE |  | SIZE |  | HAZARD CLASS |  | CERTIFICATION/STANDARD |  | ADDITIONAL FEATURES | [48 empty] | Production Completed
STP_009 - Lot4 | Data Enrichment | MKV | OK | 21-07-2023 | 01-08-2023 |  | 1294391 | 1294391 | EA | CONTROLLER;REMT, LASER, LIDAR |  |  | CONTROLLER;TYPE:REMOTE, LASER, LIDAR,ADDITIONAL FEATURES EN:C/W MOUNT, SERIES 2,MNFR:01)REMCONT,PTNO:01)12774 | EN_01)REMOTE, LASER, LIDAR,01)C/W MOUNT, SERIES 2,01)REMCONT,01)12774 |  |  | REMCONT | REMCONT | 12774 | [5 empty] | URL NOT FOUND | [10 empty] | CLEANSED | 39121500 Electrical controls and accessories | CONTROLLER | No Modifier | TYPE | REMOTE,LASER,LIDAR | ELECTRICAL RATING |  | INPUT SIGNAL |  | OUTPUT SIGNAL |  | DISPLAY TYPE |  | CONTROL MODE |  | CONNECTION TYPE |  | RANGE |  | MOUNTING TYPE |  | SIZE |  | HAZARD CLASS |  | CERTIFICATION/STANDARD |  | ADDITIONAL FEATURES | C/W MOUNT,SERIES:2 | [47 empty] | Production Completed
STP_009 - Lot4 | Data Enrichment | MKV | OK | 21-07-2023 | 01-08-2023 |  | 1303008 | 1303008 | EA | CONTROLLER;REMT,85-260 VAC |  |  | CONTROLLER;TYPE:REMOTE,ELECTRICAL RATING:85-260 VAC,ADDITIONAL FEATURES EN:CONTROL, INDUSTRIAL MACHINERY RADIO SYSTEM, COM,SE UNIT, ICS145174,MNFR:01)CAVOTEC,PTNO:01)M5-0250-1241 | EN_01)REMOTE,85-260 VAC,01)CONTROL, INDUSTRIAL MACHINE,02)SE UNIT, ICS145174,01)CAVOTEC,01)M5-0250-1241 |  |  | CAVOTEC | CAVOTEC | M5-0250-1241 |  |  | ICS145174 |  |  | URL NOT FOUND | [10 empty] | CLEANSED | 39121500 Electrical controls and accessories | CONTROLLER | ELECTRICAL | TYPE | REMOTE | FUNCTION |  | INPUT RATING | 85-260 VAC | OUTPUT RATING |  | NUMBER OF INPUTS |  | NUMBER OF OUTPUTS |  | INTERFACE TYPE |  | MOUNTING TYPE |  | TEMPERATURE RATING |  | HAZARD CLASS |  | CERTIFICATION/STANDARD |  | ADDITIONAL FEATURES | FOR INDUSTRIAL MACHINERY RADIO SYSTEM,COM,SE UNIT | [49 empty] | Production Completed
STP_009 - Lot4 | Data Enrichment | MKV | OK | 21-07-2023 | 01-08-2023 |  | 1353425 | 1353425 | EA | CONTROLLER;SERVO MOTOR,230 VAC 50/60 HZ |  |  | CONTROLLER;TYPE:SERVO MOTOR,INPUT SIGNAL:230 VAC 50/60 HZ,OUTPUT SIGNAL:250 V 10 A,MNFR:01)BALDOR,PTNO:01)DBSC1110-GAAW | EN_01)SERVO MOTOR,230 VAC 50/60 HZ,250 VAC 10 A,01)BALDOR,01)DBSC1110-GAAW |  |  | BALDOR | BALDOR | DBSC1110-GAAW | [5 empty] | https://www.standard-exchange-industry.com/en/drives/brushless-controlers/547-dbsc1110-gaaw-servo-controller-baldor.html |  |  | MOTOR | [7 empty] | ENRICHED | 39121500 Electrical controls and accessories | CONTROLLER | ELECTRICAL | TYPE | SERVO | FUNCTION |  | INPUT RATING | 230 VAC,3 PH,50/60 HZ | OUTPUT RATING | 250 V,10 A | NUMBER OF INPUTS |  | NUMBER OF OUTPUTS |  | INTERFACE TYPE |  | MOUNTING TYPE |  | TEMPERATURE RATING |  | HAZARD CLASS |  | CERTIFICATION/STANDARD |  | ADDITIONAL FEATURES | [50 empty] | Production Completed
STP_009 - Lot4 | Data Enrichment | MKV | OK | 21-07-2023 | 01-08-2023 | NM BASED ON WEB SOURCE | 1230753 | 1230753 | EA | CONTROLLER;SINGLE UNIT,RASPBERRY PI PICO | CONTROLADOR; | CONTROLEURS; | CONTROLLER;TYPE:SINGLE UNIT,ADDITIONAL FEATURES EN:RASPBERRY PI PICO,264 KB,MNFR:SC0916 | EN_01)SINGLE UNIT,01)RASPBERRY PI PICO,02)264 KB,MNFR:SC0916,01)RS COMPONENTS PTY LTD,01)212-2162 |  |  | SC0916 | RS COMPONENTS PTY LTD | SC0916 |  | RASPBERRY PI | 212-2162 |  |  | https://www.electronicaembajadores.com/en/Productos/Detalle/LCRBPIPICO/electronic-modules/raspberry-pi/raspberry-pi-raspberry-pi-pico-module-sc0916/ | https://twen.rs-online.com/web/p/raspberry-pi/2122162 | [9 empty] | CLEANSED | 32151900 Automation control connectivity devices | MODULE | PROCESSOR | TYPE |  | NUMBER OF PROCESSOR |  | PROCESSOR CORE CLOCK |  | MEMORY CLOCK |  | POWER RATING |  | CONNECTION TYPE |  | INTERFACE TYPE |  | SIZE |  | ENCLOSURE TYPE |  | MOUNTING TYPE |  | TEMPERATURE RATING |  | CERTIFICATION/STANDARD |  | ADDITIONAL FEATURES | SERIES:PICO,PROCESSOR:264 KB | [47 empty] | Production Completed
STP_009 - Lot4 | Data Enrichment | MKV | OK | 21-07-2023 | 01-08-2023 |  | 1345672 | 1345672 | EA | CONTROLLER;SOFT START,BROKK 180,KIWI |  |  | CONTROLLER;TYPE:SOFT START,ADDITIONAL FEATURES EN:BROKK 180,MNFR:01)KIWI,PTNO:01)3136704506 | EN_01)SOFT START,01)BROKK 180,01)KIWI,01)3136704506 |  |  | KIWI | KIWI | 3136704506 | [5 empty] | URL NOT FOUND |  |  |  | BROKK | 180 | [5 empty] | CLEANSED | 39121500 Electrical controls and accessories | CONTROLLER | No Modifier | TYPE | SOFT START | ELECTRICAL RATING |  | INPUT SIGNAL |  | OUTPUT SIGNAL |  | DISPLAY TYPE |  | CONTROL MODE |  | CONNECTION TYPE |  | RANGE |  | MOUNTING TYPE |  | SIZE |  | HAZARD CLASS |  | CERTIFICATION/STANDARD |  | ADDITIONAL FEATURES | [48 empty] | Production Completed
STP_009 - Lot4 | Data Enrichment | MKV | OK | 21-07-2023 | 01-08-2023 |  | 1291466 | 1291466 | EA | CONTROLLER;SP,CSM WEIGHI,SMC,AS1001F-06 |  |  | CONTROLLER;TYPE:SPEED,ADDITIONAL FEATURES EN:CSM WEIGHI,MNFR:01)SMC,PTNO:01)AS1001F-06 | EN_01)SPEED,01)CSM WEIGHI,01)SMC,01)AS1001F-06 |  |  | SMC CORPORATION (AUST) PTY LTD | SMC | AS1001F-06 | [5 empty] | https://us.rs-online.com/product/smc-corporation/as1001f-06/70070913/ | [10 empty] | ENRICHED | 41112500 Liquid and gas flow measuring and observing instruments | CONTROLLER | FLOW | TYPE | SPEED | FLOW RATING |  | ACCURACY |  | OUTPUT SIGNAL |  | POWER SUPPLY |  | DISPLAY TYPE |  | PRESSURE RATING | 145 PSI | TEMPERATURE RATING |  | MATERIAL | PLASTIC | PROCESS CONNECTION |  | HAZARD CLASS |  | CERTIFICATION/STANDARD |  | ADDITIONAL FEATURES | CSM WEIGHI | [47 empty] | Production Completed
STP_009 - Lot4 | Data Enrichment | MKV | OK | 21-07-2023 | 01-08-2023 |  | 1380815 | 1380815 | EA | CONTROLLER;SUPERVISORY |  |  | CONTROLLER;TYPE:SUPERVISORY,ADDITIONAL FEATURES EN:UNIT, BATTERY CHARGERS,MNFR:01)ROJOHENG,PTNO:01)151-1260-XX | EN_01)SUPERVISORY,01)UNIT, BATTERY CHARGERS,01)ROJOHENG,01)151-1260-XX |  |  | ROJOHENG | ROJOHENG | 151-1260-XX | [5 empty] | URL NOT FOUND | [10 empty] | CLEANSED | 39121500 Electrical controls and accessories | CONTROLLER | No Modifier | TYPE | SUPERVISORY | ELECTRICAL RATING |  | INPUT SIGNAL |  | OUTPUT SIGNAL |  | DISPLAY TYPE |  | CONTROL MODE |  | CONNECTION TYPE |  | RANGE |  | MOUNTING TYPE |  | SIZE |  | HAZARD CLASS |  | CERTIFICATION/STANDARD |  | ADDITIONAL FEATURES | FOR BATTERY CHARGERS,UNIT | [47 empty] | Production Completed
STP_009 - Lot4 | Data Enrichment | MKV | OK | 21-07-2023 | 01-08-2023 |  | 1348191 | 1348191 | EA | CONTROLLER;SUPLY,FILTER 3-4 FEED PUMPS |  |  | CONTROLLER;TYPE:SUPPLY,ADDITIONAL FEATURES EN:FILTER 3-4 FEED PUMPS,MNFR:01)ISADRAUL,PTNO:01)PVCMELCN1 | EN_01)SUPPLY,01)FILTER 3-4 FEED PUMPS,01)ISADRAUL,01)PVCMELCN1 |  |  | ISADRAUL | ISADRAUL | PVCMELCN1 | [5 empty] | https://www.wilson-company.com/products?Filter=288255.pvcmelcn1/department.parker-divisions/division-name.pump-and-power-systems/ |  |  | FILTER 3-4 FEED PUMPS | [7 empty] | CLEANSED | 39121500 Electrical controls and accessories | CONTROLLER | No Modifier | TYPE | SUPPLY | ELECTRICAL RATING |  | INPUT SIGNAL |  | OUTPUT SIGNAL |  | DISPLAY TYPE |  | CONTROL MODE |  | CONNECTION TYPE |  | RANGE |  | MOUNTING TYPE |  | SIZE |  | HAZARD CLASS |  | CERTIFICATION/STANDARD |  | ADDITIONAL FEATURES | [48 empty] | Production Completed
STP_009 - Lot4 | Data Enrichment | MKV | OK | 21-07-2023 | 01-08-2023 |  | 1352850 | 1352850 | EA | CONTROLLER;TELE-REMOTE |  |  | CONTROLLER;TYPE:TELE-REMOTE,MNFR:01)REMCONT,PTNO:01)13056 | EN_01)TELE-REMOTE,01)REMCONT,01)13056 |  |  | REMCONT | REMCONT | 13056 | [5 empty] | https://rct-global.com/part/kit-machine-containment-system-control-unit-heavy-duty/ | [10 empty] | CLEANSED | 39121500 Electrical controls and accessories | CONTROLLER | No Modifier | TYPE | TELE REMOTE | ELECTRICAL RATING |  | INPUT SIGNAL |  | OUTPUT SIGNAL |  | DISPLAY TYPE |  | CONTROL MODE |  | CONNECTION TYPE |  | RANGE |  | MOUNTING TYPE |  | SIZE |  | HAZARD CLASS |  | CERTIFICATION/STANDARD |  | ADDITIONAL FEATURES | [48 empty] | Production Completed
STP_009 - Lot4 | Data Enrichment | MKV | OK | 21-07-2023 | 01-08-2023 |  | 1237921 | 1237921 | EA | CONTROLLER;TEMP, LUBRICATION SYSTEM |  |  | CONTROLLER;TEMPERATURE, LUBRICATION SYSTEM,ELECTRICAL RATING:120/240 VAC,MNFR:01)BERENDSN,PTNO:01)TC100 | EN_01)TEMPERATURE, LUBRICATION,120/240 VAC,01)BERENDSN,01)TC100 |  |  | BERENDSN | BERENDSEN | TC100 | [5 empty] | https://www.eaton.com/us/en-us/skuPage.TC-100.html | [10 empty] | ENRICHED | 41112200 Temperature and heat measuring instruments | CONTROLLER | TEMPERATURE | TYPE | LUBRICATION SYSTEM | TEMPERATURE SETTING RANGE |  | SENSOR TYPE |  | OUTPUT TYPE |  | POWER SUPPLY | 120/240 VAC | ACCURACY |  | INTERFACE TYPE |  | MOUNTING TYPE |  | MATERIAL |  | SIZE | 8-13/16 WDX15-1/8 HTX4-16/64 DP IN | HAZARD CLASS |  | CERTIFICATION/STANDARD | EN 61000-4-3,EN 61000-4-11,EN 61000-4-2,EN 61000-4-4,EN 61000-4-8,EN 61000-4-6,EN 61000-4-5 | ADDITIONAL FEATURES | [48 empty] | Production Completed
STP_009 - Lot4 | Data Enrichment | MKV | OK | 21-07-2023 | 01-08-2023 |  | 1297076 | 1297076 | EA | CONTROLLER;TRAMMER SERVICE,CONTROL ASSY |  |  | CONTROLLER;TYPE:TRAMMER SERVICE,ADDITIONAL FEATURES EN:CONTROL ASSY,MNFR:01)GETMAN,PTNO:01)174065 | EN_01)TRAMMER SERVICE,01)CONTROL ASSY,01)GETMAN,01)174065 |  |  | GETMAN | GETMAN | 174065 | [5 empty] | URL NOT FOUND | [10 empty] | CLEANSED | 39121500 Electrical controls and accessories | CONTROLLER | No Modifier | TYPE | TRAMMER SERVICE | ELECTRICAL RATING |  | INPUT SIGNAL |  | OUTPUT SIGNAL |  | DISPLAY TYPE |  | CONTROL MODE |  | CONNECTION TYPE |  | RANGE |  | MOUNTING TYPE |  | SIZE |  | HAZARD CLASS |  | CERTIFICATION/STANDARD |  | ADDITIONAL FEATURES | CONTROL ASSEMBLY | [47 empty] | Production Completed
STP_009 - Lot4 | Data Enrichment | MKV | OK | 21-07-2023 | 01-08-2023 |  | 1278670 | 1278670 | EA | CONTROLLER;UC6 COMPLETE |  |  | CONTROLLER;ADDITIONAL FEATURES EN:UC6 COMPLETE,MNFR:01)NORTHERN AIRCONDITIONING,PTNO:01)201-000-485 | 01)UC6 COMPLETE,01)NORTHERN AIRCONDITIONING,01)201-000-485 |  |  | NORTHERN AIRCONDITIONING | NORTHERN AIRCONDITIONING | 201-000-485 | [5 empty] | https://www.temperzone.biz/b2b/product-details.aspx?id=833&type=parts1 | [10 empty] | CLEANSED | 39121500 Electrical controls and accessories | CONTROLLER | No Modifier | TYPE |  | ELECTRICAL RATING |  | INPUT SIGNAL |  | OUTPUT SIGNAL |  | DISPLAY TYPE |  | CONTROL MODE |  | CONNECTION TYPE |  | RANGE |  | MOUNTING TYPE |  | SIZE |  | HAZARD CLASS |  | CERTIFICATION/STANDARD |  | ADDITIONAL FEATURES | UC6 COMPLETE | [47 empty] | Production Completed
STP_009 - Lot4 | Data Enrichment | MKV | OK | 21-07-2023 | 01-08-2023 |  | 1349257 | 1349257 | EA | CONTROLLER;UNIT:50MM (DOUBLE-OUTLET) 79- |  |  | CONTROLLER;ADDITIONAL FEATURES EN:UNIT:50MM (DOUBLE-OUTLET) 79-DEG.CMULTIPLE-JET,MNFR:01)WORMALD,PTNO:01)PBV55776 | 01)UNIT:50MM (DOUBLE-OUTLET) 7,01)WORMALD,01)PBV55776 |  |  | WORMALD | WORMALD | PBV55776 | [5 empty] | URL NOT FOUND | [10 empty] | CLEANSED | 39121500 Electrical controls and accessories | CONTROLLER | No Modifier | TYPE | MULTIPLE JET | ELECTRICAL RATING |  | INPUT SIGNAL |  | OUTPUT SIGNAL |  | DISPLAY TYPE |  | CONTROL MODE |  | CONNECTION TYPE |  | RANGE |  | MOUNTING TYPE |  | SIZE | 50 MM | HAZARD CLASS |  | CERTIFICATION/STANDARD |  | ADDITIONAL FEATURES | UNIT:DOUBLE-OUTLET,TEMPERATURE RATING:79 DEG C | [47 empty] | Production Completed
STP_009 - Lot4 | Data Enrichment | MKV | OK | 21-07-2023 | 01-08-2023 |  | 1294749 | 1294749 | EA | CONTROLLER;UNT, CUSM CONVERTER ROLL OUT |  |  | CONTROLLER;ADDITIONAL FEATURES EN:UNIT, CUSM CONVERTER ROLL OUT C,MNFR:01)GILBERT,PTNO:01)XD17026 | 01)UNIT, CUSM CONVERTER ROLL O,01)GILBERT,01)XD17026 |  |  | GILBERT | GILBERT | XD17026 | [5 empty] | URL NOT FOUND | [10 empty] | CLEANSED | 39121500 Electrical controls and accessories | CONTROLLER | No Modifier | TYPE |  | ELECTRICAL RATING |  | INPUT SIGNAL |  | OUTPUT SIGNAL |  | DISPLAY TYPE |  | CONTROL MODE |  | CONNECTION TYPE |  | RANGE |  | MOUNTING TYPE |  | SIZE |  | HAZARD CLASS |  | CERTIFICATION/STANDARD |  | ADDITIONAL FEATURES | UNIT,CUSM CONVERTER ROLL OUT C | [47 empty] | Production Completed
STP_009 - Lot4 | Data Enrichment | MKV | OK | 21-07-2023 | 01-08-2023 |  | 1278783 | 1278783 | EA | CONTROLLER;USB,48 V |  |  | CONTROLLER;TYPE:USB,ELECTRICAL RATING:48 V,MNFR:01)RECTIFIER TECHNOLOGIES,PTNO:01)151-1258-XX CONTROLLER MCSU-4N - 48V | EN_01)USB,48 V,01)RECTIFIER TECHNOLOGIES,01)151-1258-XX CONTROLLER MCSU |  |  | RECTIFIER TECHNOLOGIES | RECTIFIER TECHNOLOGIES | MCSU-4 |  |  | 151-1258-XX |  |  | https://www.rectifiertechnologies.com/wp-content/uploads/2019/03/950-1862-03-RT12-120V-Specification.pdf | [10 empty] | CLEANSED | 39121500 Electrical controls and accessories | CONTROLLER | ELECTRICAL | TYPE | USB | FUNCTION |  | INPUT RATING | 48 V | OUTPUT RATING |  | NUMBER OF INPUTS |  | NUMBER OF OUTPUTS |  | INTERFACE TYPE |  | MOUNTING TYPE |  | TEMPERATURE RATING |  | HAZARD CLASS |  | CERTIFICATION/STANDARD |  | ADDITIONAL FEATURES | [50 empty] | Production Completed
STP_009 - Lot4 | Data Enrichment | MKV | OK | 21-07-2023 | 01-08-2023 | NM BASED ON WEB SOURCE | 1354532 | 1354532 | EA | CONTROLLER;VIDEO DEMODULATOR,REMCONT |  |  | CONTROLLER;TYPE:VIDEO DEMODULATOR,ADDITIONAL FEATURES EN:DUAL TELE TRANSMITTER UNIT (RCT TELE GUIDANCE),MNFR:01)REMCONT,PTNO:01) 7126 | EN_01)VIDEO DEMODULATOR,01)DUAL TELE TRANSMITTER UNIT,01)REMCONT,01)7126 |  |  | REMCONT | RCT | 7126 |  | REMCONT |  |  |  | https://rct-global.com/part/video-demodulator-receiver/ | [10 empty] | CLEANSED | 52161500 Audio and visual equipment | RECEIVER | NO MODIFIER | TYPE | VIDEO DEMODULATOR,DUAL TELE TRANSMITTER UNIT | FREQUENCY RATING |  | NUMBER OF CHANNELS |  | OPERATING RANGE |  | SIZE |  | MATERIAL |  | MOUNTING TYPE |  | HAZARD CLASS |  | CERTIFICATION/STANDARD |  | ADDITIONAL FEATURES | GUIDANCE | [53 empty] | Production Completed
STP_009 - Lot4 | Data Enrichment | MKV | OK | 21-07-2023 | 01-08-2023 |  | 1352273 | 1352273 | EA | CONTROLLER;WTR LVL,12 VDC,BOX,VDO |  |  | CONTROLLER;TYPE:WATER LEVEL,ELECTRICAL RATING:12 VDC,ADDITIONAL FEATURES EN:BOX,MNFR:01)VDO,PTNO:01)001-545-81-32 | EN_01)WATER LEVEL,12 VDC,01)BOX,01)VDO,01)001-545-81-32 |  |  | VDO | VDO | 001-545-81-32 | [5 empty] | URL NOT FOUND | [10 empty] | CLEANSED | 41111900 Indicating and recording instruments | CONTROLLER | LEVEL | TYPE | WATER | POWER SUPPLY | 12 VDC | POWER RATING |  | OUTPUT TYPE |  | SIZE |  | ENCLOSURE |  | TEMPERATURE RATING |  | HAZARD CLASS |  | CERTIFICATION/STANDARD |  | ADDITIONAL FEATURES | BOX | [53 empty] | Production Completed
STP_009 - Lot4 | Data Enrichment | MKV | OK | 21-07-2023 | 01-08-2023 |  | 1387683 | 1387683 | EA | CONTROLLER;YOKG,AFV30D-A41151 |  |  |  |  | AFV30D-A41151 | 3000446 | YOKOGAWA | YOKOGAWA | AFV30D-A41151 | [5 empty] | https://web-material3.yokogawa.com/GS33J60E10-01EN.pdf | [10 empty] | CLEANSED | 39121500 Electrical controls and accessories | CONTROLLER | No Modifier | TYPE |  | ELECTRICAL RATING |  | INPUT SIGNAL |  | OUTPUT SIGNAL |  | DISPLAY TYPE |  | CONTROL MODE |  | CONNECTION TYPE |  | RANGE |  | MOUNTING TYPE |  | SIZE |  | HAZARD CLASS |  | CERTIFICATION/STANDARD |  | ADDITIONAL FEATURES | [48 empty] | Production Completed
STP_009 - Lot4 | Data Enrichment | MKV | OK | 21-07-2023 | 01-08-2023 | NM BASED ON WEB SOURCE | 1279027 | 1279027 | EA | CONTROLLER,PWR;480 V,11 KW |  |  | CONTROLLER,POWER;VOLTAGE RATING:480 V,POWER RATING:11 KW,ADDITIONAL FEATURES EN:20F11ND022JA0NNNNN VSD,MNFR:01)CNW (MOUNT ISA) ELECT WHOLESALER,PTNO:01)PF753 | 480 V,11 KW,01)20F11ND022JA0NNNNN VSD,01)CNW (MOUNT ISA) ELECT WHOLE,01)PF753 |  |  | CNW (MOUNT ISA) ELECT WHOLESALER | CNW (MOUNT ISA) ELECT WHOLESALER | 20F11ND022JA0NNNNN | [5 empty] | https://www.dosupply.com/automation/allen-bradley-drives/powerflex-753/20F11ND022JA0NNNNN | https://www.rexelusa.com/p/1151046/allen-bradley/drive-adjustable-frequency-22a-frame-2-15hp-480vac/889508555256/20f11nd022ja0nnnnn | [9 empty] | ENRICHED | 39122000 Electrical Variable Speed Drives | DRIVE | VARIABLE FREQUENCY | TYPE |  | POWER RATING | 11 KW | INPUT VOLTAGE | 480 V | NUMBER OF PHASE |  | OUTPUT CURRENT RATING | 22 A | OUTPUT FREQUENCY RATING |  | DEGREE OF PROTECTION | IP20 | TERMINAL TYPE |  | MOUNTING TYPE |  | SIZE |  | TEMPERATURE RATING |  | HAZARD CLASS |  | CERTIFICATION/STANDARD |  | ADDITIONAL FEATURES | SERIES:POWERFLEX 753 | [45 empty] | Production Completed
STP_009 - Lot4 | Data Enrichment | MKV | OK | 21-07-2023 | 01-08-2023 |  | 1279031 | 1279031 | EA | CONTROLLER,PWR;VARIABLE SPEED DRIVE,IP20 |  |  | CONTROLLER,POWER;TYPE:VARIABLE SPEED DRIVE,VOLTAGE RATING:400 V,CURRENT RATING:11.5 A,POWER RATING:5.5 KW,HAZARD CLASS:IP20, ADDITIONAL FEATURES EN:PF753 ND/HDJA0NNNNN,MNFR:01)CNW (MOUNT ISA) ELECT WHOLESALER,PTNO:01)NHP20F11NC011 | VARIABLE SPEED DRIVE,400 V,11.5 A,5.5 KW,IP20,01)PF753 ND/HDJA0NNNNN,01)CNW (MOUNT ISA) ELECT WHOLE,01)NHP20F11NC011 |  |  | CNW (MOUNT ISA) ELECT WHOLESALER | CNW (MOUNT ISA) ELECT WHOLESALER | 20F11NC011JA0NNNNN |  | NHP |  |  |  | https://www.rockwellautomation.com/en-us/products/details.20F11NC011JA0NNNNN.html | https://shop.kendallelectric.com/buy/product/20f11nc011ja0nnnnn-ab/3392626 | [9 empty] | ENRICHED | 39122000 Electrical Variable Speed Drives | DRIVE | VARIABLE FREQUENCY | TYPE | SPEED | POWER RATING | 5.5 KW | INPUT VOLTAGE | 400 V | NUMBER OF PHASE |  | OUTPUT CURRENT RATING | 11.5 A | OUTPUT FREQUENCY RATING |  | DEGREE OF PROTECTION | IP20 | TERMINAL TYPE |  | MOUNTING TYPE |  | SIZE |  | TEMPERATURE RATING |  | HAZARD CLASS |  | CERTIFICATION/STANDARD | C-TICK,CE,CUL,GOST,KC,MARINE,UL | ADDITIONAL FEATURES | SERIES:POWERFLEX 753,ND/HD | [45 empty] | Production Completed