## Sheet1
Project | Activities | Production User | Production Comments | Start Date | End Date | Remarks | Griha ID | MATNR | MEINS | MAKTX_EN | MAKTX_ES | MAKTX_FR | TEXT_EN | Class_Char_Catted | MFRPN | MFRNR | MFRNR DES | MNFR | PTNO | Verified MNFR from web | MNFR 1 | PTNO 1 | MNFR 2 | PTNO 2 | Reference URL | Reference URL1 | Item Number | Equipment Type | Equipment Manufacturer | Equipment Model | Equipment Serial | DWG | DRAWING VERSION | POS/TAG | Unused Text | Enriched/Cleansed | UNSPSC Ver.23.07 | Noun | Modifier | Attribute Name 1 | Attribute Value 1 | Attribute Name 2 | Attribute Value 2 | Attribute Name 3 | Attribute Value 3 | Attribute Name 4 | Attribute Value 4 | Attribute Name 5 | Attribute Value 5 | Attribute Name 6 | Attribute Value 6 | Attribute Name 7 | Attribute Value 7 | Attribute Name 8 | Attribute Value 8 | Attribute Name 9 | Attribute Value 9 | Attribute Name 10 | Attribute Value 10 | Attribute Name 11 | Attribute Value 11 | Attribute Name 12 | Attribute Value 12 | Attribute Name 13 | Attribute Value 13 | Attribute Name 14 | Attribute Value 14 | Attribute Name 15 | Attribute Value 15 | Attribute Name 16 | Attribute Value 16 | Attribute Name 17 | Attribute Value 17 | Attribute Name 18 | Attribute Value 18 | Attribute Name 19 | Attribute Value 19 | Attribute Name 20 | Attribute Value 20 | Attribute Name 21 | Attribute Value 21 | Attribute Name 22 | Attribute Value 22 | Attribute Name 23 | Attribute Value 23 | Attribute Name 24 | Attribute Value 24 | Attribute Name 25 | Attribute Value 25 | Attribute Name 26 | Attribute Value 26 | Attribute Name 27 | Attribute Value 27 | Attribute Name 28 | Attribute Value 28 | Attribute Name 29 | Attribute Value 29 | Attribute Name 30 | Attribute Value 30 | Attribute Name 31 | Attribute Value 31 | Attribute Name 32 | Attribute Value 32 | Attribute Name 33 | Attribute Value 33 | Attribute Name 34 | Attribute Value 34 | Attribute Name 35 | Attribute Value 35 | Attribute Name 36 | Attribute Value 36 | Remaining_Information | Status
STP_009 - Lot4 | Data Enrichment | NGB | ok | 2023-07-21 | 2023-08-01 |  | 1278103 | 1278103 | EA | ADAPTER,PIPE;ACPAR CYLINDER,PKT1 |  |  | ADAPTER,PIPE;TYPE:ACPAR CYLINDER,NOMINAL SIZE:3/4 X 1/4 IN,END CONNECTION:14 FBSP X 19 BSP,ADDITIONAL FEATURES EN:PKT1,MNFR:01) REECE PTY LTD,PTNO:01)2712233 | ACPAR CYLINDER,EN_01)3/4 X 1/4 IN,EN_01)14 FBSP X 19 BSP,01)PKT1,01)REECE PTY LTD,01)2712233 |  |  | REECE PTY LTD | REECE PTY LTD | 2712233 | [5 empty] | https://www.reece.com.au/search/?query=2712233 | [10 empty] | Cleansed | 40171700 Pipe adapters | ADAPTER | PIPE | TYPE | ACPAR CYLINDER | NOMINAL SIZE | 3/4 IN-14 TPI X 1/4 IN-19 TPI | END CONNECTION | FBSP X BSP | LENGTH |  | SCHEDULE/WALL THICKNESS |  | PRESSURE CLASS/RATING |  | MATERIAL |  | MATERIAL SPECIFICATION |  | COATING/FINISH |  | TEMPERATURE RATING |  | HAZARD CLASS |  | CERTIFICATION/STANDARD |  | ADDITIONAL FEATURES | PKT1 | [47 empty] | Production Completed
STP_009 - Lot4 | Data Enrichment | NGB | ok | 2023-07-21 | 2023-08-01 | Material Value Conflict Processed based on Websource | 1291513 | 1291513 | EA | ADAPTER,PIPE;BARREL,NOM 15 MM,STL |  |  | ADAPTER,PIPE;TYPE:BARREL,NOMINAL SIZE:15 MM,END CONNECTION:BSP X METRIC,MATERIAL:STEEL,COATING/FINISH:GALVANIZED,MNFR:01)REECE, PTNO:01)1102115 | BARREL,EN_01)15 MM,EN_01)BSP X METRIC,EN_01)STEEL,GALVANIZED,01)REECE,01)1102115 |  |  | REECE | REECE PTY LTD | 1102115 | [5 empty] | https://www.reece.com.au/product/hexagon-nipple-galvanised-15mm-1102115 | [10 empty] | Enriched | 40173300 Pipe nipples | NIPPLE | PIPE HEX | TYPE | BARREL | NOMINAL SIZE | 15 MM | END CONNECTION | BSP | LENGTH |  | SCHEDULE/WALL THICKNESS |  | PRESSURE CLASS/RATING |  | MATERIAL | MALLEABLE IRON | MATERIAL SPECIFICATION |  | COATING/FINISH | GALVANIZED | HEX SIZE |  | TEMPERATURE RATING |  | HAZARD CLASS |  | CERTIFICATION/STANDARD |  | ADDITIONAL FEATURES | [46 empty] | Production Completed
STP_009 - Lot4 | Data Enrichment | NGB | ok | 2023-07-21 | 2023-08-01 |  | 1292272 | 1292272 | EA | ADAPTER,PIPE;BSPT,3000 LB,200-50 |  |  | ADAPTER,PIPE;END CONNECTION:BSPT,PRESSURE CLASS/RATING:3000 LB,ADDITIONAL FEATURES EN:WATER,OLET THREAD,1 X 1.1/4-36,TO FIT 250- 150-2,200-50,MNFR:01)INFBUILD,PTNO:01)120649 | EN_01)BSPT,3000 LB,01)WATER,OLET THREAD,1 X 1.1/4,02)200-50,01)INFBUILD,01)120649 |  |  | INFBUILD | INFRABUILD | 120649 | [5 empty] | URL Not Found | [10 empty] | Cleansed | 40171700 Pipe adapters | ADAPTER | PIPE | TYPE |  | NOMINAL SIZE | 1 IN X 1-1/4 IN-36 TPI | END CONNECTION | BSPT | LENGTH |  | SCHEDULE/WALL THICKNESS |  | PRESSURE CLASS/RATING | 3000 LB | MATERIAL |  | MATERIAL SPECIFICATION |  | COATING/FINISH |  | TEMPERATURE RATING |  | HAZARD CLASS |  | CERTIFICATION/STANDARD |  | ADDITIONAL FEATURES | WATER,TO FIT 250- 150-2,200-50 | [47 empty] | Production Completed
STP_009 - Lot4 | Data Enrichment | NGB | ok | 2023-07-21 | 2023-08-01 |  | 1291839 | 1291839 | EA | ADAPTER,PIPE;BULKHEAD,NOM NO 4 |  |  | ADAPTER,PIPE;TYPE:BULKHEAD,NOMINAL SIZE:NO 4,ADDITIONAL FEATURES EN:MOBILE EQUIPMENT FIRE SUPRESSION SYSTEM,MNFR:01)AUSMINCO,PTNO: 01)69-335-007 | BULKHEAD,EN_01)NO 4,01)MOBILE EQUIPMENT FIRE SUPRE,01)AUSMINCO,01)69-335-007 |  |  | AUSMINCO | AUSMINCO | 69-335-007 | [5 empty] | URL Not Found | [10 empty] | Cleansed | 40171700 Pipe adapters | ADAPTER | PIPE | TYPE | BULKHEAD | NOMINAL SIZE | NO 4 | END CONNECTION |  | LENGTH |  | SCHEDULE/WALL THICKNESS |  | PRESSURE CLASS/RATING |  | MATERIAL |  | MATERIAL SPECIFICATION |  | COATING/FINISH |  | TEMPERATURE RATING |  | HAZARD CLASS |  | CERTIFICATION/STANDARD |  | ADDITIONAL FEATURES | MOBILE EQUIPMENT FIRE SUPRESSION SYSTEM | [47 empty] | Production Completed
STP_009 - Lot4 | Data Enrichment | NGB | ok | 2023-07-21 | 2023-08-01 |  | 1278493 | 1278493 | EA | ADAPTER,PIPE;COMPRESSION,NOM M50 X 2 IN |  |  | ADAPTER,PIPE;TYPE:COMPRESSION,NOMINAL SIZE:M50 X 2 IN,END CONNECTION:METRIC X 11 BSP,MNFR:01)ADVANCED PIPING SYSTEMS PTY LTD,PTNO: 01)COMPMA5050 | COMPRESSION,EN_01)M50 X 2 IN,EN_01)METRIC X 11 BSP,01)ADVANCED PIPING SYSTEMS PTY,01)COMPMA5050 |  |  | ADVANCED PIPING SYSTEMS PTY LTD | ADVANCED PIPING SYSTEMS PTY LTD | COMPMA5050 | [5 empty] | URL Not Found | [10 empty] | Cleansed | 40171700 Pipe adapters | ADAPTER | PIPE | TYPE | COMPRESSION | NOMINAL SIZE | M50 X 2 IN-11 TPI | END CONNECTION | BSP | LENGTH |  | SCHEDULE/WALL THICKNESS |  | PRESSURE CLASS/RATING |  | MATERIAL |  | MATERIAL SPECIFICATION |  | COATING/FINISH |  | TEMPERATURE RATING |  | HAZARD CLASS |  | CERTIFICATION/STANDARD |  | ADDITIONAL FEATURES | [48 empty] | Production Completed
STP_009 - Lot4 | Data Enrichment | NGB | ok | 2023-07-21 | 2023-08-01 |  | 1235232 | 1235232 | EA | ADAPTER,PIPE;CONNECTOR,18NEF X 20UNF,PBR |  |  | ADAPTER,PIPE;TYPE:CONNECTOR,NOMINAL SIZE:1-5/8 X 1/2 IN,END CONNECTION:18NEF X 20UNF,ADDITIONAL FEATURES EN:C/W GASKET, MISC BRAKE SERVICE,MNFR:01)PBR,PTNO:01)P-4850.29 | CONNECTOR,EN_01)1-5/8 X 1/2 IN,EN_01)18NEF X 20UNF,01)C/W GASKET, MISC BRAKE SERV,01)PBR,01)P-4850.29 |  |  | PBR | PBR | P-4850.29 | [5 empty] | URL Not Found | [10 empty] | Cleansed | 40171700 Pipe adapters | ADAPTER | PIPE | TYPE | CONNECTOR | NOMINAL SIZE | 1-5/8 IN-18 NEF X 1/2 IN-20 UNF | END CONNECTION |  | LENGTH |  | SCHEDULE/WALL THICKNESS |  | PRESSURE CLASS/RATING |  | MATERIAL |  | MATERIAL SPECIFICATION |  | COATING/FINISH |  | TEMPERATURE RATING |  | HAZARD CLASS |  | CERTIFICATION/STANDARD |  | ADDITIONAL FEATURES | C/W GASKET,MISC BRAKE SERVICE | [47 empty] | Production Completed
STP_009 - Lot4 | Data Enrichment | NGB | ok | 2023-07-21 | 2023-08-01 |  | 1278437 | 1278437 | EA | ADAPTER,PIPE;CONNECTOR,NOM M60 X 2 IN |  |  | ADAPTER,PIPE;TYPE:CONNECTOR,NOMINAL SIZE:M60 X 2 IN,END CONNECTION:IBC FEMALE X 11 BSP,ADDITIONAL FEATURES EN:GFM, 50 MM,MNFR:01) REECE,PTNO:01)1534241 | CONNECTOR,EN_01)M60 X 2 IN,EN_01)IBC FEMALE X 11 BSP,01)GFM, 50 MM,01)REECE,01)1534241 |  |  | REECE | REECE PTY LTD | 1534241 | [5 empty] | URL Not Found | [10 empty] | Cleansed | 40171700 Pipe adapters | ADAPTER | PIPE | TYPE | CONNECTOR | NOMINAL SIZE | M60 X 2 IN-11 TPI | END CONNECTION | IBC FEMALE X BSP | LENGTH |  | SCHEDULE/WALL THICKNESS |  | PRESSURE CLASS/RATING |  | MATERIAL |  | MATERIAL SPECIFICATION |  | COATING/FINISH |  | TEMPERATURE RATING |  | HAZARD CLASS |  | CERTIFICATION/STANDARD |  | ADDITIONAL FEATURES | GFM,SIZE:50 MM | [47 empty] | Production Completed
STP_009 - Lot4 | Data Enrichment | NGB | ok | 2023-07-21 | 2023-08-01 |  | 1296729 | 1296729 | EA | ADAPTER,PIPE;COUPLING,FLNG,LG 4-3/4 IN |  |  | ADAPTER,PIPE;TYPE:COUPLING,END CONNECTION:FLANGE,LENGTH:4-3/4 IN,ADDITIONAL FEATURES EN:CYCLONE RUBBER LINED,MNFR:01)ALLMIN,PTNO: 01)31-0K3-519-0M1 | COUPLING,EN_01)FLANGE,4-3/4 IN,01)CYCLONE RUBBER LINED,01)ALLMIN,01)31-0K3-519-0M1 |  |  | ALLMIN | ALLMIN | 31-0K3-519-0M1 | [5 empty] | URL Not Found | [10 empty] | Cleansed | 40171700 Pipe adapters | ADAPTER | PIPE | TYPE | COUPLING | NOMINAL SIZE |  | END CONNECTION | FLANGE | LENGTH | 4-3/4 IN | SCHEDULE/WALL THICKNESS |  | PRESSURE CLASS/RATING |  | MATERIAL |  | MATERIAL SPECIFICATION |  | COATING/FINISH |  | TEMPERATURE RATING |  | HAZARD CLASS |  | CERTIFICATION/STANDARD |  | ADDITIONAL FEATURES | CYCLONE RUBBER LINED | [47 empty] | Production Completed
STP_009 - Lot4 | Data Enrichment | NGB | ok | 2023-07-21 | 2023-08-01 |  | 1351899 | 1351899 | EA | ADAPTER,PIPE;COUPLING,WITH FILTER SCREEN |  |  | ADAPTER,PIPE;TYPE:COUPLING,ADDITIONAL FEATURES EN:WITH FILTER SCREEN,MNFR:01)FISHPORT,PTNO:01)666A104U01 | COUPLING,01)WITH FILTER SCREEN,01)FISHPORT,01)666A104U01 |  |  | FISHPORT | FISHPORT | 666A104U01 | [5 empty] | URL Not Found | [10 empty] | Cleansed | 40171700 Pipe adapters | ADAPTER | PIPE | TYPE | COUPLING | NOMINAL SIZE |  | END CONNECTION |  | LENGTH |  | SCHEDULE/WALL THICKNESS |  | PRESSURE CLASS/RATING |  | MATERIAL |  | MATERIAL SPECIFICATION |  | COATING/FINISH |  | TEMPERATURE RATING |  | HAZARD CLASS |  | CERTIFICATION/STANDARD |  | ADDITIONAL FEATURES | C/W FILTER SCREEN | [47 empty] | Production Completed
STP_009 - Lot4 | Data Enrichment | NGB | ok | 2023-07-21 | 2023-08-01 |  | 1289354 | 1289354 | EA | ADAPTER,PIPE;GAUGE,NOM 3/8 X 1/4 IN,NPT |  |  | ADAPTER,PIPE;TYPE:GAUGE,NOMINAL SIZE:3/8 X 1/4 IN,END CONNECTION:NPT,MNFR:01)KRUPP,PTNO:01)3/8 X 1/4 -PTR,MNFR:02)ENZED,PTNO:02) 42215-201-77 | GAUGE,EN_01)3/8 X 1/4 IN,EN_01)NPT,01)KRUPP,02)ENZED,01)3/8 X 1/4 -PTR,02)42215-201-77 |  |  | Enzed Mount Isa(RKM Investments) | KRUPP | 3/8 X 1/4-PTR | PARKER HANNIFIN | ENZED | 42215-201-77 |  |  | https://www.parker.com/literature/Literature%20Files/tfd/cat/pdffiles/G-Pipe-Port/ptr.pdf | [10 empty] | Enriched | 40171700 Pipe adapters | ADAPTER | PIPE | TYPE | GAUGE,REDUCER | NOMINAL SIZE | 3/8 IN-18 TPI X 1/4 IN-18 TPI | END CONNECTION | NPTF | LENGTH | 55/64 IN | SCHEDULE/WALL THICKNESS |  | PRESSURE CLASS/RATING | 6000 PSI | MATERIAL |  | MATERIAL SPECIFICATION |  | COATING/FINISH |  | TEMPERATURE RATING |  | HAZARD CLASS |  | CERTIFICATION/STANDARD | SAE 140140 | ADDITIONAL FEATURES | [48 empty] | Production Completed
STP_009 - Lot4 | Data Enrichment | NGB | ok | 2023-07-21 | 2023-08-01 |  | 1348871 | 1348871 | EA | ADAPTER,PIPE;HEAT EXCHANGER,NOM 1-1/2 IN |  |  | ADAPTER,PIPE;TYPE:HEAT EXCHANGER,NOMINAL SIZE:1-1/2 IN,END CONNECTION:NPT X BSPP,MNFR:01)CAVA,PTNO:01)A5HNG2424 | HEAT EXCHANGER,EN_01)1-1/2 IN,EN_01)NPT X BSPP,01)CAVA,01)A5HNG2424 |  |  | CAVA | CAVA | A5HNG2424 | [5 empty] | URL Not Found | [10 empty] | Cleansed | 40171700 Pipe adapters | ADAPTER | PIPE | TYPE | HEAT EXCHANGER | NOMINAL SIZE | 1-1/2 IN | END CONNECTION | NPT X BSPP | LENGTH |  | SCHEDULE/WALL THICKNESS |  | PRESSURE CLASS/RATING |  | MATERIAL |  | MATERIAL SPECIFICATION |  | COATING/FINISH |  | TEMPERATURE RATING |  | HAZARD CLASS |  | CERTIFICATION/STANDARD |  | ADDITIONAL FEATURES | [48 empty] | Production Completed
STP_009 - Lot4 | Data Enrichment | NGB | ok | 2023-07-21 | 2023-08-01 |  | 1348870 | 1348870 | EA | ADAPTER,PIPE;HEAT EXCHANGER,NOM 2 IN |  |  | ADAPTER,PIPE;TYPE:HEAT EXCHANGER,NOMINAL SIZE:2 IN,END CONNECTION:NPT X BSPP,MNFR:01)CAVA,PTNO:01)A5HNG3232 | HEAT EXCHANGER,EN_01)2 IN,EN_01)NPT X BSPP,01)CAVA,01)A5HNG3232 |  |  | CAVA | CAVA | A5HNG3232 | [5 empty] | URL Not Found | [10 empty] | Cleansed | 40171700 Pipe adapters | ADAPTER | PIPE | TYPE | HEAT EXCHANGER | NOMINAL SIZE | 2 IN | END CONNECTION | NPT X BSPP | LENGTH |  | SCHEDULE/WALL THICKNESS |  | PRESSURE CLASS/RATING |  | MATERIAL |  | MATERIAL SPECIFICATION |  | COATING/FINISH |  | TEMPERATURE RATING |  | HAZARD CLASS |  | CERTIFICATION/STANDARD |  | ADDITIONAL FEATURES | [48 empty] | Production Completed
STP_009 - Lot4 | Data Enrichment | NGB | ok | 2023-07-21 | 2023-08-01 |  | 1291710 | 1291710 | EA | ADAPTER,PIPE;HEXAGON BUSHING,2450 KPA,MI |  |  | ADAPTER,PIPE;TYPE:HEXAGON BUSHING,NOMINAL SIZE:3/4 X 1/2 IN,END CONNECTION:14 BSPT X 14 FBSP,PRESSURE CLASS/RATING:2450 KPA, MATERIAL:MALLEABLE IRON,COATING/FINISH:GALVANIZED,CERTIFICATION/STANDARD:AS 3673,MNFR:01)MRCGLOB,PTNO:01)1000029337 | HEXAGON BUSHING,EN_01)3/4 X 1/2 IN,EN_01)14 BSPT X 14 FBSP,2450 KPA,EN_01)MALLEABLE IRON,GALVANIZED,EN_01)AS 3673,01)MRCGLOB,01)1000029337 |  |  | MRCGLOB | MRC GLOBAL | 1000029337 | [5 empty] | URL Not Found | [10 empty] | Cleansed | 40171706 Malleable iron pipe adapter | ADAPTER | PIPE | TYPE | HEXAGON BUSHING | NOMINAL SIZE | 3/4 IN-14 TPI X 1/2 IN-14 TPI | END CONNECTION | BSPT X FBSP | LENGTH |  | SCHEDULE/WALL THICKNESS |  | PRESSURE CLASS/RATING | 2450 KPA | MATERIAL | MALLEABLE IRON | MATERIAL SPECIFICATION |  | COATING/FINISH | GALVANIZED | TEMPERATURE RATING |  | HAZARD CLASS |  | CERTIFICATION/STANDARD | AS 3673 | ADDITIONAL FEATURES | [48 empty] | Production Completed
STP_009 - Lot4 | Data Enrichment | NGB | ok | 2023-07-21 | 2023-08-01 |  | 1317597 | 1317597 | EA | ADAPTER,PIPE;HEXAGON GRIP BUSHING,STL |  |  | ADAPTER,PIPE;TYPE:HEXAGON GRIP BUSHING,NOMINAL SIZE:3/8 X 1/8 IN,END CONNECTION:19 BSPT X 28 FBSPT,MATERIAL:STEEL,ADDITIONAL FEATURES EN:1.00 IN LOA,MNFR:01)ENZED,PTNO:01)3/8X1/8FG33MS | HEXAGON GRIP BUSHING,EN_01)3/8 X 1/8 IN,EN_01)19 BSPT X 28 FBSPT,EN_01)STEEL,01)1.00 IN LOA,01)ENZED,01)3/8X1/8FG33MS |  |  | Enzed Mount Isa(RKM Investments) | ENZED | 3/8X1/8FG33MS | [5 empty] | URL Not Found | [10 empty] | Cleansed | 40171700 Pipe adapters | ADAPTER | PIPE | TYPE | HEXAGON GRIP BUSHING | NOMINAL SIZE | 3/8 IN-19 TPI X 1/8 IN-28 TPI | END CONNECTION | BSPT X FBSPT | LENGTH |  | SCHEDULE/WALL THICKNESS |  | PRESSURE CLASS/RATING |  | MATERIAL |  | MATERIAL SPECIFICATION |  | COATING/FINISH |  | TEMPERATURE RATING |  | HAZARD CLASS |  | CERTIFICATION/STANDARD |  | ADDITIONAL FEATURES | [48 empty] | Production Completed
STP_009 - Lot4 | Data Enrichment | NGB | ok | 2023-07-21 | 2023-08-01 | Partial Match | 1318605 | 1318605 | EA | ADAPTER,PIPE;HEXAGON GRIP BUSHING,STL |  |  | ADAPTER,PIPE;TYPE:HEXAGON GRIP BUSHING,NOMINAL SIZE:1/2 X 1/8 IN,END CONNECTION:14 BSPT X 28 FBSPT,MATERIAL:STEEL,ADDITIONAL FEATURES EN:1.14 IN LOA,MNFR:01)PARKHANN,PTNO:01)1/2X1/8PTR33MS | HEXAGON GRIP BUSHING,EN_01)1/2 X 1/8 IN,EN_01)14 BSPT X 28 FBSPT,EN_01)STEEL,01)1.14 IN LOA,01)PARKHANN,01)1/2X1/8PTR33MS |  |  | PARKHANN | PARKER HANNIFIN | 1/2X1/8PTR33MS | [5 empty] | https://www.parker.com/literature/Literature%20Files/tfd/cat/pdffiles/G-Pipe-Port/ptr.pdf | [10 empty] | Enriched | 40171700 Pipe adapters | ADAPTER | PIPE | TYPE | HEXAGON GRIP BUSHING | NOMINAL SIZE | 1/2 IN-14 TPI X 1/8 IN-28 TPI | END CONNECTION | BSPT X FBSPT | LENGTH | 1-3/32 IN | SCHEDULE/WALL THICKNESS |  | PRESSURE CLASS/RATING |  | MATERIAL | STEEL | MATERIAL SPECIFICATION |  | COATING/FINISH |  | TEMPERATURE RATING |  | HAZARD CLASS |  | CERTIFICATION/STANDARD | SAE 140140 | ADDITIONAL FEATURES | [48 empty] | Production Completed
STP_009 - Lot4 | Data Enrichment | NGB | ok | 2023-07-21 | 2023-08-01 | Processed based on Websource, Conflict w.r.t Input | 1347437 | 1347437 | EA | ADAPTER,PIPE;HEXAGON GRIP BUSHING,STL |  |  | ADAPTER,PIPE;TYPE:HEXAGON GRIP BUSHING,NOMINAL SIZE:1/4 X 1/8 IN,END CONNECTION:19 BSPT X 28 FBSPT,PRESSURE CLASS/RATING:6000 PSI, MATERIAL:STEEL,ADDITIONAL FEATURES EN:1.00 IN LOA,MNFR:01)PIRTEK,PTNO:01)AQ-04-02,MNFR:02)PARKHANN,PTNO:02)1/4X1/8PTR33MS | HEXAGON GRIP BUSHING,EN_01)1/4 X 1/8 IN,EN_01)19 BSPT X 28 FBSPT,6000 PSI,EN_01)STEEL,01)1.00 IN LOA,01)PIRTEK,02)PARKHANN,01)AQ-04-02,02)1/4X1/8PTR33MS |  |  | PARKHANN | PIRTEK | AQ-04-02 |  | PARKER HANNIFIN | 1/4X1/8PTR33MS |  |  | https://www.pirtek.com.au/-/media/feature/products/sect-d-adaptors-rev-g-hyperlinked.pdf | [10 empty] | Enriched | 40172300 Pipe bushings | BUSHING | PIPE | TYPE | REDUCING,HEXAGON GRIP | NOMINAL SIZE | 1/4 IN-19 TPI X 1/8 IN-28 TPI | END CONNECTION | MBSPT X FBSPT | LENGTH | 20.5 MM | SCHEDULE/WALL THICKNESS |  | PRESSURE CLASS/RATING | 6000 PSI | MATERIAL | STEEL | COATING/FINISH |  | HAZARD CLASS |  | CERTIFICATION/STANDARD |  | ADDITIONAL FEATURES | [52 empty] | Production Completed
STP_009 - Lot4 | Data Enrichment | NGB | ok | 2023-07-21 | 2023-08-01 |  | 1348527 | 1348527 | EA | ADAPTER,PIPE;INLET, SPOOL,NOM 8 IN,KREBS |  |  | ADAPTER,PIPE;TYPE:INLET, SPOOL,NOMINAL SIZE:8 IN,ADDITIONAL FEATURES EN:COUPLING, D20B CYCLONE, RUBBER LINED, D20B HMP DEWATERING CYCLONES,MNFR:01)KREBS,PTNO:01)202LF-RG-8F-AS | INLET, SPOOL,EN_01)8 IN,01)COUPLING, D20B CYCLONE, RUB,01)KREBS,01)202LF-RG-8F-AS |  |  | KREBS | KREBS | 202LF-RG-8F-AS | [5 empty] | URL Not Found |  |  | HMP DEWATERING CYCLONES |  | D20B | [5 empty] | Cleansed | 40171700 Pipe adapters | ADAPTER | PIPE | TYPE | INLET,SPOOL | NOMINAL SIZE | 8 IN | END CONNECTION |  | LENGTH |  | SCHEDULE/WALL THICKNESS |  | PRESSURE CLASS/RATING |  | MATERIAL |  | MATERIAL SPECIFICATION |  | COATING/FINISH |  | TEMPERATURE RATING |  | HAZARD CLASS |  | CERTIFICATION/STANDARD |  | ADDITIONAL FEATURES | COUPLING,RUBBER-LINED | [47 empty] | Production Completed
STP_009 - Lot4 | Data Enrichment | NGB | ok | 2023-07-21 | 2023-08-01 |  | 1348220 | 1348220 | EA | ADAPTER,PIPE;INLET,NOM 6 IN,STL,AS 2129 |  |  | ADAPTER,PIPE;TYPE:INLET,NOMINAL SIZE:6 IN,END CONNECTION:FLANGE TABLE D,MATERIAL:STEEL,MATERIAL SPECIFICATION:AS 2129,ADDITIONAL FEATURES EN:COUPLING, D20B CYCLONE, GUMRUBBER-LINED, D20B HMP DEWATERING CYCLON,ES,MNFR:01)KREBS,PTNO:01)202F-RG-6F-AS | INLET,EN_01)6 IN,EN_01)FLANGE TABLE D,EN_01)STEEL,AS 2129,01)COUPLING, D20B CYCLONE, GUM,02)ES,01)KREBS,01)202F-RG-6F-AS |  |  | KREBS | KREBS | 202F-RG-6F-AS | [5 empty] | URL Not Found |  |  | HMP DEWATERING CYCLONES |  | D20B |  |  |  |  | ES | Cleansed | 40171700 Pipe adapters | ADAPTER | PIPE | TYPE | INLET | NOMINAL SIZE | 6 IN | END CONNECTION | FLANGE TABLE D | LENGTH |  | SCHEDULE/WALL THICKNESS |  | PRESSURE CLASS/RATING |  | MATERIAL | STEEL | MATERIAL SPECIFICATION | AS 2129 | COATING/FINISH |  | TEMPERATURE RATING |  | HAZARD CLASS |  | CERTIFICATION/STANDARD |  | ADDITIONAL FEATURES | COUPLING,GUM RUBBER-LINED | [47 empty] | Production Completed
STP_009 - Lot4 | Data Enrichment | NGB | ok | 2023-07-21 | 2023-08-01 | Processed based on Websource, Conflict w.r.t Input | 1278181 | 1278181 | EA | ADAPTER,PIPE;LEGRIS HEXAGON STRAIGHT,SS |  |  | ADAPTER,PIPE;TYPE:LEGRIS HEXAGON STRAIGHT,NOMINAL SIZE:1/4 IN,END CONNECTION:THREADED X BARBED 10 MM,MATERIAL:STAINLESS STEEL, MNFR:01)RS COMPONENTS PTY LTD,PTNO:01)295-2773 | LEGRIS HEXAGON STRAIGHT,EN_01)1/4 IN,EN_01)THREADED X BARBED 10 MM,EN_01)STAINLESS STEEL,01)RS COMPONENTS PTY LTD,01)295-2773 |  |  | RS COMPONENTS PTY LTD | LEGRIS | 1823 10 13 |  | RS COMPONENTS PTY LTD | 295-2773 |  |  | https://uk.rs-online.com/web/p/stainless-steel-pipe-fittings/2952773 | [10 empty] | Enriched | 40141700 Hardware and fittings | ADAPTER | HOSE TO PIPE | TYPE | HEXAGON,STRAIGHT | STRAIGHT | 1/4 IN | HOSE SIZE | 10 MM | PIPE CONNECTION | MBSPT | HOSE CONNECTION | BARBED | LENGTH |  | SCHEDULE/WALL THICKNESS |  | PRESSURE CLASS/RATING | 150 BAR | MATERIAL | STAINLESS STEEL 316 | MATERIAL SPECIFICATION |  | COATING/FINISH |  | TEMPERATURE RATING |  | HAZARD CLASS |  | CERTIFICATION/STANDARD |  | ADDITIONAL FEATURES | [44 empty] | Production Completed
STP_009 - Lot4 | Data Enrichment | NGB | ok | 2023-07-21 | 2023-08-01 |  | 1278008 | 1278008 | EA | ADAPTER,PIPE;LUBRICANT,METRIC X 19 BSPP |  |  | ADAPTER,PIPE;TYPE:LUBRICANT,NOMINAL SIZE:M8-1.25 X G1/4 IN,END CONNECTION:METRIC X 19 BSPP,ADDITIONAL FEATURES EN:SKF10 22, REQUIRED FOR AUTO LUBER INSTALL,MNFR:01)APPLIED INDUSTRIAL TECHNOLOGIES,PTNO:01)LAPN8 | LUBRICANT,EN_01)M8-1.25 X G1/4 IN,EN_01)METRIC X 19 BSPP,01)SKF10 22, REQUIRED FOR AUTO,01)APPLIED INDUSTRIAL TECHNOLO,01)LAPN8 |  |  | APPLIED INDUSTRIAL TECHNOLOGIES | SKF | LAPN8 |  | APPLIED INDUSTRIAL TECHNOLOGIES |  |  |  | https://www.skf.com/us/productinfo/productid-LAPN%208 | https://www.tequipment.net/SKF/LAPN-8/Misc-Connectors/Adapters/ | [9 empty] | Cleansed | 40173300 Pipe nipples | NIPPLE | PIPE | TYPE | LUBRICANT | NOMINAL SIZE | M8X1.25 MM X 1/4 IN-19 TPI | END CONNECTION | BSPP | LENGTH |  | SCHEDULE/WALL THICKNESS |  | PRESSURE CLASS/RATING |  | MATERIAL |  | MATERIAL SPECIFICATION |  | COATING/FINISH |  | TEMPERATURE RATING |  | HAZARD CLASS |  | CERTIFICATION/STANDARD |  | ADDITIONAL FEATURES | REQUIRED FOR AUTO LUBER INSTALL | [47 empty] | Production Completed
STP_009 - Lot4 | Data Enrichment | NGB | ok | 2023-07-21 | 2023-08-01 |  | 1278047 | 1278047 | EA | ADAPTER,PIPE;MALE,NOM 1 IN,SS,PXM |  |  | ADAPTER,PIPE;TYPE:MALE,NOMINAL SIZE:1 IN,END CONNECTION:11 BSP X VIC PRESS,MATERIAL:STAINLESS STEEL,ADDITIONAL FEATURES EN:PXM, MNFR:01)MIMS,PTNO:01)FP5760033000002 | MALE,EN_01)1 IN,EN_01)11 BSP X VIC PRESS,EN_01)STAINLESS STEEL,01)PXM,01)MIMS,01)FP5760033000002 |  |  | MIMS | MIMS | FP5760033000002 | [5 empty] | URL Not Found | [10 empty] | Cleansed | 40171707 Stainless steel pipe adapter | ADAPTER | PIPE | TYPE |  | NOMINAL SIZE | 1 IN-11 TPI | END CONNECTION | BSP X VIC PRESS | LENGTH |  | SCHEDULE/WALL THICKNESS |  | PRESSURE CLASS/RATING |  | MATERIAL | STAINLESS STEEL | MATERIAL SPECIFICATION |  | COATING/FINISH |  | TEMPERATURE RATING |  | HAZARD CLASS |  | CERTIFICATION/STANDARD |  | ADDITIONAL FEATURES | PXM | [47 empty] | Production Completed
STP_009 - Lot4 | Data Enrichment | NGB | ok | 2023-07-21 | 2023-08-01 |  | 1277686 | 1277686 | EA | ADAPTER,PIPE;METRIC FEMALE ADAP 32MMX1" |  |  | ADAPTER,PIPE;ADDITIONAL FEATURES EN:METRIC FEMALE ADAP 32MMX1" BSP,MNFR:01)BUTLER AGENCIES PTY LTD,PTNO:01)7030 32X1 | 01)METRIC FEMALE ADAP 32MMX1",01)BUTLER AGENCIES PTY LTD,01)7030 32X1 |  |  | BUTLER AGENCIES PTY LTD | BUTLER AGENCIES PTY LTD | 7030 32X1 | PLASSON |  |  |  |  | https://www.pipewarehouseuk.com/store/32-x-1-Plasson-Female-adaptor-7030-p544064216 | [10 empty] | Enriched | 40171700 Pipe adapters | ADAPTER | PIPE | TYPE |  | NOMINAL SIZE | 32 MM X 1 IN | END CONNECTION | FBSPT | LENGTH | 94 MM | SCHEDULE/WALL THICKNESS |  | PRESSURE CLASS/RATING | 16 BAR | MATERIAL | POLYPROPYLENE | MATERIAL SPECIFICATION |  | COATING/FINISH |  | TEMPERATURE RATING |  | HAZARD CLASS |  | CERTIFICATION/STANDARD |  | ADDITIONAL FEATURES | METRIC FEMALE ADAP 32MMX1" BSP | [47 empty] | Production Completed
STP_009 - Lot4 | Data Enrichment | NGB | ok | 2023-07-21 | 2023-08-01 |  | 1278374 | 1278374 | EA | ADAPTER,PIPE;METRIC FEMALE ADAP 32MMX3/4 |  |  | ADAPTER,PIPE;ADDITIONAL FEATURES EN:METRIC FEMALE ADAP 32MMX3/4" BSP,MNFR:01)BUTLER AGENCIES PTY LTD,PTNO:01)7030 32X3/4 | 01)METRIC FEMALE ADAP 32MMX3/4,01)BUTLER AGENCIES PTY LTD,01)7030 32X3/4 |  |  | BUTLER AGENCIES PTY LTD | BUTLER AGENCIES PTY LTD | 7030 32X3/4 | PLASSON |  |  |  |  | https://www.pipewarehouseuk.com/store/32-x-3-4-Plasson%C2%AE-Female-adaptor-7030-p544077009 | [10 empty] | Enriched | 40171700 Pipe adapters | ADAPTER | PIPE | TYPE |  | NOMINAL SIZE | 32 MM X 3/4 IN | END CONNECTION | FBSPT | LENGTH | 94 MM | SCHEDULE/WALL THICKNESS |  | PRESSURE CLASS/RATING | 16 BAR | MATERIAL | POLYPROPYLENE | MATERIAL SPECIFICATION |  | COATING/FINISH |  | TEMPERATURE RATING |  | HAZARD CLASS |  | CERTIFICATION/STANDARD |  | ADDITIONAL FEATURES | METRIC FEMALE ADAP 32MMX3/4" BSP | [47 empty] | Production Completed
STP_009 - Lot4 | Data Enrichment | NGB | ok | 2023-07-21 | 2023-08-01 |  | 1278266 | 1278266 | EA | ADAPTER,PIPE;METRIC MALE ADAP 25MMX1"BSP |  |  | ADAPTER,PIPE;ADDITIONAL FEATURES EN:METRIC MALE ADAP 25MMX1"BSP,MNFR:01)BUTLER,PTNO:01)7020 25X1 | 01)METRIC MALE ADAP 25MMX1"BSP,01)BUTLER,01)7020 25X1 |  |  | BUTLER | BUTLER AGENCIES PTY LTD | 7020 25X1 | PLASSON |  |  |  |  | https://www.pipewarehouseuk.com/store/25mm-x-1-Plasson%C2%AE-Metric-x-M-BSP-Adaptor-7020-p541666644 | [10 empty] | Enriched | 40171700 Pipe adapters | ADAPTER | PIPE | TYPE |  | NOMINAL SIZE | 25 MM X 1 IN | END CONNECTION | MBSPT | LENGTH | 95 MM | SCHEDULE/WALL THICKNESS |  | PRESSURE CLASS/RATING | 16 BAR | MATERIAL | POLYPROPYLENE | MATERIAL SPECIFICATION |  | COATING/FINISH |  | TEMPERATURE RATING |  | HAZARD CLASS |  | CERTIFICATION/STANDARD |  | ADDITIONAL FEATURES | METRIC MALE ADAP 25MMX1"BSP | [47 empty] | Production Completed
STP_009 - Lot4 | Data Enrichment | NGB | ok | 2023-07-21 | 2023-08-01 |  | 1278373 | 1278373 | EA | ADAPTER,PIPE;METRIC MALE ADAP 32MM X1-1/ |  |  | ADAPTER,PIPE;ADDITIONAL FEATURES EN:METRIC MALE ADAP 32MM X1-1/4''BSP,MNFR:01)BUTLER AGENCIES PTY LTD,PTNO:01)702032X11/4 | 01)METRIC MALE ADAP 32MM X1-1/,01)BUTLER AGENCIES PTY LTD,01)702032X11/4 |  |  | BUTLER AGENCIES PTY LTD | BUTLER AGENCIES PTY LTD | 7020 32X11/4 | PLASSON |  |  |  |  | https://www.pipewarehouseuk.com/store/32mm-x-1-1-4-Plasson%C2%AE-Metric-x-M-BSP-Adaptor-7020-p541898295 | [10 empty] | Enriched | 40171700 Pipe adapters | ADAPTER | PIPE | TYPE |  | NOMINAL SIZE | 32 MM X 1-1/4 IN | END CONNECTION | MBSPT | LENGTH | 110 MM | SCHEDULE/WALL THICKNESS |  | PRESSURE CLASS/RATING | 16 BAR | MATERIAL | POLYPROPYLENE | MATERIAL SPECIFICATION |  | COATING/FINISH |  | TEMPERATURE RATING |  | HAZARD CLASS |  | CERTIFICATION/STANDARD |  | ADDITIONAL FEATURES | METRIC MALE ADAP 32MM X1-1/4''BSP | [47 empty] | Production Completed
STP_009 - Lot4 | Data Enrichment | NGB | ok | 2023-07-21 | 2023-08-01 |  | 1278276 | 1278276 | EA | ADAPTER,PIPE;METRIC MALE ADAP 32MMX1" BS |  |  | ADAPTER,PIPE;ADDITIONAL FEATURES EN:METRIC MALE ADAP 32MMX1" BSP,MNFR:01)BUTLER AGENCIES PTY LTD,PTNO:01)7020 32X1 | 01)METRIC MALE ADAP 32MMX1" BS,01)BUTLER AGENCIES PTY LTD,01)7020 32X1 |  |  | BUTLER AGENCIES PTY LTD | BUTLER AGENCIES PTY LTD | 7020 32X1 | PLASSON |  |  |  |  | https://www.pipewarehouseuk.com/store/32mm-x-1-Plasson%C2%AE-Metric-x-M-BSP-Adaptor-7020-p541650750 | [10 empty] | Enriched | 40171700 Pipe adapters | ADAPTER | PIPE | TYPE |  | NOMINAL SIZE | 32 MM X 1 IN | END CONNECTION | MBSPT | LENGTH | 107 MM | SCHEDULE/WALL THICKNESS |  | PRESSURE CLASS/RATING | 16 BAR | MATERIAL | POLYPROPYLENE | MATERIAL SPECIFICATION |  | COATING/FINISH |  | TEMPERATURE RATING |  | HAZARD CLASS |  | CERTIFICATION/STANDARD |  | ADDITIONAL FEATURES | METRIC MALE ADAP 32MMX1" BSP | [47 empty] | Production Completed
STP_009 - Lot4 | Data Enrichment | NGB | ok | 2023-07-21 | 2023-08-01 |  | 1278407 | 1278407 | EA | ADAPTER,PIPE;METRIC MALE ADAP 75MMX2"BSP |  |  | ADAPTER,PIPE;ADDITIONAL FEATURES EN:METRIC MALE ADAP 75MMX2"BSP,MNFR:01)BUTLER,PTNO:01)7020 75X2 | 01)METRIC MALE ADAP 75MMX2"BSP,01)BUTLER,01)7020 75X2 |  |  | BUTLER | BUTLER AGENCIES PTY LTD | 7020 75X2 | PLASSON |  |  |  |  | https://www.pipewarehouseuk.com/store/75mm-x-2-Plasson%C2%AE-Metric-x-M-BSP-Adaptor-7020-p541900115 | [10 empty] | Enriched | 40171700 Pipe adapters | ADAPTER | PIPE | TYPE |  | NOMINAL SIZE | 75 MM X 2 IN | END CONNECTION | MBSPT | LENGTH | 192 MM | SCHEDULE/WALL THICKNESS |  | PRESSURE CLASS/RATING | 16 BAR | MATERIAL | POLYPROPYLENE | MATERIAL SPECIFICATION |  | COATING/FINISH |  | TEMPERATURE RATING |  | HAZARD CLASS |  | CERTIFICATION/STANDARD |  | ADDITIONAL FEATURES | METRIC MALE ADAP 75MMX2"BSP | [47 empty] | Production Completed
STP_009 - Lot4 | Data Enrichment | NGB | ok | 2023-07-21 | 2023-08-01 |  | 1278118 | 1278118 | EA | ADAPTER,PIPE;METRIC REMALE ADAP 40MMX11/ |  |  | ADAPTER,PIPE;ADDITIONAL FEATURES EN:METRIC REMALE ADAP 40MMX11/2"BSP,MNFR:01)BUTLER AGENCIES PTY LTD,PTNO:01)703040X11/2 | 01)METRIC REMALE ADAP 40MMX11/,01)BUTLER AGENCIES PTY LTD,01)703040X11/2 |  |  | BUTLER AGENCIES PTY LTD | BUTLER AGENCIES PTY LTD | 7030 40X11/2 | PLASSON |  |  |  |  | https://www.pipewarehouseuk.com/store/40-x-1-1-2-Plasson%C2%AE-Female-adaptor-7030-p544230054 | [10 empty] | Enriched | 40171700 Pipe adapters | ADAPTER | PIPE | TYPE |  | NOMINAL SIZE | 40 MM X 1-1/2 IN | END CONNECTION | FBSPT | LENGTH | 114 MM | SCHEDULE/WALL THICKNESS |  | PRESSURE CLASS/RATING | 16 BAR | MATERIAL | POLYPROPYLENE | MATERIAL SPECIFICATION |  | COATING/FINISH |  | TEMPERATURE RATING |  | HAZARD CLASS |  | CERTIFICATION/STANDARD |  | ADDITIONAL FEATURES | METRIC REMALE ADAP 40MMX11/2"BSP | [47 empty] | Production Completed
STP_009 - Lot4 | Data Enrichment | NGB | ok | 2023-07-21 | 2023-08-01 |  | 1278293 | 1278293 | EA | ADAPTER,PIPE;MOULDED, SHORT SPIGOT,PN 16 |  |  | ADAPTER,PIPE;TYPE:MOULDED, SHORT SPIGOT,NOMINAL SIZE:315 MM,END CONNECTION:BW X SHOULDERED,LENGTH:338 MM,PRESSURE CLASS/RATING:PN 16,MATERIAL:PE100,MNFR:01)MOUNT ISA MINING SUPPLIES P/L,PTNO:01)SE31511 | MOULDED, SHORT SPIGOT,EN_01)315 MM,EN_01)BW X SHOULDERED,338 MM,PN 16,EN_01)PE100,01)MOUNT ISA MINING SUPPLIES P,01)SE31511 |  |  | MOUNT ISA MINING SUPPLIES P/L | MOUNT ISA MINING SUPPLIES P/L | SE31511 | AGRULINE PIPING SYSTEMS |  |  |  |  | https://agru.com.au/industries/mining/ | [10 empty] | Cleansed | 40171700 Pipe adapters | ADAPTER | PIPE | TYPE | MOULDED,SHORT SPIGOT | NOMINAL SIZE | 315 MM | END CONNECTION | BW X SHOULDERED | LENGTH | 338 MM | SCHEDULE/WALL THICKNESS |  | PRESSURE CLASS/RATING | PN16 | MATERIAL | PE100 | MATERIAL SPECIFICATION |  | COATING/FINISH |  | TEMPERATURE RATING |  | HAZARD CLASS |  | CERTIFICATION/STANDARD |  | ADDITIONAL FEATURES | [48 empty] | Production Completed
STP_009 - Lot4 | Data Enrichment | NGB | ok | 2023-07-21 | 2023-08-01 |  | 1278267 | 1278267 | EA | ADAPTER,PIPE;MOULDED,BW X SHOULDERED |  |  | ADAPTER,PIPE;TYPE:MOULDED,END CONNECTION:BW X SHOULDERED,SCHEDULE/WALL THICKNESS:SDR11,PRESSURE CLASS/RATING:PN 16,MNFR:01)BUTLER, PTNO:01)022040 | MOULDED,EN_01)BW X SHOULDERED,SDR11,PN 16,01)BUTLER,01)022040 |  |  | BUTLER | BUTLER AGENCIES PTY LTD | 022040 | [5 empty] | URL Not Found | [10 empty] | Cleansed | 40171700 Pipe adapters | ADAPTER | PIPE | TYPE | MOULDED | NOMINAL SIZE |  | END CONNECTION | BW X SHOULDERED | LENGTH |  | SCHEDULE/WALL THICKNESS | SDR11 | PRESSURE CLASS/RATING | PN16 | MATERIAL |  | MATERIAL SPECIFICATION |  | COATING/FINISH |  | TEMPERATURE RATING |  | HAZARD CLASS |  | CERTIFICATION/STANDARD |  | ADDITIONAL FEATURES | [48 empty] | Production Completed
STP_009 - Lot4 | Data Enrichment | NGB | ok | 2023-07-21 | 2023-08-01 |  | 1278355 | 1278355 | EA | ADAPTER,PIPE;MOULDED,NOM 160 MM,SDR11 |  |  | ADAPTER,PIPE;TYPE:MOULDED,NOMINAL SIZE:160 MM,END CONNECTION:SHOULDERED,LENGTH:176 MM,SCHEDULE/WALL THICKNESS:SDR11,PRESSURE CLASS/RATING:PN 16,ADDITIONAL FEATURES EN:EF*,MNFR:01)BUTLER AGENCIES PTY LTD,PTNO:01)41606EF | MOULDED,EN_01)160 MM,EN_01)SHOULDERED,176 MM,SDR11,PN 16,01)EF*,01)BUTLER AGENCIES PTY LTD,01)41606EF |  |  | BUTLER AGENCIES PTY LTD | BUTLER AGENCIES PTY LTD | 41606EF | [5 empty] | URL Not Found | [9 empty] | EF | Cleansed | 40171700 Pipe adapters | ADAPTER | PIPE | TYPE | MOULDED | NOMINAL SIZE | 160 MM | END CONNECTION | SHOULDERED | LENGTH | 176 MM | SCHEDULE/WALL THICKNESS | SDR11 | PRESSURE CLASS/RATING | PN16 | MATERIAL |  | MATERIAL SPECIFICATION |  | COATING/FINISH |  | TEMPERATURE RATING |  | HAZARD CLASS |  | CERTIFICATION/STANDARD |  | ADDITIONAL FEATURES | [48 empty] | Production Completed
STP_009 - Lot4 | Data Enrichment | NGB | ok | 2023-07-21 | 2023-08-01 |  | 1278512 | 1278512 | EA | ADAPTER,PIPE;MOULDED,NOM 200 MM,SDR11 |  |  | ADAPTER,PIPE;TYPE:MOULDED,NOMINAL SIZE:200 MM,END CONNECTION:SHOULDERED,LENGTH:232 MM,SCHEDULE/WALL THICKNESS:SDR11,PRESSURE CLASS/RATING:PN 16,MNFR:01)BUTLER,PTNO:01)42006 | MOULDED,EN_01)200 MM,EN_01)SHOULDERED,232 MM,SDR11,PN 16,01)BUTLER,01)42006 |  |  | BUTLER | BUTLER AGENCIES PTY LTD | 42006 | [5 empty] | URL Not Found | [10 empty] | Cleansed | 40171700 Pipe adapters | ADAPTER | PIPE | TYPE | MOULDED | NOMINAL SIZE | 200 MM | END CONNECTION | SHOULDERED | LENGTH | 232 MM | SCHEDULE/WALL THICKNESS | SDR11 | PRESSURE CLASS/RATING | PN16 | MATERIAL |  | MATERIAL SPECIFICATION |  | COATING/FINISH |  | TEMPERATURE RATING |  | HAZARD CLASS |  | CERTIFICATION/STANDARD |  | ADDITIONAL FEATURES | [48 empty] | Production Completed
STP_009 - Lot4 | Data Enrichment | NGB | ok | 2023-07-21 | 2023-08-01 |  | 1278247 | 1278247 | EA | ADAPTER,PIPE;MOULDED,NOM 200 MM,SDR11 |  |  | ADAPTER,PIPE;TYPE:MOULDED,NOMINAL SIZE:200 MM,END CONNECTION:BW X SHOULDERED,LENGTH:232 MM,SCHEDULE/WALL THICKNESS:SDR11,PRESSURE CLASS/RATING:PN 16,MNFR:01)BUTLER AGENCIES PTY LTD,PTNO:01)42006 | MOULDED,EN_01)200 MM,EN_01)BW X SHOULDERED,232 MM,SDR11,PN 16,01)BUTLER AGENCIES PTY LTD,01)42006 |  |  | BUTLER AGENCIES PTY LTD | BUTLER AGENCIES PTY LTD | 42006 | [5 empty] | URL Not Found | [10 empty] | Cleansed | 40171700 Pipe adapters | ADAPTER | PIPE | TYPE | MOULDED | NOMINAL SIZE | 200 MM | END CONNECTION | BW X SHOULDERED | LENGTH | 232 MM | SCHEDULE/WALL THICKNESS | SDR11 | PRESSURE CLASS/RATING | PN16 | MATERIAL |  | MATERIAL SPECIFICATION |  | COATING/FINISH |  | TEMPERATURE RATING |  | HAZARD CLASS |  | CERTIFICATION/STANDARD |  | ADDITIONAL FEATURES | [48 empty] | Production Completed
STP_009 - Lot4 | Data Enrichment | NGB | ok | 2023-07-21 | 2023-08-01 |  | 1278149 | 1278149 | EA | ADAPTER,PIPE;NIPPLE BSPP MALE X BSPT MAL |  |  | ADAPTER,PIPE;ADDITIONAL FEATURES EN:NIPPLE BSPP MALE X BSPT MALE,MNFR:01)ISA FLUID CONNECTIONS PTY LTD,PTNO:01)A-08-06 | 01)NIPPLE BSPP MALE X BSPT MAL,01)ISA FLUID CONNECTIONS PTY L,01)A-08-06 |  |  | ISA FLUID CONNECTIONS PTY LTD | ISA FLUID CONNECTIONS PTY LTD | A-08-06 | [5 empty] | URL Not Found | [10 empty] | Cleansed | 40171700 Pipe adapters | ADAPTER | PIPE | TYPE | NIPPLE | NOMINAL SIZE |  | END CONNECTION | MBSPP X MBSPT | LENGTH |  | SCHEDULE/WALL THICKNESS |  | PRESSURE CLASS/RATING |  | MATERIAL |  | MATERIAL SPECIFICATION |  | COATING/FINISH |  | TEMPERATURE RATING |  | HAZARD CLASS |  | CERTIFICATION/STANDARD |  | ADDITIONAL FEATURES | [48 empty] | Production Completed
STP_009 - Lot4 | Data Enrichment | NGB | ok | 2023-07-21 | 2023-08-01 |  | 1278392 | 1278392 | EA | ADAPTER,PIPE;NIPPLE BSPP MALE X BSPT MAL |  |  | ADAPTER,PIPE;ADDITIONAL FEATURES EN:NIPPLE BSPP MALE X BSPT MALE,MNFR:01)ISA FLUID CONNECTIONS PTY LTD,PTNO:01)A-08-04 | 01)NIPPLE BSPP MALE X BSPT MAL,01)ISA FLUID CONNECTIONS PTY L,01)A-08-04 |  |  | ISA FLUID CONNECTIONS PTY LTD | ISA FLUID CONNECTIONS PTY LTD | A-08-04 | [5 empty] | URL Not Found | [10 empty] | Cleansed | 40171700 Pipe adapters | ADAPTER | PIPE | TYPE | NIPPLE | NOMINAL SIZE |  | END CONNECTION | MBSPP X MBSPT | LENGTH |  | SCHEDULE/WALL THICKNESS |  | PRESSURE CLASS/RATING |  | MATERIAL |  | MATERIAL SPECIFICATION |  | COATING/FINISH |  | TEMPERATURE RATING |  | HAZARD CLASS |  | CERTIFICATION/STANDARD |  | ADDITIONAL FEATURES | [48 empty] | Production Completed
STP_009 - Lot4 | Data Enrichment | NGB | ok | 2023-07-21 | 2023-08-01 | Processed based on Websource, Conflict w.r.t Input | 1278411 | 1278411 | EA | ADAPTER,PIPE;NIPPLE BSPP MALE X BSPT MAL |  |  | ADAPTER,PIPE;ADDITIONAL FEATURES EN:NIPPLE BSPP MALE X BSPT MALE,MNFR:01)PIRTEK,PTNO:01)A-32-32 | 01)NIPPLE BSPP MALE X BSPT MAL,01)PIRTEK,01)A-32-32 |  |  | PIRTEK ISA FLUID CONNECTIONS PTY LT | PIRTEK | A-32-32 | [5 empty] | https://www.pirtek.com.au/-/media/feature/products/sect-d-adaptors-rev-g-hyperlinked.pdf | [10 empty] | Enriched | 40173300 Pipe nipples | NIPPLE | PIPE | TYPE | STRIAGHT | NOMINAL SIZE | 2 IN-11 TPI | END CONNECTION | MBSPT | LENGTH |  | SCHEDULE/WALL THICKNESS |  | PRESSURE CLASS/RATING |  | MATERIAL |  | MATERIAL SPECIFICATION |  | COATING/FINISH |  | TEMPERATURE RATING |  | HAZARD CLASS |  | CERTIFICATION/STANDARD |  | ADDITIONAL FEATURES | [48 empty] | Production Completed
STP_009 - Lot4 | Data Enrichment | NGB | ok | 2023-07-21 | 2023-08-01 |  | 1278442 | 1278442 | EA | ADAPTER,PIPE;NIPPLE BSPT MALE X BSPT MAL |  |  | ADAPTER,PIPE;ADDITIONAL FEATURES EN:NIPPLE BSPT MALE X BSPT MALE - S/ST,MNFR:01)ISA FLUID CONNECTIONS PTY LTD,PTNO:01)SSD-16-12 | 01)NIPPLE BSPT MALE X BSPT MAL,01)ISA FLUID CONNECTIONS PTY L,01)SSD-16-12 |  |  | ISA FLUID CONNECTIONS PTY LTD | ISA FLUID CONNECTIONS PTY LTD | SSD-16-12 | [5 empty] | URL Not Found | [10 empty] | Cleansed | 40171707 Stainless steel pipe adapter | ADAPTER | PIPE | TYPE | NIPPLE | NOMINAL SIZE |  | END CONNECTION | MBSPP X MBSPT | LENGTH |  | SCHEDULE/WALL THICKNESS |  | PRESSURE CLASS/RATING |  | MATERIAL | STAINLESS STEEL | MATERIAL SPECIFICATION |  | COATING/FINISH |  | TEMPERATURE RATING |  | HAZARD CLASS |  | CERTIFICATION/STANDARD |  | ADDITIONAL FEATURES | [48 empty] | Production Completed
STP_009 - Lot4 | Data Enrichment | NGB | ok | 2023-07-21 | 2023-08-01 |  | 1278248 | 1278248 | EA | ADAPTER,PIPE;NOM 1 IN,11 BSP |  |  | ADAPTER,PIPE;NOMINAL SIZE:1 IN,END CONNECTION:11 BSP,ADDITIONAL FEATURES EN:METRICMETRIC MALE ADAP 25MMX1'' BSP,MNFR:01)BUTLER AGENCIES PTY LTD,PTNO:01)7020 25X1 | EN_01)1 IN,EN_01)11 BSP,01)METRICMETRIC MALE ADAP 25MM,01)BUTLER AGENCIES PTY LTD,01)7020 25X1 |  |  | BUTLER AGENCIES PTY LTD | BUTLER AGENCIES PTY LTD | 7020 25X1 | PLASSON |  |  |  |  | https://www.pipewarehouseuk.com/store/25mm-x-1-Plasson%C2%AE-Metric-x-M-BSP-Adaptor-7020-p541666644 | [10 empty] | Enriched | 40171700 Pipe adapters | ADAPTER | PIPE | TYPE |  | NOMINAL SIZE | 25 MM X 1 IN-11 TPI | END CONNECTION | MBSPT | LENGTH | 95 MM | SCHEDULE/WALL THICKNESS |  | PRESSURE CLASS/RATING | 16 BAR | MATERIAL | POLYPROPYLENE | MATERIAL SPECIFICATION |  | COATING/FINISH |  | TEMPERATURE RATING |  | HAZARD CLASS |  | CERTIFICATION/STANDARD |  | ADDITIONAL FEATURES | METRICMETRIC MALE ADAP 25MMX1'' BSP | [47 empty] | Production Completed
STP_009 - Lot4 | Data Enrichment | NGB | ok | 2023-07-21 | 2023-08-01 |  | 1278056 | 1278056 | EA | ADAPTER,PIPE;NOM 1 IN,11 BSP X VIC PRESS |  |  | ADAPTER,PIPE;NOMINAL SIZE:1 IN,END CONNECTION:11 BSP X VIC PRESS,MNFR:01)CAVA,PTNO:01)MFP579003300002 | EN_01)1 IN,EN_01)11 BSP X VIC PRESS,01)CAVA,01)MFP579003300002 |  |  | CAVA | CAVA | MFP579003300002 | [5 empty] | URL Not Found | [10 empty] | Cleansed | 40171700 Pipe adapters | ADAPTER | PIPE | TYPE |  | NOMINAL SIZE | 1 IN-11 TPI | END CONNECTION | BSP X VIC PRESS | LENGTH |  | SCHEDULE/WALL THICKNESS |  | PRESSURE CLASS/RATING |  | MATERIAL |  | MATERIAL SPECIFICATION |  | COATING/FINISH |  | TEMPERATURE RATING |  | HAZARD CLASS |  | CERTIFICATION/STANDARD |  | ADDITIONAL FEATURES | [48 empty] | Production Completed
STP_009 - Lot4 | Data Enrichment | NGB | ok | 2023-07-21 | 2023-08-01 |  | 1278102 | 1278102 | EA | ADAPTER,PIPE;NOM 1/2 IN,14 FBSPT |  |  | ADAPTER,PIPE;NOMINAL SIZE:1/2 IN,END CONNECTION:14 FBSPT,MNFR:01)ATOM SUPPLY,PTNO:01)3337024 | EN_01)1/2 IN,EN_01)14 FBSPT,01)ATOM SUPPLY,01)3337024 |  |  | ATOM SUPPLY | ATOM SUPPLY | 3337024 | [5 empty] | https://www.atom.com.au/air-hose-adaptor-non-sealing-female-1-4-bspt-8mmnb-nc20pf-cupla-3337024 | [10 empty] | Enriched | 40141700 Hardware and fittings | ADAPTER | HOSE TO PIPE | TYPE | NON-SEALING | PIPE SIZE | 1/2 IN-14 TPI | HOSE SIZE |  | PIPE CONNECTION | FBSPT | HOSE CONNECTION |  | LENGTH |  | SCHEDULE/WALL THICKNESS |  | PRESSURE CLASS/RATING | 215 PSI | MATERIAL | STEEL | MATERIAL SPECIFICATION |  | COATING/FINISH | CHROME PLATED | TEMPERATURE RATING |  | HAZARD CLASS |  | CERTIFICATION/STANDARD |  | ADDITIONAL FEATURES | [44 empty] | Production Completed
STP_009 - Lot4 | Data Enrichment | NGB | ok | 2023-07-21 | 2023-08-01 |  | 1278141 | 1278141 | EA | ADAPTER,PIPE;NOM 1/2 IN,SS,PXF 31 |  |  | ADAPTER,PIPE;NOMINAL SIZE:1/2 IN,END CONNECTION:14 FBSP X VIC PRESS,MATERIAL:STAINLESS STEEL,ADDITIONAL FEATURES EN:PXF 31,MNFR: 01)MOUNT ISA MINING SUPPLIES P/L,PTNO:01)FP5790021000002 | EN_01)1/2 IN,EN_01)14 FBSP X VIC PRESS,EN_01)STAINLESS STEEL,01)PXF 31,01)MOUNT ISA MINING SUPPLIES P,01)FP5790021000002 |  |  | MOUNT ISA MINING SUPPLIES P/L | MOUNT ISA MINING SUPPLIES P/L | FP5790021000002 | [5 empty] | URL Not Found | [10 empty] | Cleansed | 40171700 Pipe adapters | ADAPTER | PIPE | TYPE |  | NOMINAL SIZE | 1/2 IN-14 TPI | END CONNECTION | FBSP X VIC PRESS | LENGTH |  | SCHEDULE/WALL THICKNESS |  | PRESSURE CLASS/RATING |  | MATERIAL | STAINLESS STEEL | MATERIAL SPECIFICATION |  | COATING/FINISH |  | TEMPERATURE RATING |  | HAZARD CLASS |  | CERTIFICATION/STANDARD |  | ADDITIONAL FEATURES | PXF 31 | [47 empty] | Production Completed
STP_009 - Lot4 | Data Enrichment | NGB | ok | 2023-07-21 | 2023-08-01 |  | 1278128 | 1278128 | EA | ADAPTER,PIPE;NOM 1/2 IN,SS316,PXM |  |  | ADAPTER,PIPE;NOMINAL SIZE:1/2 IN,END CONNECTION:14 BSP X VIC PRESS,MATERIAL:STAINLESS STEEL 316,ADDITIONAL FEATURES EN:PXM,MNFR: 01)MOUNT ISA MINING SUPPLIES P/L,PTNO:01)FP5760021000002 | EN_01)1/2 IN,EN_01)14 BSP X VIC PRESS,EN_01)STAINLESS STEEL 316,01)PXM,01)MOUNT ISA MINING SUPPLIES P,01)FP5760021000002 |  |  | MOUNT ISA MINING SUPPLIES P/L | MOUNT ISA MINING SUPPLIES P/L | FP5760021000002 | [5 empty] | URL Not Found | [10 empty] | Cleansed | 40171700 Pipe adapters | ADAPTER | PIPE | TYPE |  | NOMINAL SIZE | 1/2 IN-14 TPI | END CONNECTION | BSP X VIC PRESS | LENGTH |  | SCHEDULE/WALL THICKNESS |  | PRESSURE CLASS/RATING |  | MATERIAL | STAINLESS STEEL 316 | MATERIAL SPECIFICATION |  | COATING/FINISH |  | TEMPERATURE RATING |  | HAZARD CLASS |  | CERTIFICATION/STANDARD |  | ADDITIONAL FEATURES | PXM | [47 empty] | Production Completed
STP_009 - Lot4 | Data Enrichment | NGB | ok | 2023-07-21 | 2023-08-01 |  | 1278186 | 1278186 | EA | ADAPTER,PIPE;NOM 1/4 IN,19 FBSPT |  |  | ADAPTER,PIPE;NOMINAL SIZE:1/4 IN,END CONNECTION:19 FBSPT,MNFR:01)ATOM SUPPLY,PTNO:01)3337022 | EN_01)1/4 IN,EN_01)19 FBSPT,01)ATOM SUPPLY,01)3337022 |  |  | ATOM SUPPLY | ATOM SUPPLY | 3337022 | [5 empty] | https://www.atom.com.au/air-hose-adaptor-non-sealing-male-3-8-bspt-10mmnb-nc30pm-cupla-3337022 | [10 empty] | Enriched | 40141700 Hardware and fittings | ADAPTER | HOSE TO PIPE | TYPE | NON-SEALING | PIPE SIZE | 1/4 IN-19 TPI | HOSE SIZE |  | PIPE CONNECTION | FBSPT | HOSE CONNECTION |  | LENGTH |  | SCHEDULE/WALL THICKNESS |  | PRESSURE CLASS/RATING | 215 PSI | MATERIAL | STEEL | MATERIAL SPECIFICATION |  | COATING/FINISH | CHROME PLATED | TEMPERATURE RATING |  | HAZARD CLASS |  | CERTIFICATION/STANDARD |  | ADDITIONAL FEATURES | [44 empty] | Production Completed
STP_009 - Lot4 | Data Enrichment | NGB | ok | 2023-07-21 | 2023-08-01 |  | 1278057 | 1278057 | EA | ADAPTER,PIPE;NOM 1/4 IN,NPT X SAE |  |  | ADAPTER,PIPE;NOMINAL SIZE:1/4 IN,END CONNECTION:NPT X SAE,MNFR:01)BOSS,PTNO:01)204-0404 | EN_01)1/4 IN,EN_01)NPT X SAE,01)BOSS,01)204-0404 |  |  | BOSS | BOSS | 204-0404 | [5 empty] | URL Not Found | [10 empty] | Cleansed | 40171700 Pipe adapters | ADAPTER | PIPE | TYPE |  | NOMINAL SIZE | 1/4 IN | END CONNECTION | NPT X SAE | LENGTH |  | SCHEDULE/WALL THICKNESS |  | PRESSURE CLASS/RATING |  | MATERIAL |  | MATERIAL SPECIFICATION |  | COATING/FINISH |  | TEMPERATURE RATING |  | HAZARD CLASS |  | CERTIFICATION/STANDARD |  | ADDITIONAL FEATURES | [48 empty] | Production Completed
STP_009 - Lot4 | Data Enrichment | NGB | ok | 2023-07-21 | 2023-08-01 | Part Number Updated as per Websource | 1291557 | 1291557 | EA | ADAPTER,PIPE;NOM 1/8 IN,BSPT X FBSPT,BRS |  |  | ADAPTER,PIPE;NOMINAL SIZE:1/8 IN,END CONNECTION:BSPT X FBSPT,PRESSURE CLASS/RATING:1400 KPA,MATERIAL:BRASS,CERTIFICATION/STANDARD: AS 3688,ADDITIONAL FEATURES EN:TURNER NO.72,MNFR:01)BLKWOODS,PTNO:01)02731319 | EN_01)1/8 IN,EN_01)BSPT X FBSPT,1400 KPA,EN_01)BRASS,EN_01)AS 3688,01)TURNER NO.72,01)BLKWOODS,01)02731319 |  |  | BLACKWOODS | THOMAS GOODEN | 50001T |  | J. BLACKWOOD & SON PTY LTD | 02731319 |  |  | http://www.tgfs.com.au/en/ProductView.asp?ID=21 | https://www.blackwoods.com.au/pipe-tube-fittings/fittings-brass-various/adaptors-female-x-male/adaptor-f-to-m-brass-72-1-8-x-1-8-bspt/p/02731319 | [9 empty] | Enriched | 40171701 Brass pipe adapter | ADAPTER | PIPE | TYPE | TAPERED | NOMINAL SIZE | 1/8 IN | END CONNECTION | MBSPT X FBSPT | LENGTH |  | SCHEDULE/WALL THICKNESS |  | PRESSURE CLASS/RATING | 1400 KPA | MATERIAL | BRASS | MATERIAL SPECIFICATION |  | COATING/FINISH |  | TEMPERATURE RATING | 0 TO 95 DEG C | HAZARD CLASS |  | CERTIFICATION/STANDARD | AS 3688 | ADDITIONAL FEATURES | TURNER NO.72 | [47 empty] | Production Completed
STP_009 - Lot4 | Data Enrichment | NGB | ok | 2023-07-21 | 2023-08-01 |  | 1278062 | 1278062 | EA | ADAPTER,PIPE;NOM 1/8 X 5/8 IN,BRS |  |  | ADAPTER,PIPE;NOMINAL SIZE:1/8 X 5/8 IN,END CONNECTION:27 FNPTF X 18 UNF,MATERIAL:BRASS,MNFR:01)ASHDOWN INGRAM,PTNO:01)320.052 | EN_01)1/8 X 5/8 IN,EN_01)27 FNPTF X 18 UNF,EN_01)BRASS,01)ASHDOWN INGRAM,01)320.052 |  |  | ASHDOWN INGRAM | ASHDOWN-INGRAM | 320.052 | [5 empty] | URL Not Found | [10 empty] | Cleansed | 40171701 Brass pipe adapter | ADAPTER | PIPE | TYPE |  | NOMINAL SIZE | 1/8 IN-27 TPI X 5/8 IN-18 UNF | END CONNECTION | FNPTF | LENGTH |  | SCHEDULE/WALL THICKNESS |  | PRESSURE CLASS/RATING |  | MATERIAL | BRASS | MATERIAL SPECIFICATION |  | COATING/FINISH |  | TEMPERATURE RATING |  | HAZARD CLASS |  | CERTIFICATION/STANDARD |  | ADDITIONAL FEATURES | [48 empty] | Production Completed
STP_009 - Lot4 | Data Enrichment | NGB | ok | 2023-07-21 | 2023-08-01 |  | 1278365 | 1278365 | EA | ADAPTER,PIPE;NOM 100 MM,BSPF,AL |  |  | ADAPTER,PIPE;NOMINAL SIZE:100 MM,END CONNECTION:BSPF,MATERIAL:ALUMINUM,MNFR:01)CMQ,PTNO:01)HOS018 | EN_01)100 MM,EN_01)BSPF,EN_01)ALUMINUM,01)CMQ,01)HOS018 |  |  | CMQ | CMQ | HOS018 | [5 empty] | URL Not Found | [10 empty] | Cleansed | 40171700 Pipe adapters | ADAPTER | PIPE | TYPE |  | NOMINAL SIZE | 100 MM | END CONNECTION | BSPF | LENGTH |  | SCHEDULE/WALL THICKNESS |  | PRESSURE CLASS/RATING |  | MATERIAL | ALUMINUM | MATERIAL SPECIFICATION |  | COATING/FINISH |  | TEMPERATURE RATING |  | HAZARD CLASS |  | CERTIFICATION/STANDARD |  | ADDITIONAL FEATURES | [48 empty] | Production Completed
STP_009 - Lot4 | Data Enrichment | NGB | ok | 2023-07-21 | 2023-08-01 |  | 1277787 | 1277787 | EA | ADAPTER,PIPE;NOM 160 MM,SHOULDERED,SDR11 |  |  | ADAPTER,PIPE;NOMINAL SIZE:160 MM,END CONNECTION:SHOULDERED,LENGTH:176 MM,SCHEDULE/WALL THICKNESS:SDR11,PRESSURE CLASS/RATING:PN 16,MNFR:01)BUTLER AGENCIES PTY LTD,PTNO:01)41606 | EN_01)160 MM,EN_01)SHOULDERED,176 MM,SDR11,PN 16,01)BUTLER AGENCIES PTY LTD,01)41606 |  |  | BUTLER AGENCIES PTY LTD | BUTLER AGENCIES PTY LTD | 41606 | [5 empty] | URL Not Found | [10 empty] | Cleansed | 40171700 Pipe adapters | ADAPTER | PIPE | TYPE |  | NOMINAL SIZE | 160 MM | END CONNECTION | SHOULDERED | LENGTH | 176 MM | SCHEDULE/WALL THICKNESS | SDR11 | PRESSURE CLASS/RATING | PN16 | MATERIAL |  | MATERIAL SPECIFICATION |  | COATING/FINISH |  | TEMPERATURE RATING |  | HAZARD CLASS |  | CERTIFICATION/STANDARD |  | ADDITIONAL FEATURES | [48 empty] | Production Completed
STP_009 - Lot4 | Data Enrichment | NGB | ok | 2023-07-21 | 2023-08-01 |  | 1233616 | 1233616 | EA | ADAPTER,PIPE;NOM 2 IN,14 BSP,MIMS |  |  | ADAPTER,PIPE;NOMINAL SIZE:2 IN,END CONNECTION:14 BSP,ADDITIONAL FEATURES EN:CONNECTOR, THREADED,MNFR:01)MIMS,PTNO:01) MFP5760060000002 | EN_01)2 IN,EN_01)14 BSP,01)CONNECTOR, THREADED,01)MIMS,01)MFP5760060000002 |  |  | MIMS | MIMS | MFP5760060000002 | [5 empty] | URL Not Found | [10 empty] | Cleansed | 40171700 Pipe adapters | ADAPTER | PIPE | TYPE |  | NOMINAL SIZE | 2 IN-14 TPI | END CONNECTION | BSPT | LENGTH |  | SCHEDULE/WALL THICKNESS |  | PRESSURE CLASS/RATING |  | MATERIAL |  | MATERIAL SPECIFICATION |  | COATING/FINISH |  | TEMPERATURE RATING |  | HAZARD CLASS |  | CERTIFICATION/STANDARD |  | ADDITIONAL FEATURES | [48 empty] | Production Completed
STP_009 - Lot4 | Data Enrichment | NGB | ok | 2023-07-21 | 2023-08-01 |  | 1278109 | 1278109 | EA | ADAPTER,PIPE;NOM 2 IN,BSP |  |  | ADAPTER,PIPE;NOMINAL SIZE:2 IN,END CONNECTION:BSP,ADDITIONAL FEATURES EN:V PRESS, QUOTE NUMBER: 16244,MNFR:01)MOUNT ISA MINING SUPPLIES P/L,PTNO:01)151014 | EN_01)2 IN,EN_01)BSP,01)V PRESS, QUOTE NUMBER: 1624,01)MOUNT ISA MINING SUPPLIES P,01)151014 |  |  | MOUNT ISA MINING SUPPLIES P/L | MOUNT ISA MINING SUPPLIES P/L | 151014 | [5 empty] | URL Not Found | [10 empty] | Cleansed | 40171700 Pipe adapters | ADAPTER | PIPE | TYPE |  | NOMINAL SIZE | 2 IN | END CONNECTION | BSP | LENGTH |  | SCHEDULE/WALL THICKNESS |  | PRESSURE CLASS/RATING |  | MATERIAL |  | MATERIAL SPECIFICATION |  | COATING/FINISH |  | TEMPERATURE RATING |  | HAZARD CLASS |  | CERTIFICATION/STANDARD |  | ADDITIONAL FEATURES | V PRESS | [46 empty] | QUOTE NUMBER: 16244 | Production Completed
STP_009 - Lot4 | Data Enrichment | NGB | ok | 2023-07-21 | 2023-08-01 |  | 1278458 | 1278458 | EA | ADAPTER,PIPE;NOM 2 IN,BSP |  |  | ADAPTER,PIPE;NOMINAL SIZE:2 IN,END CONNECTION:BSP,ADDITIONAL FEATURES EN:V PRESS, MP576 PXM,MNFR:01)MOUNT ISA MINING SUPPLIES P/L, PTNO:01)FP5760060000002 | EN_01)2 IN,EN_01)BSP,01)V PRESS, MP576 PXM,01)MOUNT ISA MINING SUPPLIES P,01)FP5760060000002 |  |  | MOUNT ISA MINING SUPPLIES P/L | MOUNT ISA MINING SUPPLIES P/L | FP5760060000002 | [5 empty] | URL Not Found | [10 empty] | Cleansed | 40171700 Pipe adapters | ADAPTER | PIPE | TYPE |  | NOMINAL SIZE | 2 IN | END CONNECTION | BSP | LENGTH |  | SCHEDULE/WALL THICKNESS |  | PRESSURE CLASS/RATING |  | MATERIAL |  | MATERIAL SPECIFICATION |  | COATING/FINISH |  | TEMPERATURE RATING |  | HAZARD CLASS |  | CERTIFICATION/STANDARD |  | ADDITIONAL FEATURES | V PRESS,MP576 PXM | [47 empty] | Production Completed
STP_009 - Lot4 | Data Enrichment | NGB | ok | 2023-07-21 | 2023-08-01 |  | 1278497 | 1278497 | EA | ADAPTER,PIPE;NOM 2 IN,BSP,V PRESS |  |  | ADAPTER,PIPE;NOMINAL SIZE:2 IN,END CONNECTION:BSP,ADDITIONAL FEATURES EN:V PRESS,MNFR:01)MIMS,PTNO:01)151014 | EN_01)2 IN,EN_01)BSP,01)V PRESS,01)MIMS,01)151014 |  |  | MIMS | MIMS | 151014 | [5 empty] | URL Not Found | [10 empty] | Cleansed | 40171700 Pipe adapters | ADAPTER | PIPE | TYPE |  | NOMINAL SIZE | 2 IN | END CONNECTION | BSP X V PRESS | LENGTH |  | SCHEDULE/WALL THICKNESS |  | PRESSURE CLASS/RATING |  | MATERIAL |  | MATERIAL SPECIFICATION |  | COATING/FINISH |  | TEMPERATURE RATING |  | HAZARD CLASS |  | CERTIFICATION/STANDARD |  | ADDITIONAL FEATURES | [48 empty] | Production Completed
STP_009 - Lot4 | Data Enrichment | NGB | ok | 2023-07-21 | 2023-08-01 |  | 1278249 | 1278249 | EA | ADAPTER,PIPE;NOM 2 IN,FLNG |  |  | ADAPTER,PIPE;NOMINAL SIZE:2 IN,END CONNECTION:FLANGE,ADDITIONAL FEATURES EN:V PRESS, MP575 PXL,MNFR:01)MIMS,PTNO:01)151025 | EN_01)2 IN,EN_01)FLANGE,01)V PRESS, MP575 PXL,01)MIMS,01)151025 |  |  | MIMS | MIMS | 151025 | [5 empty] | URL Not Found | [10 empty] | Cleansed | 40171700 Pipe adapters | ADAPTER | PIPE | TYPE |  | NOMINAL SIZE | 2 IN | END CONNECTION | FLANGE X V PRESS | LENGTH |  | SCHEDULE/WALL THICKNESS |  | PRESSURE CLASS/RATING |  | MATERIAL |  | MATERIAL SPECIFICATION |  | COATING/FINISH |  | TEMPERATURE RATING |  | HAZARD CLASS |  | CERTIFICATION/STANDARD |  | ADDITIONAL FEATURES | MP575 PXL | [47 empty] | Production Completed
STP_009 - Lot4 | Data Enrichment | NGB | ok | 2023-07-21 | 2023-08-01 |  | 1278425 | 1278425 | EA | ADAPTER,PIPE;NOM 2 IN,FLNG |  |  | ADAPTER,PIPE;NOMINAL SIZE:2 IN,END CONNECTION:FLANGE,ADDITIONAL FEATURES EN:V PRESS, MP575 PXL,MNFR:01)MOUNT ISA MINING SUPPLIES P/L,PTNO:01)151025 | EN_01)2 IN,EN_01)FLANGE,01)V PRESS, MP575 PXL,01)MOUNT ISA MINING SUPPLIES P,01)151025 |  |  | MOUNT ISA MINING SUPPLIES P/L | MOUNT ISA MINING SUPPLIES P/L | 151025 | [5 empty] | URL Not Found | [10 empty] | Cleansed | 40171700 Pipe adapters | ADAPTER | PIPE | TYPE |  | NOMINAL SIZE | 2 IN | END CONNECTION | FLANGE | LENGTH |  | SCHEDULE/WALL THICKNESS |  | PRESSURE CLASS/RATING |  | MATERIAL |  | MATERIAL SPECIFICATION |  | COATING/FINISH |  | TEMPERATURE RATING |  | HAZARD CLASS |  | CERTIFICATION/STANDARD |  | ADDITIONAL FEATURES | V PRESS,MP575 PXL | [47 empty] | Production Completed
STP_009 - Lot4 | Data Enrichment | NGB | ok | 2023-07-21 | 2023-08-01 | Processed based on Websource, Conflict w.r.t Input | 1278463 | 1278463 | EA | ADAPTER,PIPE;NOM 25 MM,BSP,NO.7020 |  |  | ADAPTER,PIPE;NOMINAL SIZE:25 MM,END CONNECTION:BSP,ADDITIONAL FEATURES EN:NO.7020,MNFR:01)REECE PTY LTD,PTNO:01)1504630 | EN_01)25 MM,EN_01)BSP,01)NO.7020,01)REECE PTY LTD,01)1504630 |  |  | REECE PTY LTD | REECE PTY LTD | 1504630 |  |  | NO.7020 |  |  | https://www.reece.com.au/product/plasson-male-adaptor-no-7020-25mm-od-x-25mm-male-1504630?query=1504630 | [10 empty] | Enriched | 40141700 Hardware and fittings | ADAPTER | TUBE TO PIPE | TYPE |  | TUBE SIZE | 25 MM | PIPE SIZE | 25 MM | TUBE CONNECTION |  | PIPE CONNECTION | MBSP | LENGTH |  | SCHEDULE/WALL THICKNESS |  | PRESSURE CLASS/RATING |  | MATERIAL | POLYPROPYLENE | MATERIAL SPECIFICATION |  | COATING/FINISH |  | TEMPERATURE RATING |  | HAZARD CLASS |  | CERTIFICATION/STANDARD | ISO 14236,AS/NZS 4129,ISO 7/1,BS 21,DIN 2999,UNI 9561,NEN 3258,AS 1722,DIN 8076 | ADDITIONAL FEATURES | [44 empty] | Production Completed
STP_009 - Lot4 | Data Enrichment | NGB | ok | 2023-07-21 | 2023-08-01 | Processed based on Websource, Conflict w.r.t Input | 1289449 | 1289449 | EA | ADAPTER,PIPE;NOM 3/4 IN,14 BSP,SS316 |  |  | ADAPTER,PIPE;NOMINAL SIZE:3/4 IN,END CONNECTION:14 BSP,MATERIAL:STAINLESS STEEL 316,MNFR:01)PIRTEK,PTNO:01)AH12-12,MNFR:02)PIRTEK, PTNO:02)RI20-1 | EN_01)3/4 IN,EN_01)14 BSP,EN_01)STAINLESS STEEL 316,01)PIRTEK,02)PIRTEK,01)AH12-12,02)RI20-1 |  |  | PIRTEK ISA FLUID CONNECTIONS PTY LT | PIRTEK | AH12-12 |  | PIRTEK | RI20-1 |  |  | https://www.pirtek.com.au/-/media/feature/products/sect-d-adaptors-rev-g-hyperlinked.pdf | [10 empty] | Cleansed | 40173303 Stainless steel pipe nipple | ADAPTER | PIPE | TYPE | STRIAGHT | NOMINAL SIZE | 3/4 IN-14 TPI | END CONNECTION | MBSP | LENGTH | 47 MM | SCHEDULE/WALL THICKNESS |  | PRESSURE CLASS/RATING |  | MATERIAL | STAINLESS STEEL 316 | MATERIAL SPECIFICATION |  | COATING/FINISH |  | TEMPERATURE RATING |  | HAZARD CLASS |  | CERTIFICATION/STANDARD |  | ADDITIONAL FEATURES | [48 empty] | Production Completed
STP_009 - Lot4 | Data Enrichment | NGB | ok | 2023-07-21 | 2023-08-01 |  | 1278121 | 1278121 | EA | ADAPTER,PIPE;NOM 3/8 IN,19 FBSP |  |  | ADAPTER,PIPE;NOMINAL SIZE:3/8 IN,END CONNECTION:19 FBSP,MNFR:01)ATOM SUPPLY,PTNO:01)37408100 | EN_01)3/8 IN,EN_01)19 FBSP,01)ATOM SUPPLY,01)37408100 |  |  | ATOM SUPPLY | ATOM SUPPLY | 37408100 | [5 empty] | https://www.atom.com.au/male-sealing-air-hose-coupling-3-8-37408100 | [10 empty] | Enriched | 40141700 Hardware and fittings | ADAPTER | HOSE TO PIPE | TYPE | NON-SEALING | PIPE SIZE | 3/8 IN-19 TPI | HOSE SIZE |  | PIPE CONNECTION | FBSPT | HOSE CONNECTION |  | LENGTH |  | SCHEDULE/WALL THICKNESS |  | PRESSURE CLASS/RATING | 215 PSI | MATERIAL | BRASS | MATERIAL SPECIFICATION |  | COATING/FINISH | NICKEL PLATED | TEMPERATURE RATING |  | HAZARD CLASS |  | CERTIFICATION/STANDARD |  | ADDITIONAL FEATURES | [44 empty] | Production Completed
STP_009 - Lot4 | Data Enrichment | NGB | ok | 2023-07-21 | 2023-08-01 |  | 1233740 | 1233740 | EA | ADAPTER,PIPE;NOM 32 MM X 1 IN,PN 16,BAR |  |  | ADAPTER,PIPE;NOMINAL SIZE:32 MM X 1 IN,END CONNECTION:ELECTROFUSION TRANSITION X BSP,PRESSURE CLASS/RATING:PN 16,MATERIAL:PE100, ADDITIONAL FEATURES EN:BAR,MNFR:01)BUTLER,PTNO:01)4921025,MNFR:02)PLASSON,PTNO:02)SUND10 | EN_01)32 MM X 1 IN,EN_01)ELECTROFUSION TRANSITION,PN 16,EN_01)PE100,01)BAR,01)BUTLER,02)PLASSON,01)4921025,02)SUND10 |  |  | PLASSON | BUTLER AGENCIES PTY LTD | 4921025 |  | PLASSON | SUND10 |  |  | URL Not Found | [10 empty] | Cleansed | 40171700 Pipe adapters | ADAPTER | PIPE | TYPE |  | NOMINAL SIZE | 32 MM X 1 IN | END CONNECTION | ELECTROFUSION TRANSITION X BSP | LENGTH |  | SCHEDULE/WALL THICKNESS |  | PRESSURE CLASS/RATING | PN16 | MATERIAL | PE100 | MATERIAL SPECIFICATION |  | COATING/FINISH |  | TEMPERATURE RATING |  | HAZARD CLASS |  | CERTIFICATION/STANDARD |  | ADDITIONAL FEATURES | BAR | [47 empty] | Production Completed
STP_009 - Lot4 | Data Enrichment | NGB | ok | 2023-07-21 | 2023-08-01 |  | 1291830 | 1291830 | EA | ADAPTER,PIPE;NOM 63 MM X 2 IN,11 BSP |  |  | ADAPTER,PIPE;NOMINAL SIZE:63 MM X 2 IN,END CONNECTION:11 BSP,MNFR:01)BUTLER,PTNO:01)7020 63X2 | EN_01)63 MM X 2 IN,EN_01)11 BSP,01)BUTLER,01)7020 63X2 |  |  | BUTLER | BUTLER AGENCIES PTY LTD | 7020 63X2 | PLASSON |  |  |  |  | https://www.pipewarehouseuk.com/store/63mm-x-2-Plasson%C2%AE-Metric-x-M-BSP-Adaptor-7020-p541892331 | [10 empty] | Enriched | 40171700 Pipe adapters | ADAPTER | PIPE | TYPE |  | NOMINAL SIZE | 63 MM X 2 IN-11 TPI | END CONNECTION | MBSPT | LENGTH | 154 MM | SCHEDULE/WALL THICKNESS |  | PRESSURE CLASS/RATING | 16 BAR | MATERIAL | POLYPROPYLENE | MATERIAL SPECIFICATION |  | COATING/FINISH |  | TEMPERATURE RATING |  | HAZARD CLASS |  | CERTIFICATION/STANDARD |  | ADDITIONAL FEATURES | [48 empty] | Production Completed
STP_009 - Lot4 | Data Enrichment | NGB | ok | 2023-07-21 | 2023-08-01 |  | 1278078 | 1278078 | EA | ADAPTER,PIPE;NOM 80 MM,FLANGE TABLE E,SS |  |  | ADAPTER,PIPE;NOMINAL SIZE:80 MM,END CONNECTION:FLANGE TABLE E,MATERIAL:STAINLESS STEEL,ADDITIONAL FEATURES EN:76 MM, KP,MNFR:01) KEM | EN_01)80 MM,EN_01)FLANGE TABLE E,EN_01)STAINLESS STEEL,01)76 MM, KP,01)KEMBLA WIRE & ROD,01)X97716 |  |  | KEM | KEMBLA WIRE & ROD | X97716 | [5 empty] | https://www.kembla.com/wp-content/uploads/2020/08/KemPress-AS3688-Watermark-Certificate-of-Conformity-23087-2019.pdf | [9 empty] | KP | Cleansed | 40171707 Stainless steel pipe adapter | ADAPTER | PIPE | TYPE |  | NOMINAL SIZE | 80 MM | END CONNECTION | FLANGE TABLE E | LENGTH |  | SCHEDULE/WALL THICKNESS |  | PRESSURE CLASS/RATING |  | MATERIAL | STAINLESS STEEL | MATERIAL SPECIFICATION |  | COATING/FINISH |  | TEMPERATURE RATING |  | HAZARD CLASS |  | CERTIFICATION/STANDARD |  | ADDITIONAL FEATURES | SIZE:76 MM | [47 empty] | Production Completed
STP_009 - Lot4 | Data Enrichment | NGB | ok | 2023-07-21 | 2023-08-01 |  | 1278325 | 1278325 | EA | ADAPTER,PIPE;NPTF FEM X NPTF FEM |  |  | ADAPTER,PIPE;ADDITIONAL FEATURES EN:NPTF FEM X NPTF FEM,MNFR:01)ISA FLUID CONNECTIONS PTY LTD,PTNO:01)V-24-24 | 01)NPTF FEM X NPTF FEM,01)ISA FLUID CONNECTIONS PTY L,01)V-24-24 |  |  | ISA FLUID CONNECTIONS PTY LTD | ISA FLUID CONNECTIONS PTY LTD | V-24-24 | [5 empty] | URL Not Found | [10 empty] | Cleansed | 40171700 Pipe adapters | ADAPTER | PIPE | TYPE |  | NOMINAL SIZE |  | END CONNECTION | FNPTF X FNPTF | LENGTH |  | SCHEDULE/WALL THICKNESS |  | PRESSURE CLASS/RATING |  | MATERIAL |  | MATERIAL SPECIFICATION |  | COATING/FINISH |  | TEMPERATURE RATING |  | HAZARD CLASS |  | CERTIFICATION/STANDARD |  | ADDITIONAL FEATURES | [48 empty] | Production Completed
STP_009 - Lot4 | Data Enrichment | NGB | ok | 2023-07-21 | 2023-08-01 |  | 1278275 | 1278275 | EA | ADAPTER,PIPE;PRESS VALVE SOCKET,PVC |  |  | ADAPTER,PIPE;TYPE:PRESS VALVE SOCKET,MATERIAL:PVC,ADDITIONAL FEATURES EN:17, 15P X 15MI,MNFR:01)REECE PTY LTD,PTNO:01)1502400 | PRESS VALVE SOCKET,EN_01)PVC,01)17, 15P X 15MI,01)REECE PTY LTD,01)1502400 |  |  | REECE PTY LTD | REECE PTY LTD | 1502400 |  |  | 17 |  |  | https://www.reece.com.au/product/pvc-pressure-valve-socket-17-15p-x-15mm-male-1502400?query=1502400 | [10 empty] | Cleansed | 40171700 Pipe adapters | ADAPTER | PIPE | TYPE | PRESSURE VALVE SOCKET | NOMINAL SIZE | 15X15 MM | END CONNECTION |  | LENGTH |  | SCHEDULE/WALL THICKNESS |  | PRESSURE CLASS/RATING |  | MATERIAL | PVC | MATERIAL SPECIFICATION |  | COATING/FINISH |  | TEMPERATURE RATING |  | HAZARD CLASS |  | CERTIFICATION/STANDARD |  | ADDITIONAL FEATURES | [48 empty] | Production Completed
STP_009 - Lot4 | Data Enrichment | NGB | ok | 2023-07-21 | 2023-08-01 |  | 1317735 | 1317735 | EA | ADAPTER,PIPE;REDUCER SOCKET,150 PSI |  |  | ADAPTER,PIPE;TYPE:REDUCER SOCKET,NOMINAL SIZE:1-1/4 X 3/4 IN,END CONNECTION:11 FBSP X 14 BSP,PRESSURE CLASS/RATING:150 PSI, MATERIAL:MALLEABLE IRON GALVANIZED,MATERIAL SPECIFICATION:ISO 5922,ADDITIONAL FEATURES EN:32 MM-FBSP X 20MM-FBSP,MNFR:01)MRCGLOB, PTNO:01)1000015273 | REDUCER SOCKET,EN_01)1-1/4 X 3/4 IN,EN_01)11 FBSP X 14 BSP,150 PSI,EN_01)MALLEABLE IRON GALVANIZE,ISO 5922,01)32 MM-FBSP X 20MM-FBSP,01)MRCGLOB,01)1000015273 |  |  | MRCGLOB | MRC GLOBAL | 1000015273 | [5 empty] | URL Not Found | [10 empty] | Cleansed | 40171706 Malleable iron pipe adapter | ADAPTER | PIPE | TYPE | REDUCER SOCKET | NOMINAL SIZE | 1-1/4 IN-11 TPI X 3/4 IN-14 TPI | END CONNECTION | FBSP X FBSP | LENGTH |  | SCHEDULE/WALL THICKNESS |  | PRESSURE CLASS/RATING | 150 PSI | MATERIAL | MALLEABLE IRON | MATERIAL SPECIFICATION | ISO 5922 | COATING/FINISH | GALVANIZED | TEMPERATURE RATING |  | HAZARD CLASS |  | CERTIFICATION/STANDARD |  | ADDITIONAL FEATURES | [48 empty] | Production Completed
STP_009 - Lot4 | Data Enrichment | NGB | ok | 2023-07-21 | 2023-08-01 |  | 1289176 | 1289176 | EA | ADAPTER,PIPE;REDUCER, PARALLEL,40 BAR |  |  | ADAPTER,PIPE;TYPE:REDUCER, PARALLEL,NOMINAL SIZE:G3/8 X G1/4 IN,END CONNECTION:19 BSPP X 19 FBSPP,PRESSURE CLASS/RATING:40 BAR, MATERIAL:BRASS,COATING/FINISH:NICKEL PLATED,ADDITIONAL FEATURES EN:SERIES NO: 2531,MNFR:01)OUTOKUMP,PTNO:01)536846 | REDUCER, PARALLEL,EN_01)G3/8 X G1/4 IN,EN_01)19 BSPP X 19 FBSPP,40 BAR,EN_01)BRASS,NICKEL PLATED,01)SERIES NO: 2531,01)OUTOKUMP,01)536846 |  |  | OUTOKUMP | OUTOKUMPU | 536846 | [5 empty] | URL Not Found | [10 empty] | Cleansed | 40171701 Brass pipe adapter | ADAPTER | PIPE | TYPE | REDUCER,PARALLEL | NOMINAL SIZE | 3/8 IN-19 TPI X 1/4 IN-19 TPI | END CONNECTION | BSPP X FBSPP | LENGTH |  | SCHEDULE/WALL THICKNESS |  | PRESSURE CLASS/RATING | 40 BAR | MATERIAL | BRASS | MATERIAL SPECIFICATION |  | COATING/FINISH | NICKEL PLATED | TEMPERATURE RATING |  | HAZARD CLASS |  | CERTIFICATION/STANDARD |  | ADDITIONAL FEATURES | SERIES NO:2531 | [47 empty] | Production Completed
STP_009 - Lot4 | Data Enrichment | NGB | ok | 2023-07-21 | 2023-08-01 |  | 1289345 | 1289345 | EA | ADAPTER,PIPE;REDUCER, PARALLEL,40 BAR |  |  | ADAPTER,PIPE;TYPE:REDUCER, PARALLEL,NOMINAL SIZE:G1/2 X G3/8 IN,END CONNECTION:14 BSPP X 19 FBSPP,PRESSURE CLASS/RATING:40 BAR, MATERIAL:BRASS,COATING/FINISH:NICKEL PLATED,ADDITIONAL FEATURES EN:SERIES NO: 2531,MNFR:01)OUTOKUMP,PTNO:01)536848 | REDUCER, PARALLEL,EN_01)G1/2 X G3/8 IN,EN_01)14 BSPP X 19 FBSPP,40 BAR,EN_01)BRASS,NICKEL PLATED,01)SERIES NO: 2531,01)OUTOKUMP,01)536848 |  |  | OUTOKUMP | OUTOKUMPU | 536848 | [5 empty] | URL Not Found | [10 empty] | Cleansed | 40171701 Brass pipe adapter | ADAPTER | PIPE | TYPE | REDUCER,PARALLEL | NOMINAL SIZE | 1/2 IN-14 TPI X 3/8 IN-19 TPI | END CONNECTION | BSPP X FBSPP | LENGTH |  | SCHEDULE/WALL THICKNESS |  | PRESSURE CLASS/RATING | 40 BAR | MATERIAL | BRASS | MATERIAL SPECIFICATION |  | COATING/FINISH | NICKEL PLATED | TEMPERATURE RATING |  | HAZARD CLASS |  | CERTIFICATION/STANDARD |  | ADDITIONAL FEATURES | SERIES NO:2531 | [47 empty] | Production Completed
STP_009 - Lot4 | Data Enrichment | NGB | ok | 2023-07-21 | 2023-08-01 | Processed based on Websource, Conflict w.r.t Input | 1232449 | 1232449 | EA | ADAPTER,PIPE;REDUCER, STRAIGHT, HEXAGON |  |  | ADAPTER,PIPE;TYPE:REDUCER, STRAIGHT, HEXAGON,NOMINAL SIZE:1 X 3/8 IN,END CONNECTION:12UNF X 19BSP,LENGTH:43 MM,MATERIAL:STEEL, ADDITIONAL FEATURES EN:FITTING,LUBRICATION: NIPPLE, FACE SEAL,MNFR:01)ISADRAUL,PTNO:01)10-6F42EDMLOS | REDUCER, STRAIGHT, HEXAGON,EN_01)1 X 3/8 IN,EN_01)12UNF X 19BSP,43 MM,EN_01)STEEL,01)FITTING,LUBRICATION: NIPPLE,01)ISADRAUL,01)10-6F42EDMLOS |  |  | ISADRAUL | ISADRAUL | 10-6F42EDMLOS | PARKER HANNIFIN |  |  |  |  | https://www.parker.com/parkerimages/euro_tfd/cat/english/Katalog%20PDFs/O-LOK/Tube%20to%20BSPP/F42EDMLO.pdf | [10 empty] | Enriched | 40141700 Hardware and fittings | ADAPTER | TUBE TO PIPE | TYPE | REDUCER,STRAIGHT,HEXAGON | TUBE SIZE | 1 IN-14 TPI | PIPE SIZE | 3/8 IN-19 TPI | TUBE CONNECTION | O-RING FACE SEAL | PIPE CONNECTION | MBSPP | LENGTH | 43 MM | SCHEDULE/WALL THICKNESS |  | PRESSURE CLASS/RATING | 420 BAR | MATERIAL | STEEL | MATERIAL SPECIFICATION |  | COATING/FINISH |  | TEMPERATURE RATING |  | HAZARD CLASS |  | CERTIFICATION/STANDARD | ISO 1179 | ADDITIONAL FEATURES | LUBRICATION:NIPPLE | [43 empty] | Production Completed
STP_009 - Lot4 | Data Enrichment | NGB | ok | 2023-07-21 | 2023-08-01 | Processed based on Websource, Conflict w.r.t Input | 1354607 | 1354607 | EA | ADAPTER,PIPE;REDUCER, STRAIGHT, HEXAGON |  |  | ADAPTER,PIPE;TYPE:REDUCER, STRAIGHT, HEXAGON,NOMINAL SIZE:1-3/16 X 1/2 IN,END CONNECTION:12UNF X 14BSP,LENGTH:49 MM,PRESSURE CLASS/RATING:420 BAR,MATERIAL:STEEL,ADDITIONAL FEATURES EN:FITTING,LUBRICATION: NIPPLE, O RING FACE SEAL,MNFR:01)ISADRAUL,PTNO:01) 12-8F42EDMLOS | REDUCER, STRAIGHT, HEXAGON,EN_01)1-3/16 X 1/2 IN,EN_01)12UNF X 14BSP,49 MM,420 BAR,EN_01)STEEL,01)FITTING,LUBRICATION: NIPPLE,01)ISADRAUL,01)12-8F42EDMLOS |  |  | ISADRAUL | ISADRAUL | 12-8F42EDMLOS | PARKER HANNIFIN |  |  |  |  | https://www.parker.com/parkerimages/euro_tfd/cat/english/Katalog%20PDFs/O-LOK/Tube%20to%20BSPP/F42EDMLO.pdf | [10 empty] | Enriched | 40141700 Hardware and fittings | ADAPTER | TUBE TO PIPE | TYPE | REDUCER,STRAIGHT,HEXAGON | TUBE SIZE | 1-3/16 IN-12 TPI | PIPE SIZE | 1/2 IN-14 TPI | TUBE CONNECTION | O-RING FACE SEAL | PIPE CONNECTION | MBSPP | LENGTH | 49 MM | SCHEDULE/WALL THICKNESS |  | PRESSURE CLASS/RATING | 420 BAR | MATERIAL | STEEL | MATERIAL SPECIFICATION |  | COATING/FINISH |  | TEMPERATURE RATING |  | HAZARD CLASS |  | CERTIFICATION/STANDARD | ISO 1179 | ADDITIONAL FEATURES | LUBRICATION:NIPPLE | [43 empty] | Production Completed
STP_009 - Lot4 | Data Enrichment | NGB | ok | 2023-07-21 | 2023-08-01 | Processed based on Websource, Conflict w.r.t Input | 1347838 | 1347838 | EA | ADAPTER,PIPE;REDUCER, STRAIGHT, HEXAGON |  |  | ADAPTER,PIPE;TYPE:REDUCER, STRAIGHT, HEXAGON,NOMINAL SIZE:1 X 1/2 IN,END CONNECTION:12UNF X 14BSP,LENGTH:41 MM,MATERIAL:STEEL, ADDITIONAL FEATURES EN:FITTING,LUBRICATION: NIPPLE, O RING FACE SEAL,MNFR:01)ISADRAUL,PTNO:01)10F42EDMLOS | REDUCER, STRAIGHT, HEXAGON,EN_01)1 X 1/2 IN,EN_01)12UNF X 14BSP,41 MM,EN_01)STEEL,01)FITTING,LUBRICATION: NIPPLE,01)ISADRAUL,01)10F42EDMLOS |  |  | ISADRAUL | ISADRAUL | 10F42EDMLOS | PARKER HANNIFIN |  |  |  |  | https://www.parker.com/parkerimages/euro_tfd/cat/english/Katalog%20PDFs/O-LOK/Tube%20to%20BSPP/F42EDMLO.pdf | [10 empty] | Enriched | 40141700 Hardware and fittings | ADAPTER | TUBE TO PIPE | TYPE | REDUCER,STRAIGHT,HEXAGON | TUBE SIZE | 1 IN-14 TPI | PIPE SIZE | 1/2 IN-14 TPI | TUBE CONNECTION | O-RING FACE SEAL | PIPE CONNECTION | MBSPP | LENGTH | 41 MM | SCHEDULE/WALL THICKNESS |  | PRESSURE CLASS/RATING | 420 BAR | MATERIAL | STEEL | MATERIAL SPECIFICATION |  | COATING/FINISH |  | TEMPERATURE RATING |  | HAZARD CLASS |  | CERTIFICATION/STANDARD | ISO 1179 | ADDITIONAL FEATURES | LUBRICATION:NIPPLE | [43 empty] | Production Completed
STP_009 - Lot4 | Data Enrichment | NGB | ok | 2023-07-21 | 2023-08-01 |  | 1289177 | 1289177 | EA | ADAPTER,PIPE;REDUCER, TAPER,BRS |  |  | ADAPTER,PIPE;TYPE:REDUCER, TAPER,NOMINAL SIZE:R1/2 X G1/4 IN,END CONNECTION:14 BSPT X 19 FBSPP,MATERIAL:BRASS,ADDITIONAL FEATURES EN:SERIES NO: 2530,MNFR:01)OUTOKUMP,PTNO:01)536862 | REDUCER, TAPER,EN_01)R1/2 X G1/4 IN,EN_01)14 BSPT X 19 FBSPP,EN_01)BRASS,01)SERIES NO: 2530,01)OUTOKUMP,01)536862 |  |  | OUTOKUMP | OUTOKUMPU | 536862 | [5 empty] | URL Not Found | [10 empty] | Cleansed | 40171701 Brass pipe adapter | ADAPTER | PIPE | TYPE | REDUCER,TAPER | NOMINAL SIZE | 1/2 IN-14 TPI X 1/4 IN-19 TPI | END CONNECTION | BSPT X FBSPP | LENGTH |  | SCHEDULE/WALL THICKNESS |  | PRESSURE CLASS/RATING |  | MATERIAL | BRASS | MATERIAL SPECIFICATION |  | COATING/FINISH |  | TEMPERATURE RATING |  | HAZARD CLASS |  | CERTIFICATION/STANDARD |  | ADDITIONAL FEATURES | SERIES NO:2530 | [47 empty] | Production Completed
STP_009 - Lot4 | Data Enrichment | NGB | ok | 2023-07-21 | 2023-08-01 |  | 1366071 | 1366071 | EA | ADAPTER,PIPE;REDUCER,11BSPT X 11FBSPT |  |  | ADAPTER,PIPE;TYPE:REDUCER,NOMINAL SIZE:1-1/2 X 1-1/4 IN,END CONNECTION:11BSPT X 11FBSPT,ADDITIONAL FEATURES EN:BUSHING,MNFR:01) ENZED,PTNO:01)1 1/2X1 1/4FG33MS | REDUCER,EN_01)1-1/2 X 1-1/4 IN,EN_01)11BSPT X 11FBSPT,01)BUSHING,01)ENZED,01)1 1/2X1 1/4FG33MS |  |  | ENZED | ENZED | 1 1/2X1 1/4FG33MS | [5 empty] | URL Not Found | [10 empty] | Cleansed | 40171700 Pipe adapters | ADAPTER | PIPE | TYPE | REDUCER | NOMINAL SIZE | 1-1/2 IN-11 TPI X 1-1/4 IN-11 TPI | END CONNECTION | BSPT X FBSPT | LENGTH |  | SCHEDULE/WALL THICKNESS |  | PRESSURE CLASS/RATING |  | MATERIAL |  | MATERIAL SPECIFICATION |  | COATING/FINISH |  | TEMPERATURE RATING |  | HAZARD CLASS |  | CERTIFICATION/STANDARD |  | ADDITIONAL FEATURES | BUSHING | [47 empty] | Production Completed
STP_009 - Lot4 | Data Enrichment | NGB | ok | 2023-07-21 | 2023-08-01 |  | 1301060 | 1301060 | EA | ADAPTER,PIPE;REDUCER,2450 KPA,MI,AS 3673 |  |  | ADAPTER,PIPE;TYPE:REDUCER,PRESSURE CLASS/RATING:2450 KPA,MATERIAL:MALLEABLE IRON,COATING/FINISH:GALVANIZED,CERTIFICATION/STANDARD: AS 3673,ADDITIONAL FEATURES EN:BUSHING, 20MM M.BSP X 8MM F.BSP,MNFR:01)MRCGLOB,PTNO:01)1000015210 | REDUCER,2450 KPA,EN_01)MALLEABLE IRON,GALVANIZED,EN_01)AS 3673,01)BUSHING, 20MM M.BSP X 8MM F,01)MRCGLOB,01)1000015210 |  |  | MRCGLOB | MRC GLOBAL | 1000015210 | [5 empty] | URL Not Found | [10 empty] | Cleansed | 40171706 Malleable iron pipe adapter | ADAPTER | PIPE | TYPE | REDUCER | NOMINAL SIZE | 20X8 MM | END CONNECTION | MBSP X FBSP | LENGTH |  | SCHEDULE/WALL THICKNESS |  | PRESSURE CLASS/RATING | 2450 KPA | MATERIAL | MALLEABLE IRON | MATERIAL SPECIFICATION |  | COATING/FINISH | GALVANIZED | TEMPERATURE RATING |  | HAZARD CLASS |  | CERTIFICATION/STANDARD | AS 3673 | ADDITIONAL FEATURES | BUSHING | [47 empty] | Production Completed
STP_009 - Lot4 | Data Enrichment | NGB | ok | 2023-07-21 | 2023-08-01 |  | 1301061 | 1301061 | EA | ADAPTER,PIPE;REDUCER,2450 KPA,MI,AS 3673 |  |  | ADAPTER,PIPE;TYPE:REDUCER,PRESSURE CLASS/RATING:2450 KPA,MATERIAL:MALLEABLE IRON,COATING/FINISH:GALVANIZED,CERTIFICATION/STANDARD: AS 3673,ADDITIONAL FEATURES EN:BUSHING,15MM M.BSP X 8MM F.BSP,MNFR:01)MRCGLOB,PTNO:01)1000015209 | REDUCER,2450 KPA,EN_01)MALLEABLE IRON,GALVANIZED,EN_01)AS 3673,01)BUSHING,15MM M.BSP X 8MM F.,01)MRCGLOB,01)1000015209 |  |  | MRCGLOB | MRC GLOBAL | 1000015209 | [5 empty] | URL Not Found | [10 empty] | Cleansed | 40171706 Malleable iron pipe adapter | ADAPTER | PIPE | TYPE | REDUCER | NOMINAL SIZE | 15X8 MM | END CONNECTION | MBSP X FBSP | LENGTH |  | SCHEDULE/WALL THICKNESS |  | PRESSURE CLASS/RATING | 2450 KPA | MATERIAL | MALLEABLE IRON | MATERIAL SPECIFICATION |  | COATING/FINISH | GALVANIZED | TEMPERATURE RATING |  | HAZARD CLASS |  | CERTIFICATION/STANDARD | AS 3673 | ADDITIONAL FEATURES | BUSHING | [47 empty] | Production Completed
STP_009 - Lot4 | Data Enrichment | NGB | ok | 2023-07-21 | 2023-08-01 | Processed based on Websource, Conflict w.r.t Input | 1278302 | 1278302 | EA | ADAPTER,PIPE;REDUCER,BSP X COMPRESSION |  |  | ADAPTER,PIPE;TYPE:REDUCER,END CONNECTION:BSP X COMPRESSION,LENGTH:94 MM,PRESSURE CLASS/RATING:PN 16,MATERIAL:PP,ADDITIONAL FEATURES EN:25 MM X 1/2 IN,MNFR:01)MOUNT ISA MINING SUPPLIES P/L,PTNO:01)7020024 | REDUCER,EN_01)BSP X COMPRESSION,94 MM,PN 16,EN_01)PP,01)25 MM X 1/2 IN,01)MOUNT ISA MINING SUPPLIES P,01)7020024 |  |  | MOUNT ISA MINING SUPPLIES P/L | MOUNT ISA MINING SUPPLIES P/L | 7020024 | PLASSON |  |  |  |  | http://www.plassonhq.com/catalogue/product/8557 | https://www.blackwoods.com.au/pipe-tube-fittings/poly-pipe-fittings-metric/adapter/plasson-adaptor-male-bsp-polypropeylene-25mm-1-2inch-7020024/p/02637775 | [9 empty] | Enriched | 40141700 Hardware and fittings | ADAPTER | TUBE TO PIPE | TYPE |  | TUBE SIZE | 25 MM | PIPE SIZE | 1/2 IN | TUBE CONNECTION | COMPRESSION | PIPE CONNECTION | MBSP | LENGTH | 94 MM | SCHEDULE/WALL THICKNESS |  | PRESSURE CLASS/RATING | PN16 | MATERIAL | POLYPROPYLENE | MATERIAL SPECIFICATION |  | COATING/FINISH |  | TEMPERATURE RATING |  | HAZARD CLASS |  | CERTIFICATION/STANDARD |  | ADDITIONAL FEATURES | [44 empty] | Production Completed
STP_009 - Lot4 | Data Enrichment | NGB | ok | 2023-07-21 | 2023-08-01 |  | 1291957 | 1291957 | EA | ADAPTER,PIPE;REDUCER,NOM 1 X 1/2 IN,STL |  |  | ADAPTER,PIPE;TYPE:REDUCER,NOMINAL SIZE:1 X 1/2 IN,END CONNECTION:11BSPT X 14FBSPT,MATERIAL:STEEL,ADDITIONAL FEATURES EN:HEX GRIP 1.48 IN LOA,MNFR:01)HYDRLINK,PTNO:01)A-E-1608 | REDUCER,EN_01)1 X 1/2 IN,EN_01)11BSPT X 14FBSPT,EN_01)STEEL,01)HEX GRIP 1.48 IN LOA,01)HYDRLINK,01)A-E-1608 |  |  | HYDRLINK | HYDRAULINK | A-E-1608 | [5 empty] | URL Not Found | [10 empty] | Cleansed | 40171700 Pipe adapters | ADAPTER | PIPE | TYPE | REDUCER,HEX GRIP | NOMINAL SIZE | 1 IN-11 TPI X 1/2 IN-14 TPI | END CONNECTION | BSPT X FBSPT | LENGTH | 1-31/64 IN | SCHEDULE/WALL THICKNESS |  | PRESSURE CLASS/RATING |  | MATERIAL | STEEL | MATERIAL SPECIFICATION |  | COATING/FINISH |  | TEMPERATURE RATING |  | HAZARD CLASS |  | CERTIFICATION/STANDARD |  | ADDITIONAL FEATURES | [48 empty] | Production Completed
STP_009 - Lot4 | Data Enrichment | NGB | ok | 2023-07-21 | 2023-08-01 |  | 1291559 | 1291559 | EA | ADAPTER,PIPE;REDUCER,NOM 1/2 X 1/4 IN |  |  | ADAPTER,PIPE;TYPE:REDUCER,NOMINAL SIZE:1/2 X 1/4 IN,END CONNECTION:14BSPT X FBSPT,MATERIAL:BRASS,ADDITIONAL FEATURES EN:TURNER NO. 24,MNFR:01)MRCGLOB,PTNO:01)1000341665 | REDUCER,EN_01)1/2 X 1/4 IN,EN_01)14BSPT X FBSPT,EN_01)BRASS,01)TURNER NO.24,01)MRCGLOB,01)1000341665 |  |  | MRCGLOB | MRC GLOBAL | 1000341665 | [5 empty] | URL Not Found | [10 empty] | Cleansed | 40171701 Brass pipe adapter | ADAPTER | PIPE | TYPE | REDUCER | NOMINAL SIZE | 1/2 IN-14 TPI X 1/4 IN | END CONNECTION | BSPT X FBSPT | LENGTH |  | SCHEDULE/WALL THICKNESS |  | PRESSURE CLASS/RATING |  | MATERIAL | BRASS | MATERIAL SPECIFICATION |  | COATING/FINISH |  | TEMPERATURE RATING |  | HAZARD CLASS |  | CERTIFICATION/STANDARD |  | ADDITIONAL FEATURES | TURNER NO.24 | [47 empty] | Production Completed
STP_009 - Lot4 | Data Enrichment | NGB | ok | 2023-07-21 | 2023-08-01 |  | 1317429 | 1317429 | EA | ADAPTER,PIPE;REDUCER,NOM 1/4 X 1/8 IN |  |  | ADAPTER,PIPE;TYPE:REDUCER,NOMINAL SIZE:1/4 X 1/8 IN,END CONNECTION:19BSPT X 28FBSPT,MATERIAL:BRASS,ADDITIONAL FEATURES EN:TURNER NO.24,MNFR:01)MRCGLOB,PTNO:01)1000341664 | REDUCER,EN_01)1/4 X 1/8 IN,EN_01)19BSPT X 28FBSPT,EN_01)BRASS,01)TURNER NO.24,01)MRCGLOB,01)1000341664 |  |  | MRCGLOB | MRC GLOBAL | 1000341664 | [5 empty] | URL Not Found | [10 empty] | Cleansed | 40171701 Brass pipe adapter | ADAPTER | PIPE | TYPE | REDUCER | NOMINAL SIZE | 1/4 IN-19 TPI X 1/8 IN-28 TPI | END CONNECTION | BSPT X FBSPT | LENGTH |  | SCHEDULE/WALL THICKNESS |  | PRESSURE CLASS/RATING |  | MATERIAL | BRASS | MATERIAL SPECIFICATION |  | COATING/FINISH |  | TEMPERATURE RATING |  | HAZARD CLASS |  | CERTIFICATION/STANDARD |  | ADDITIONAL FEATURES | TURNER NO.24 | [47 empty] | Production Completed
STP_009 - Lot4 | Data Enrichment | NGB | ok | 2023-07-21 | 2023-08-01 |  | 1366072 | 1366072 | EA | ADAPTER,PIPE;REDUCER,NOM 1-1/2 X 1 IN |  |  | ADAPTER,PIPE;TYPE:REDUCER,NOMINAL SIZE:1-1/2 X 1 IN,END CONNECTION:11BSPT X 11FBSPT,ADDITIONAL FEATURES EN:BUSHING,MNFR:01)ENZED, PTNO:01)1 1/2X1FG33MS | REDUCER,EN_01)1-1/2 X 1 IN,EN_01)11BSPT X 11FBSPT,01)BUSHING,01)ENZED,01)1 1/2X1FG33MS |  |  | Enzed Mount Isa(RKM Investments) | ENZED | 1 1/2X1FG33MS | [5 empty] | URL Not Found | [10 empty] | Cleansed | 40171700 Pipe adapters | ADAPTER | PIPE | TYPE | REDUCER | NOMINAL SIZE | 1-1/2 IN-11 TPI X 1 IN-11 TPI | END CONNECTION | BSPT X FBSPT | LENGTH |  | SCHEDULE/WALL THICKNESS |  | PRESSURE CLASS/RATING |  | MATERIAL |  | MATERIAL SPECIFICATION |  | COATING/FINISH |  | TEMPERATURE RATING |  | HAZARD CLASS |  | CERTIFICATION/STANDARD |  | ADDITIONAL FEATURES | BUSHING | [47 empty] | Production Completed
STP_009 - Lot4 | Data Enrichment | NGB | ok | 2023-07-21 | 2023-08-01 | Processed based on Websource, Conflict w.r.t Input | 1301058 | 1301058 | EA | ADAPTER,PIPE;REDUCER,NOM 1-1/2 X 1/2 IN |  |  | ADAPTER,PIPE;TYPE:REDUCER,NOMINAL SIZE:1-1/2 X 1/2 IN,END CONNECTION:11BSP X 14FBSP,PRESSURE CLASS/RATING:150 PSI,MATERIAL: MALLEABLE IRON,COATING/FINISH:GALVANIZED,ADDITIONAL FEATURES EN:BUSHING 40NB TO 15NB,MNFR:01)MRCGLOB,PTNO:01)1000001904,MNFR:02) TUBEMAKR,PTNO:02)FMG-BUS-40-15 | REDUCER,EN_01)1-1/2 X 1/2 IN,EN_01)11BSP X 14FBSP,150 PSI,EN_01)MALLEABLE IRON,GALVANIZED,01)BUSHING 40NB TO 15NB,01)MRCGLOB,02)TUBEMAKR,01)1000001904,02)FMG-BUS-40-15 |  |  | TUBEMAKR | TUBEMAKR | FMG-BUS-40-15 | DIXON VALVE & COUPLING COMPANY | MRC GLOBAL | 1000001904 |  |  | https://www.aimsindustrial.com.au/assets/tds/A0069510.pdf | [10 empty] | Enriched | 40172306 Malleable iron pipe bushing | BUSHING | PIPE | TYPE | SCREWED REDUCING | NOMINAL SIZE | 1-1/2 IN X 1/2 IN | END CONNECTION | MBSP X FBSP | LENGTH |  | SCHEDULE/WALL THICKNESS |  | PRESSURE CLASS/RATING | 150 PSI | MATERIAL | MALLEABLE IRON | COATING/FINISH | GALVANIZED | HAZARD CLASS |  | CERTIFICATION/STANDARD |  | ADDITIONAL FEATURES | [52 empty] | Production Completed
STP_009 - Lot4 | Data Enrichment | NGB | ok | 2023-07-21 | 2023-08-01 |  | 1365117 | 1365117 | EA | ADAPTER,PIPE;REDUCER,NOM 3/4 X 1/4 IN |  |  | ADAPTER,PIPE;TYPE:REDUCER,NOMINAL SIZE:3/4 X 1/4 IN,END CONNECTION:14BSPT X 19FBSPT,ADDITIONAL FEATURES EN:BUSHING SAE O-RING, MNFR:01)ENZED,PTNO:01)8-4F5OHMG3S | REDUCER,EN_01)3/4 X 1/4 IN,EN_01)14BSPT X 19FBSPT,01)BUSHING SAE O-RING,01)ENZED,01)8-4F5OHMG3S |  |  | Enzed Mount Isa(RKM Investments) | ENZED | 8-4F5OHMG3S | [5 empty] | URL Not Found | [10 empty] | Cleansed | 40171700 Pipe adapters | ADAPTER | PIPE | TYPE | REDUCER | NOMINAL SIZE | 3/4 IN-14 TPI X 1/4 IN-19 TPI | END CONNECTION | BSPT X FBSPT | LENGTH |  | SCHEDULE/WALL THICKNESS |  | PRESSURE CLASS/RATING |  | MATERIAL |  | MATERIAL SPECIFICATION |  | COATING/FINISH |  | TEMPERATURE RATING |  | HAZARD CLASS |  | CERTIFICATION/STANDARD |  | ADDITIONAL FEATURES | BUSHING SAE O-RING | [47 empty] | Production Completed
STP_009 - Lot4 | Data Enrichment | NGB | ok | 2023-07-21 | 2023-08-01 |  | 1317554 | 1317554 | EA | ADAPTER,PIPE;REDUCER,NOM 50 X 32 MM,STL |  |  | ADAPTER,PIPE;TYPE:REDUCER,NOMINAL SIZE:50 X 32 MM,END CONNECTION:BSP X FBSP,MATERIAL:STEEL,COATING/FINISH:BLACK,ADDITIONAL FEATURES EN:BUSHING HEX,MNFR:01)MRCGLOB,PTNO:01)1000007454 | REDUCER,EN_01)50 X 32 MM,EN_01)BSP X FBSP,EN_01)STEEL,BLACK,01)BUSHING HEX,01)MRCGLOB,01)1000007454 |  |  | MRCGLOB | MRC GLOBAL | 1000007454 | [5 empty] | URL Not Found | [10 empty] | Cleansed | 40171700 Pipe adapters | ADAPTER | PIPE | TYPE | REDUCER | NOMINAL SIZE | 50X32 MM | END CONNECTION | BSP X FBSP | LENGTH |  | SCHEDULE/WALL THICKNESS |  | PRESSURE CLASS/RATING |  | MATERIAL | STEEL | MATERIAL SPECIFICATION |  | COATING/FINISH | BLACK | TEMPERATURE RATING |  | HAZARD CLASS |  | CERTIFICATION/STANDARD |  | ADDITIONAL FEATURES | HEX BUSHING | [47 empty] | Production Completed
STP_009 - Lot4 | Data Enrichment | NGB | ok | 2023-07-21 | 2023-08-01 |  | 1233615 | 1233615 | EA | ADAPTER,PIPE;STRAIGHT,NOM 2 IN,11F BSP |  |  | ADAPTER,PIPE;TYPE:STRAIGHT,NOMINAL SIZE:2 IN,END CONNECTION:11F BSP,ADDITIONAL FEATURES EN:TO HOSE, THREADED ADAPTOR,MNFR:01)MIMS, PTNO:01)MFP5790060000002 | STRAIGHT,EN_01)2 IN,EN_01)11F BSP,01)TO HOSE, THREADED ADAPTOR,01)MIMS,01)MFP5790060000002 |  |  | MIMS | MIMS | MFP5790060000002 | [5 empty] | URL Not Found | [10 empty] | Cleansed | 40171700 Pipe adapters | ADAPTER | PIPE | TYPE | STRAIGHT | NOMINAL SIZE | 2 IN-11 TPI | END CONNECTION | FBSPT | LENGTH |  | SCHEDULE/WALL THICKNESS |  | PRESSURE CLASS/RATING |  | MATERIAL |  | MATERIAL SPECIFICATION |  | COATING/FINISH |  | TEMPERATURE RATING |  | HAZARD CLASS |  | CERTIFICATION/STANDARD |  | ADDITIONAL FEATURES | TO HOSE | [47 empty] | Production Completed
STP_009 - Lot4 | Data Enrichment | NGB | ok | 2023-07-21 | 2023-08-01 |  | 1351122 | 1351122 | EA | ADAPTER,PIPE;TEST PLUG,NOM 1/4 IN,SS316 |  |  | ADAPTER,PIPE;TYPE:TEST PLUG,NOMINAL SIZE:1/4 IN,END CONNECTION:19 BSPT,PRESSURE CLASS/RATING:3500 KPA,MATERIAL:STAINLESS STEEL 316,ADDITIONAL FEATURES EN:TWINLOK, MAX, POINT,MNFR:01)AIRGAS,PTNO:01)47378 | TEST PLUG,EN_01)1/4 IN,EN_01)19 BSPT,3500 KPA,EN_01)STAINLESS STEEL 316,01)TWINLOK, MAX, POINT,01)AIRGAS,01)47378 |  |  | AIRGAS | AIRGAS | 47378 | [5 empty] | URL Not Found | [10 empty] | Cleansed | 40171700 Pipe adapters | ADAPTER | PIPE | TYPE | TEST PLUG | NOMINAL SIZE | 1/4 IN-19 TPI | END CONNECTION | BSPT | LENGTH |  | SCHEDULE/WALL THICKNESS |  | PRESSURE CLASS/RATING | 3500 KPA | MATERIAL | STAINLESS STEEL 316 | MATERIAL SPECIFICATION |  | COATING/FINISH |  | TEMPERATURE RATING |  | HAZARD CLASS |  | CERTIFICATION/STANDARD |  | ADDITIONAL FEATURES | TWINLOK | [47 empty] | Production Completed
STP_009 - Lot4 | Data Enrichment | NGB | ok | 2023-07-21 | 2023-08-01 |  | 1297010 | 1297010 | EA | ADAPTER,PIPE;TRANSITION COUPLING,11 BSP |  |  | ADAPTER,PIPE;TYPE:TRANSITION COUPLING,NOMINAL SIZE:63 MM X 2 IN,END CONNECTION:11 BSP,MATERIAL:STAINLESS STEEL 316,ADDITIONAL FEATURES EN:THREADED ADAPTOR,MNFR:01)ADVPOLY,PTNO:01)TFSSM632 | TRANSITION COUPLING,EN_01)63 MM X 2 IN,EN_01)11 BSP,EN_01)STAINLESS STEEL 316,01)THREADED ADAPTOR,01)ADVPOLY,01)TFSSM632 |  |  | ADVPOLY | ADVPOLY | TFSSM632 | [5 empty] | URL Not Found | [10 empty] | Cleansed | 40171700 Pipe adapters | ADAPTER | PIPE | TYPE | TRANSITION COUPLING | NOMINAL SIZE | 63 MM X 2 IN-11 TPI | END CONNECTION | BSPT | LENGTH |  | SCHEDULE/WALL THICKNESS |  | PRESSURE CLASS/RATING |  | MATERIAL | STAINLESS STEEL 316 | MATERIAL SPECIFICATION |  | COATING/FINISH |  | TEMPERATURE RATING |  | HAZARD CLASS |  | CERTIFICATION/STANDARD |  | ADDITIONAL FEATURES | [48 empty] | Production Completed
STP_009 - Lot4 | Data Enrichment | NGB | ok | 2023-07-21 | 2023-08-01 |  | 1287144 | 1287144 | EA | ADAPTER,PIPE;TRANSITION COUPLING,11F BSP |  |  | ADAPTER,PIPE;TYPE:TRANSITION COUPLING,NOMINAL SIZE:63 MM X 2 IN,END CONNECTION:11F BSP,MATERIAL:STAINLESS STEEL 316,ADDITIONAL FEATURES EN:THREADED ADAPTOR,MNFR:01)ADVPOLY,PTNO:01)TFSSF632 | TRANSITION COUPLING,EN_01)63 MM X 2 IN,EN_01)11F BSP,EN_01)STAINLESS STEEL 316,01)THREADED ADAPTOR,01)ADVPOLY,01)TFSSF632 |  |  | ADVPOLY | ADVPOLY | TFSSF632 | [5 empty] | URL Not Found | [10 empty] | Cleansed | 40171700 Pipe adapters | ADAPTER | PIPE | TYPE | TRANSITION COUPLING | NOMINAL SIZE | 63 MM X 2 IN-11 TPI | END CONNECTION | FBSPT | LENGTH |  | SCHEDULE/WALL THICKNESS |  | PRESSURE CLASS/RATING |  | MATERIAL | STAINLESS STEEL 316 | MATERIAL SPECIFICATION |  | COATING/FINISH |  | TEMPERATURE RATING |  | HAZARD CLASS |  | CERTIFICATION/STANDARD |  | ADDITIONAL FEATURES | [48 empty] | Production Completed
STP_009 - Lot4 | Data Enrichment | NGB | ok | 2023-07-21 | 2023-08-01 |  | 1351537 | 1351537 | BT | FLUX,SLDRG/BRZG;POWDER, METALLIC OVERLAY |  |  | FLUX,SOLDERING/BRAZING;TYPE:POWDER, METALLIC OVERLAY,MATERIAL:SN/SB/CU ALLOY,CONTAINER:BOTTLE 2 KG,MNFR:01)EUTECTIC,PTNO:01) BABTEC 29240 | POWDER, METALLIC OVERLAY,SN/SB/CU ALLOY,BOTTLE 2 KG,01)EUTECTIC,01)BABTEC 29240 |  |  | EUTECTIC | CASTOLIN EUTECTIC | BABTEC 29240 | [5 empty] | https://www.castolin.com/en-US/product/babtec-29240 | [10 empty] | Cleansed | 23271808 Soldering flux | FLUX | SOLDERING/BRAZING | TYPE | POWDER,METALLIC OVERLAY | MATERIAL | SN,SB,CU ALLOY | MELTING POINT |  | CONTAINER | 2 KG BOTTLE | HAZARD CLASS |  | CERTIFICATION/STANDARD |  | ADDITIONAL FEATURES | [60 empty] | Production Completed
STP_009 - Lot4 | Data Enrichment | NGB | ok | 2023-07-21 | 2023-08-01 |  | 1351546 | 1351546 | BT | FLUX,SLDRG/BRZG;POWDER, METALLIC OVERLAY |  |  | FLUX,SOLDERING/BRAZING;TYPE:POWDER, METALLIC OVERLAY,MATERIAL:NICKEL BASE ALLOY,MELTING POINT:540 DEG C,CONTAINER:BOTTLE 1 KG, ADDITIONAL FEATURES EN:WELDING,MNFR:01)EUTECTIC,PTNO:01)XUPER-ULTRABOND 50000 | POWDER, METALLIC OVERLAY,NICKEL BASE ALLOY,540 DEG C,BOTTLE 1 KG,01)WELDING,01)EUTECTIC,01)XUPER-ULTRABOND 50000 |  |  | EUTECTIC | CASTOLIN EUTECTIC | XUPER-ULTRABOND 50000 | [5 empty] | https://www.surplusselect.com/products/eutectic-castolin-50000-rototec-xuper-ultrabond-powder-0-78-lbs?variant=45433729581373 | [10 empty] | Cleansed | 23271808 Soldering flux | FLUX | SOLDERING/BRAZING | TYPE | POWDER,METALLIC OVERLAY,WELDING | MATERIAL | NICKEL BASE ALLOY | MELTING POINT | 540 DEG C | CONTAINER | 1 KG BOTTLE | HAZARD CLASS |  | CERTIFICATION/STANDARD |  | ADDITIONAL FEATURES | [60 empty] | Production Completed
STP_009 - Lot4 | Data Enrichment | NGB | ok | 2023-07-21 | 2023-08-01 |  | 1351547 | 1351547 | BT | FLUX,SLDRG/BRZG;POWDER, METALLIC OVERLAY |  |  | FLUX,SOLDERING/BRAZING;TYPE:POWDER, METALLIC OVERLAY,CONTAINER:BOTTLE 1 KG,MNFR:01)EUTECTIC,PTNO:01)VERO-TEC 19666 | POWDER, METALLIC OVERLAY,BOTTLE 1 KG,01)EUTECTIC,01)VERO-TEC 19666 |  |  | EUTECTIC | CASTOLIN EUTECTIC | VERO-TEC 19666 | [5 empty] | URL Not Found | [10 empty] | Cleansed | 23271808 Soldering flux | FLUX | SOLDERING/BRAZING | TYPE | POWDER,METALLIC OVERLAY | MATERIAL | FE,C,NI,MO ALLOY | MELTING POINT |  | CONTAINER | 1 KG BOTTLE | HAZARD CLASS |  | CERTIFICATION/STANDARD |  | ADDITIONAL FEATURES | [60 empty] | Production Completed
STP_009 - Lot4 | Data Enrichment | NGB | ok | 2023-07-21 | 2023-08-01 | Melting Point Value Conflict Processed based on Websource | 1351548 | 1351548 | BT | FLUX,SLDRG/BRZG;POWDER, METALLIC OVERLAY |  |  | FLUX,SOLDERING/BRAZING;TYPE:POWDER, METALLIC OVERLAY,MATERIAL:NI/AL/MO/CR/B/SI ALLOY,MELTING POINT:650 DEG C,CONTAINER:BOTTLE 0.5 KG,MNFR:01)EUTECTIC,PTNO:01)PROXON 19122 | POWDER, METALLIC OVERLAY,NI/AL/MO/CR/B/SI ALLOY,650 DEG C,BOTTLE 0.5 KG,01)EUTECTIC,01)PROXON 19122 |  |  | EUTECTIC | CASTOLIN EUTECTIC | PROXON 19122 | [5 empty] | https://www.castolin.com/en-US/product/proxon-19122 | [10 empty] | Enriched | 23271808 Soldering flux | FLUX | SOLDERING/BRAZING | TYPE | POWDER,METALLIC OVERLAY | MATERIAL | NI,AL,MO,CR,B,SI ALLOY | MELTING POINT | 1054 TO 1352 DEG C | CONTAINER | 0.5 KG BOTTLE | HAZARD CLASS |  | CERTIFICATION/STANDARD |  | ADDITIONAL FEATURES | [60 empty] | Production Completed
STP_009 - Lot4 | Data Enrichment | NGB | ok | 2023-07-21 | 2023-08-01 |  | 1351549 | 1351549 | BT | FLUX,SLDRG/BRZG;POWDER, METALLIC OVERLAY |  |  | FLUX,SOLDERING/BRAZING;TYPE:POWDER, METALLIC OVERLAY,MATERIAL:NI/AL/MO ALLOY,MELTING POINT:540 DEG C,CONTAINER:BOTTLE 0.5 KG,MNFR: 01)EUTECTIC,PTNO:01)PROXON 19121 | POWDER, METALLIC OVERLAY,NI/AL/MO ALLOY,540 DEG C,BOTTLE 0.5 KG,01)EUTECTIC,01)PROXON 19121 |  |  | EUTECTIC | CASTOLIN EUTECTIC | PROXON 19121 | [5 empty] | https://www.castolin.com/en-US/product/proxon-19121 | [10 empty] | Cleansed | 23271808 Soldering flux | FLUX | SOLDERING/BRAZING | TYPE | POWDER,METALLIC OVERLAY | MATERIAL | NI,AL,MO ALLOY | MELTING POINT | 540 DEG C | CONTAINER | 0.5 KG BOTTLE | HAZARD CLASS |  | CERTIFICATION/STANDARD |  | ADDITIONAL FEATURES | [60 empty] | Production Completed
STP_009 - Lot4 | Data Enrichment | NGB | ok | 2023-07-21 | 2023-08-01 |  | 1353262 | 1353262 | BT | FLUX,SLDRG/BRZG;POWDER, METALLIC OVERLAY |  |  | FLUX,SOLDERING/BRAZING;TYPE:POWDER, METALLIC OVERLAY,CONTAINER:BOTTLE 1.5 KG,MNFR:01)EUTECTIC,PTNO:01)METACERAM 21041 | POWDER, METALLIC OVERLAY,BOTTLE 1.5 KG,01)EUTECTIC,01)METACERAM 21041 |  |  | EUTECTIC | CASTOLIN EUTECTIC | METACERAM 21041 | [5 empty] | URL Not Found | [10 empty] | Cleansed | 23271808 Soldering flux | FLUX | SOLDERING/BRAZING | TYPE | POWDER,METALLIC OVERLAY | MATERIAL |  | MELTING POINT |  | CONTAINER | 1.5 KG BOTTLE | HAZARD CLASS |  | CERTIFICATION/STANDARD |  | ADDITIONAL FEATURES | [60 empty] | Production Completed
STP_009 - Lot4 | Data Enrichment | NGB | ok | 2023-07-21 | 2023-08-01 | Manufacturer Details (MPN) not available | 1285219 | 1285219 | EA | GOGGLE,SAFTY;WELDING, ULTRAVISION,BLACK |  |  | GOGGLE,SAFETY;TYPE:WELDING, ULTRAVISION,LENS COLOUR:GREEN SHADE 5,LENS COATING:INFRADUR PLUS,FRAME COLOUR:BLACK,MNFR:01)J. BLACKWOOD | WELDING, ULTRAVISION,GREEN SHADE 5,EN_01)INFRADUR PLUS,BLACK,01)J.BLACKWOOD & SON LIMITED,01)04602262 |  |  | J. BLACKWOOD | J. BLACKWOOD & SON PTY LTD | [6 empty] | URL Not Found | [10 empty] | Cleansed | 46181804 Goggles | GOGGLE | SAFETY | TYPE | WELDING,ULTRAVISION | VENTING |  | LENS COLOUR | GREEN SHADE 5 | LENS COATING | INFRADUR PLUS | FRAME COLOUR | BLACK | LENS MATERIAL |  | FRAME MATERIAL |  | HAZARD CLASS |  | CERTIFICATION/STANDARD |  | ADDITIONAL FEATURES | [54 empty] | Production Completed
STP_009 - Lot4 | Data Enrichment | NGB | ok | 2023-07-21 | 2023-08-01 |  | 1285239 | 1285239 | EA | INVERTER;24 VDC,230 VAC,600 W |  |  | INVERTER;INPUT RATING:24 VDC,OUTPUT RATING:230 VAC,POWER RATING:600 W,ADDITIONAL FEATURES EN:LS SINE WAVE CNW,MNFR:01)CNW (MOUNT ISA) ELECT WHOLESALER,PTNO:01)RFILS-624 | 24 VDC,230 VAC,600 W,01)LS SINE WAVE CNW,01)CNW (MOUNT ISA) ELECT WHOLE,01)RFILS-624 |  |  | CNW (MOUNT ISA) ELECT WHOLESALER | CNW (MOUNT ISA) ELECT WHOLESALER | RFILS-624 | [5 empty] | URL Not Found | [10 empty] | Cleansed | 39121006 Power adapters or inverters | INVERTER | No Modifier | TYPE |  | INPUT RATING | 24 VDC | OUTPUT RATING | 230 VAC | POWER RATING | 600 W | SIZE |  | NUMBER OF OUTLETS |  | CONNECTION TYPE |  | MOUNTING TYPE |  | TEMPERATURE RATING |  | BATTERY BACK-UP TIME |  | HAZARD CLASS |  | CERTIFICATION/STANDARD |  | ADDITIONAL FEATURES | LS SINE WAVE | [47 empty] | Production Completed
STP_009 - Lot4 | Data Enrichment | NGB | ok | 2023-07-21 | 2023-08-01 | Processed based on Websource, Conflict w.r.t Input | 1285629 | 1285629 | EA | INVERTER;48 V,230 VAC |  |  | INVERTER;INPUT RATING:48 V,OUTPUT RATING:230 VAC,ADDITIONAL FEATURES EN:70-100, 5000 VA, VE.BUS,MNFR:01)BAXTERS AUTO ELECTRICAL PTY LTD,PTNO:01)PMP485021010 | 48 V,230 VAC,01)70-100, 5000 VA, VE.BUS,01)BAXTERS AUTO ELECTRICAL PTY,01)PMP485021010 |  |  | BAXTERS AUTO ELECTRICAL PTY LTD | BAXTERS AUTO ELECTRICAL PTY LTD | PMP485021010 | [5 empty] | https://www.baxters.com.au/victron-multiplus-inverter-cha-rger-48v-5000va-70a-100a-tr-ansfer-230v-ve-bus.html | [10 empty] | Enriched | 39121006 Power adapters or inverters | CHARGER | NO MODIFIER | TYPE | MULTIPLUS INVERTER | INPUT RATING | 48 V | OUTPUT RATING | 230 VAC | SIZE |  | MATERIAL |  | HAZARD CLASS |  | CERTIFICATION/STANDARD |  | ADDITIONAL FEATURES | CURRENT RATING:70 TO 100 A,POWER RATING:5000 VA,VE.BUS | [57 empty] | Production Completed
STP_009 - Lot4 | Data Enrichment | NGB | ok | 2023-07-21 | 2023-08-01 |  | 1244059 | 1244059 | EA | INVERTER;CART WLDG,LINC,K3059-4 |  | INVERSEUR;SOUDGE DE CHRT,LINC,K3059-4 | INVERTER;TYPE:CART WELDING,MNFR:LINCOLN ELECTRIC,PTNO:K3059-4 | EN_01)CART WELDING,FR_01)SOUDAGE DE CHARIOT | K3059-4 | 1032962 | LINCOLN ELECTRIC | LINCOLN ELECTRIC | K3059-4 | [5 empty] | https://www.weldingoutfitter.com/products/lincoln-k3059-4-inverter-and-wire-feeder-cart-1-cart | [10 empty] | Enriched | 39121006 Power adapters or inverters | INVERTER | No Modifier | TYPE | CART WELDING | INPUT RATING |  | OUTPUT RATING |  | POWER RATING |  | SIZE |  | NUMBER OF OUTLETS |  | CONNECTION TYPE |  | MOUNTING TYPE |  | TEMPERATURE RATING |  | BATTERY BACK-UP TIME |  | HAZARD CLASS |  | CERTIFICATION/STANDARD |  | ADDITIONAL FEATURES | C/W WIRE FEEDER CART | [47 empty] | Production Completed
STP_009 - Lot4 | Data Enrichment | NGB | ok | 2023-07-21 | 2023-08-01 | Processed based on Websource, Conflict w.r.t Input | 1285482 | 1285482 | EA | INVERTER;CHRGR,48 VDC,230 VAC |  |  | INVERTER;TYPE:CHARGER,INPUT RATING:48 VDC,OUTPUT RATING:230 VAC,MNFR:01)BAXTERS AUTO ELECTRICAL PTY LTD,PTNO:01)PMP483020001 | EN_01)CHARGER,48 VDC,230 VAC,01)BAXTERS AUTO ELECTRICAL PTY,01)PMP483020001 |  |  | BAXTERS AUTO ELECTRICAL PTY LTD | BAXTERS AUTO ELECTRICAL PTY LTD | PMP483020001 | [5 empty] | https://www.baxters.com.au/victron-multiplus-48-3000-35-1-6-230v-ve-bus-inverter-charger-230v.html | [10 empty] | Enriched | 39121006 Power adapters or inverters | CHARGER | NO MODIFIER | TYPE | MULTIPLUS INVERTER | INPUT RATING | 48 VDC | OUTPUT RATING | 230 VAC | SIZE |  | MATERIAL |  | HAZARD CLASS |  | CERTIFICATION/STANDARD |  | ADDITIONAL FEATURES | [58 empty] | Production Completed
STP_009 - Lot4 | Data Enrichment | NGB | ok | 2023-07-21 | 2023-08-01 |  | 1290279 | 1290279 | EA | INVERTER;POWER DRIVE, STATIC,132 KW,NHP |  |  | INVERTER;POWER DRIVE, STATIC,POWER RATING:132 KW,ADDITIONAL FEATURES EN:PF755,MNFR:01)NHP,PTNO:01)20G1ANC260JA0NN | EN_01)POWER DRIVE, STATIC,132 KW,01)PF755,01)NHP,01)20G1ANC260JA0NN |  |  | NHP | NHP | 20G1ANC260JA0NN | [5 empty] | URL Not Found | [10 empty] | Cleansed | 39121006 Power adapters or inverters | INVERTER | No Modifier | TYPE | POWER DRIVE,STATIC | INPUT RATING |  | OUTPUT RATING |  | POWER RATING | 132 KW | SIZE |  | NUMBER OF OUTLETS |  | CONNECTION TYPE |  | MOUNTING TYPE |  | TEMPERATURE RATING |  | BATTERY BACK-UP TIME |  | HAZARD CLASS |  | CERTIFICATION/STANDARD |  | ADDITIONAL FEATURES | FOR PF755 | [47 empty] | Production Completed
STP_009 - Lot4 | Data Enrichment | NGB | ok | 2023-07-21 | 2023-08-01 |  | 1347565 | 1347565 | EA | INVERTER;PWR, STATIC,110 KW,MODL,VSD |  |  | INVERTER;POWER, STATIC,POWER RATING:110 KW,ADDITIONAL FEATURES EN:MODULE,VARIABLE SPEED DRIVE,MNFR:01)DELAIRCO,PTNO:01)VF61-11044 | EN_01)POWER, STATIC,110 KW,01)MODULE,VARIABLE SPEED DRIVE,01)DELAIRCO,01)VF61-11044 |  |  | DELAIRCO | DELAIRCO | VF61-11044 | [5 empty] | http://www.sigi-elect.si/sites/default/files/doc_tree/454282_drivecon_vf61c_11044.pdf | [10 empty] | Cleansed | 39121006 Power adapters or inverters | INVERTER | No Modifier | TYPE | STATIC POWER | INPUT RATING | 400 V | OUTPUT RATING |  | POWER RATING | 110 KW | SIZE |  | NUMBER OF OUTLETS |  | CONNECTION TYPE |  | MOUNTING TYPE |  | TEMPERATURE RATING |  | BATTERY BACK-UP TIME |  | HAZARD CLASS |  | CERTIFICATION/STANDARD |  | ADDITIONAL FEATURES | MODULE,VARIABLE SPEED DRIVE | [47 empty] | Production Completed
STP_009 - Lot4 | Data Enrichment | NGB | ok | 2023-07-21 | 2023-08-01 |  | 1353550 | 1353550 | EA | INVERTER;PWR, STATIC,3 KW,24VDC,MNRC |  |  | INVERTER;POWER, STATIC,POWER RATING:3 KW,ADDITIONAL FEATURES EN:24VDC,MNFR:01)MINEARC,PTNO:01)INVERTER-3KW24V | EN_01)POWER, STATIC,3 KW,01)24VDC,01)MINEARC,01)INVERTER-3KW24V |  |  | MINEARC | MINEARC | INVERTER-3KW24V | [5 empty] | URL Not Found | [10 empty] | Cleansed | 39121006 Power adapters or inverters | INVERTER | No Modifier | TYPE | POWER,STATIC | INPUT RATING | 24 VDC | OUTPUT RATING |  | POWER RATING | 3 KW | SIZE |  | NUMBER OF OUTLETS |  | CONNECTION TYPE |  | MOUNTING TYPE |  | TEMPERATURE RATING |  | BATTERY BACK-UP TIME |  | HAZARD CLASS |  | CERTIFICATION/STANDARD |  | ADDITIONAL FEATURES | [48 empty] | Production Completed
STP_009 - Lot4 | Data Enrichment | NGB | ok | 2023-07-21 | 2023-08-01 |  | 1298631 | 1298631 | EA | INVERTER;PWR, STATIC,5 KW,MNRC |  |  | INVERTER;POWER, STATIC,POWER RATING:5 KW,ADDITIONAL FEATURES EN:48 VOLT, CRIB ROOMERB,MNFR:01)MINEARC,PTNO:01)INVERTER-5KW48V | EN_01)POWER, STATIC,5 KW,01)48 VOLT, CRIB ROOMERB,01)MINEARC,01)INVERTER-5KW48V |  |  | MINEARC | MINEARC | INVERTER-5KW48V | [5 empty] | URL Not Found | [10 empty] | Cleansed | 39121006 Power adapters or inverters | INVERTER | No Modifier | TYPE | POWER,STATIC | INPUT RATING | 48 V | OUTPUT RATING |  | POWER RATING | 5 KW | SIZE |  | NUMBER OF OUTLETS |  | CONNECTION TYPE |  | MOUNTING TYPE |  | TEMPERATURE RATING |  | BATTERY BACK-UP TIME |  | HAZARD CLASS |  | CERTIFICATION/STANDARD |  | ADDITIONAL FEATURES | CRIB ROOMERB | [47 empty] | Production Completed
STP_009 - Lot4 | Data Enrichment | NGB | ok | 2023-07-21 | 2023-08-01 |  | 1318853 | 1318853 | EA | INVERTER;PWR, STATIC,8 KW,48 V DC,MNRC |  |  | INVERTER;POWER, STATIC,POWER RATING:8 KW,ADDITIONAL FEATURES EN:48 V DC,MNFR:01)MINEARC,PTNO:01)ELE-INVR-8K W48V | EN_01)POWER, STATIC,8 KW,01)48 V DC,01)MINEARC,01)ELE-INVR-8K W48V |  |  | MINEARC | MINEARC | ELE-INVR-8K W48V | [5 empty] | URL Not Found | [10 empty] | Cleansed | 39121006 Power adapters or inverters | INVERTER | No Modifier | TYPE | POWER,STATIC | INPUT RATING | 48 VDC | OUTPUT RATING |  | POWER RATING | 8 KW | SIZE |  | NUMBER OF OUTLETS |  | CONNECTION TYPE |  | MOUNTING TYPE |  | TEMPERATURE RATING |  | BATTERY BACK-UP TIME |  | HAZARD CLASS |  | CERTIFICATION/STANDARD |  | ADDITIONAL FEATURES | [48 empty] | Production Completed
STP_009 - Lot4 | Data Enrichment | NGB | ok | 2023-07-21 | 2023-08-01 |  | 1353299 | 1353299 | EA | INVERTER;PWR, STATIC,MNRC,S3-MCD |  |  | INVERTER;POWER, STATIC,ADDITIONAL FEATURES EN:S3 MCD DISPLAY BOARD REVISION 3,MNFR:01)MINEARC,PTNO:01)S3-MCD | EN_01)POWER, STATIC,01)S3 MCD DISPLAY BOARD REVISI,01)MINEARC,01)S3-MCD |  |  | MINEARC | MINEARC | S3-MCD | [5 empty] | URL Not Found | [10 empty] | Cleansed | 39121006 Power adapters or inverters | INVERTER | No Modifier | TYPE | POWER,STATIC | INPUT RATING |  | OUTPUT RATING |  | POWER RATING |  | SIZE |  | NUMBER OF OUTLETS |  | CONNECTION TYPE |  | MOUNTING TYPE |  | TEMPERATURE RATING |  | BATTERY BACK-UP TIME |  | HAZARD CLASS |  | CERTIFICATION/STANDARD |  | ADDITIONAL FEATURES | S3 MCD DISPLAY BOARD REVISION 3 | [47 empty] | Production Completed