## Sheet1
Project | Activities | Production User | Production Comments | Start Date | End Date | Remarks | Griha ID | MATNR | MEINS | MAKTX_EN | MAKTX_ES | MAKTX_FR | TEXT_EN | Class_Char_Catted | MFRPN | MFRNR | MFRNR DES | MNFR | PTNO | Verified MNFR from web | MNFR 1 | PTNO 1 | MNFR 2 | PTNO 2 | Reference URL | Reference URL1 | Item Number | Equipment Type | Equipment Manufacturer | Equipment Model | Equipment Serial | DWG | DRAWING VERSION | POS/TAG | Unused Text | Enriched/Cleansed | UNSPSC Ver.23.07 | Noun | Modifier | Attribute Name 1 | Attribute Value 1 | Attribute Name 2 | Attribute Value 2 | Attribute Name 3 | Attribute Value 3 | Attribute Name 4 | Attribute Value 4 | Attribute Name 5 | Attribute Value 5 | Attribute Name 6 | Attribute Value 6 | Attribute Name 7 | Attribute Value 7 | Attribute Name 8 | Attribute Value 8 | Attribute Name 9 | Attribute Value 9 | Attribute Name 10 | Attribute Value 10 | Attribute Name 11 | Attribute Value 11 | Attribute Name 12 | Attribute Value 12 | Attribute Name 13 | Attribute Value 13 | Attribute Name 14 | Attribute Value 14 | Attribute Name 15 | Attribute Value 15 | Attribute Name 16 | Attribute Value 16 | Attribute Name 17 | Attribute Value 17 | Attribute Name 18 | Attribute Value 18 | Attribute Name 19 | Attribute Value 19 | Attribute Name 20 | Attribute Value 20 | Attribute Name 21 | Attribute Value 21 | Attribute Name 22 | Attribute Value 22 | Attribute Name 23 | Attribute Value 23 | Attribute Name 24 | Attribute Value 24 | Attribute Name 25 | Attribute Value 25 | Attribute Name 26 | Attribute Value 26 | Attribute Name 27 | Attribute Value 27 | Attribute Name 28 | Attribute Value 28 | Attribute Name 29 | Attribute Value 29 | Attribute Name 30 | Attribute Value 30 | Attribute Name 31 | Attribute Value 31 | Attribute Name 32 | Attribute Value 32 | Attribute Name 33 | Attribute Value 33 | Attribute Name 34 | Attribute Value 34 | Attribute Name 35 | Attribute Value 35 | Attribute Name 36 | Attribute Value 36 | Remaining_Information | Status
STP_009 - Lot4 | Data Enrichment | NGB | ok | 2023-07-21 | 2023-08-02 |  | 1383636 | 1383636 | EA | ADAPTER,CBL;FEMALE,BRASS,5/8 IN,ISO 9001 |  |  | ADAPTER,CABLE;CONNECTION TYPE:FEMALE,MATERIAL:BRASS,CONDUCTOR SIZE:5/8 IN,CERTIFICATION/STANDARD:ISO 9001,MNFR:01)DAVE CLANCY ELECTRICAL,PTNO:01)87595900-01 | FEMALE,BRASS,5/8 IN,EN_01)ISO 9001,01)DAVE CLANCY ELECTRICAL,01)87595900-01 |  |  | DAVE CLANCY ELECTRICAL | DAVE CLANCY ELECTRICAL | 87595900-01 | [5 empty] | URL Not Found | [10 empty] | Cleansed | 26121600 Electrical cable and accessories | ADAPTER | CABLE | TYPE |  | CABLE SIZE |  | CONNECTION TYPE | FEMALE | MATERIAL | BRASS | NUMBER OF CONNECTIONS |  | CONDUCTOR SIZE | 5/8 IN | TRADE SIZE |  | COATING/FINISH |  | HAZARD CLASS |  | CERTIFICATION/STANDARD | ISO 9001 | ADDITIONAL FEATURES | [52 empty] | Production Completed
STP_009 - Lot4 | Data Enrichment | NGB | ok | 2023-07-21 | 2023-08-02 |  | 1383728 | 1383728 | EA | ADAPTER,CBL;MAIN,3 PIN PLUG,IEC C5 |  |  | ADAPTER,CABLE;TYPE:MAIN,CONNECTION TYPE:3 PIN PLUG,CERTIFICATION/STANDARD:IEC C5,ADDITIONAL FEATURES EN:AUS M-F*,MNFR:01)MTI AVIT PTY LIMITED T/A MTI,PTNO:01)MF-AUS3PC5-02RB | MAIN,3 PIN PLUG,EN_01)IEC C5,01)AUS M-F*,01)MTI AVIT PTY LIMITED T/A MT,01)MF-AUS3PC5-02RB |  |  | MTI AVIT PTY LIMITED T/A MTI | MTI AVIT PTY LIMITED | MF-AUS3PC5-02RB | [5 empty] | URL Not Found | [10 empty] | Cleansed | 26121600 Electrical cable and accessories | ADAPTER | CABLE | TYPE | MAIN | CABLE SIZE |  | CONNECTION TYPE | 3 PIN PLUG | MATERIAL |  | NUMBER OF CONNECTIONS |  | CONDUCTOR SIZE |  | TRADE SIZE |  | COATING/FINISH |  | HAZARD CLASS |  | CERTIFICATION/STANDARD | IEC C5 | ADDITIONAL FEATURES | AUS M-F | [51 empty] | Production Completed
STP_009 - Lot4 | Data Enrichment | NGB | ok | 2023-07-21 | 2023-08-02 |  | 1360300 | 1360300 | EA | ADAPTER,CBL;MERAKI, USB-C POWER | ADAPTADOR CABLE; | ADAPTR CBLE; | ADAPTER,CABLE;ADDITIONAL FEATURES EN:MERAKI, USB-C POWER,MFR:CISCO,MFR PTNO.:MA-PWR-USB-AU | 01)MERAKI, USB-C POWER,02)MFR:CISCO,MFR PTNO.:MA-PWR-,01)DATA #3 GROUP,01)MA-PWR-USB-AU |  |  | CISCO | CISCO | MA-PWR-USB-AU | [5 empty] | https://meraki.cisco.com/product/security-cameras/security-cameras-accessories/ac-power-adapter-2/ | https://www.buymeraki.com.au/meraki-ma-pwr-usb-au-meraki-usb-c-power-adapter-for-mt-au-plug/ | [9 empty] | Enriched | 26121600 Electrical cable and accessories | ADAPTER | CABLE | TYPE | AC TO USB-C POWER | CABLE SIZE | 3 M LG | CONNECTION TYPE |  | MATERIAL |  | NUMBER OF CONNECTIONS |  | CONDUCTOR SIZE |  | TRADE SIZE |  | COATING/FINISH |  | HAZARD CLASS |  | CERTIFICATION/STANDARD |  | ADDITIONAL FEATURES | BRAND:MERAKI | [51 empty] | Production Completed
STP_009 - Lot4 | Data Enrichment | NGB | ok | 2023-07-21 | 2023-08-02 |  | 1383933 | 1383933 | EA | ADAPTER,CBL;REMOTE ACCESS |  |  | ADAPTER,CABLE;TYPE:REMOTE ACCESS,CONNECTION TYPE:USB TO SERIAL PORT,ADDITIONAL FEATURES EN:SERIES NO: T9300,MNFR:01)NHP ELECTRICAL ENGINEERING PROD,PTNO:01)9300USBS | REMOTE ACCESS,USB TO SERIAL PORT,01)SERIES NO: T9300,01)NHP ELECTRICAL ENGINEERING,01)9300USBS |  |  | NHP ELECTRICAL ENGINEERING PROD | NHP ELECTRICAL ENGINEERING PRODUCTS | 9300USBS | [5 empty] | https://nhp.com.au/Catalogs/NHP_AU_Catalog/NHP_AU_Catalog-Categories/NHP_AU_Catalog-217589/NHP_AU_Catalog-799/NHP_AU_Catalog-1088/NHP_AU_Catalog-1089/9300USBS | https://prdsccdnstorage.blob.core.windows.net/techdatasheets/9300USBS-42796-datasheet.pdf?sv=2019-02-02&ss=b&srt=sco&sp=rwdlac&se=2050-02-24T14:36:22Z&st=2020-02-24T06:36:22Z&spr=https&sig=ZYSSzNvPIpdF2duj%2B0Q%2Fxscgj9MvyEATcIdm%2Bn6Urmc%3D | [9 empty] | Enriched | 26121600 Electrical cable and accessories | ADAPTER | CABLE | TYPE | REMOTE ACCESS | CABLE SIZE |  | CONNECTION TYPE | USB TO SERIAL PORT | MATERIAL |  | NUMBER OF CONNECTIONS |  | CONDUCTOR SIZE |  | TRADE SIZE |  | COATING/FINISH |  | HAZARD CLASS |  | CERTIFICATION/STANDARD |  | ADDITIONAL FEATURES | SERIES NO:T9300 | [51 empty] | Production Completed
STP_009 - Lot4 | Data Enrichment | NGB | ok | 2023-07-21 | 2023-08-02 |  | 1383808 | 1383808 | EA | ADAPTER,CBL;SPLICE, SOCKET,FEMALE,STEEL |  |  | ADAPTER,CABLE;TYPE:SPLICE, SOCKET,CONNECTION TYPE:FEMALE,MATERIAL:STEEL,NUMBER OF CONNECTIONS:2,CERTIFICATION/STANDARD:ROH,MNFR: 01)CNW (MOUNT ISA) ELECT WHOLESALER,PTNO:01)G-KS-KS-FS-RH ROH | SPLICE, SOCKET,FEMALE,STEEL,EN_01)ROH,01)CNW (MOUNT ISA) ELECT WHOLE,01)G-KS-KS-FS-RH ROH |  |  | CNW (MOUNT ISA) ELECT WHOLESALER | CNW ELECTRICAL MOUNT ISA WHOLESALE | G-KS-KS-FS-RH ROH | [5 empty] | URL Not Found | [10 empty] | Cleansed | 26121600 Electrical cable and accessories | ADAPTER | CABLE | TYPE | SPLICE,SOCKET | CABLE SIZE |  | CONNECTION TYPE | FEMALE | MATERIAL | STEEL | NUMBER OF CONNECTIONS | 2 | CONDUCTOR SIZE |  | TRADE SIZE |  | COATING/FINISH |  | HAZARD CLASS |  | CERTIFICATION/STANDARD | ROHS | ADDITIONAL FEATURES | [52 empty] | Production Completed
STP_009 - Lot4 | Data Enrichment | NGB | ok | 2023-07-21 | 2023-08-02 |  | 1384062 | 1384062 | EA | ADAPTER,CBL;TRANSITION JOINS, LEAD ARM T |  |  | ADAPTER,CABLE;ADDITIONAL FEATURES EN:TRANSITION JOINS, LEAD ARM TO XLPE, URGENT 21C,PIE CART DELIVERY PLEASE,MNFR:01)CNW (MOUNT ISA) ELECT WHOLESALER,PTNO:01)EPKJ-0842 LV 4X PILC-4C XLPE S | 01)TRANSITION JOINS, LEAD ARM,02)PIE CART DELIVERY PLEASE,01)CNW (MOUNT ISA) ELECT WHOLE,01)EPKJ-0842 LV 4X PILC-4C XLP |  |  | CNW (MOUNT ISA) ELECT WHOLESALER | CNW ELECTRICAL MOUNT ISA WHOLESALE | EPKJ-0842 LV 4X PILC-4C XLPE S | [5 empty] | URL Not Found | [10 empty] | Cleansed | 26121600 Electrical cable and accessories | ADAPTER | CABLE | TYPE |  | CABLE SIZE |  | CONNECTION TYPE |  | MATERIAL |  | NUMBER OF CONNECTIONS |  | CONDUCTOR SIZE |  | TRADE SIZE |  | COATING/FINISH |  | HAZARD CLASS |  | CERTIFICATION/STANDARD |  | ADDITIONAL FEATURES | TRANSITION JOINS,LEAD ARM TO XLPE,URGENT 21C,PIE CART DELIVERY PLEASE | [51 empty] | Production Completed
STP_009 - Lot4 | Data Enrichment | NGB | ok | 2023-07-21 | 2023-08-02 |  | 1285204 | 1285204 | EA | ADAPTER,CHCK;3 MORSE TO 6JT,ARB |  |  | ADAPTER,CHUCK;SHANK TYPE:3 MORSE TO 6JT,ADDITIONAL FEATURES EN:ARBOR,MNFR:01)J.BLACKWOOD AND SON LIMITED,PTNO:01)35.74 | 3 MORSE TO 6JT,01)ARBOR,01)J.BLACKWOOD & SON LIMITED,01)35.74 |  |  | J.BLACKWOOD AND SON LIMITED | J. BLACKWOOD & SON PTY LTD | 35.74 | [5 empty] | URL Not Found | [10 empty] | Cleansed | 27112824 Chuck sleeves | ADAPTER | CHUCK | TYPE |  | MOUNTING SIZE |  | SHANK TYPE | 3 MORSE TO 6JT | SHANK SIZE |  | LENGTH |  | MATERIAL |  | CHUCK CAPACITY |  | HAZARD CLASS |  | CERTIFICATION/STANDARD |  | ADDITIONAL FEATURES | ARBOR | [53 empty] | Production Completed
STP_009 - Lot4 | Data Enrichment | NGB | ok | 2023-07-21 | 2023-08-02 |  | 1285178 | 1285178 | EA | ADAPTER,CHCK;30 MORSE TO 6JT |  |  | ADAPTER,CHUCK;SHANK TYPE:30 MORSE TO 6JT,ADDITIONAL FEATURES EN:12 MM DB THREAD,MNFR:01)HARE AND FORBES;,PTNO:01)D450 | 30 MORSE TO 6JT,01)12 MM DB THREAD,01)HARE & FORBES,01)D450 |  |  | HARE AND FORBES; | HARE AND FORBES | D450 | [5 empty] | https://www.machineryhouse.com.au/d450 | [10 empty] | Enriched | 27112824 Chuck sleeves | ADAPTER | CHUCK | TYPE |  | MOUNTING SIZE |  | SHANK TYPE | 30 MORSE TO 6JT | SHANK SIZE | M12 | LENGTH | 0.13 M | MATERIAL |  | CHUCK CAPACITY |  | HAZARD CLASS |  | CERTIFICATION/STANDARD |  | ADDITIONAL FEATURES | [54 empty] | Production Completed
STP_009 - Lot4 | Data Enrichment | NGB | ok | 2023-07-21 | 2023-08-02 |  | 1285474 | 1285474 | EA | ADAPTER,CHCK;4 MORSE TO 6JT,ARB |  |  | ADAPTER,CHUCK;SHANK TYPE:4 MORSE TO 6JT,ADDITIONAL FEATURES EN:ARBOR,MNFR:01)HARE AND FORBES,PTNO:01)D454 | 4 MORSE TO 6JT,01)ARBOR,01)HARE & FORBES,01)D454 |  |  | HARE AND FORBES | HARE AND FORBES | D454 | [5 empty] | https://www.machineryhouse.com.au/d454 | [10 empty] | Enriched | 27112824 Chuck sleeves | ADAPTER | CHUCK | TYPE |  | MOUNTING SIZE |  | SHANK TYPE | 4 MORSE TO 6JT | SHANK SIZE |  | LENGTH | 0.16 M | MATERIAL |  | CHUCK CAPACITY |  | HAZARD CLASS |  | CERTIFICATION/STANDARD |  | ADDITIONAL FEATURES | ARBOR | [53 empty] | Production Completed
STP_009 - Lot4 | Data Enrichment | NGB | ok | 2023-07-21 | 2023-08-02 |  | 1237691 | 1237691 | EA | ADAPTER,CHCK;ROCKDRILL,MINDRILL,21/17 |  |  | ADAPTER,CHUCK;TYPE:ROCKDRILL,MNFR:01)MINDRILL,PTNO:01)21/17 | ROCKDRILL,01)MINDRILL,01)21/17 |  |  | MINDRILL | MINDRILL | 21/17 | [5 empty] | URL Not Found | [10 empty] | Cleansed | 27112824 Chuck sleeves | ADAPTER | CHUCK | TYPE | ROCKDRILL | MOUNTING SIZE |  | SHANK TYPE |  | SHANK SIZE |  | LENGTH |  | MATERIAL |  | CHUCK CAPACITY |  | HAZARD CLASS |  | CERTIFICATION/STANDARD |  | ADDITIONAL FEATURES | [54 empty] | Production Completed
STP_009 - Lot4 | Data Enrichment | NGB | ok | 2023-07-21 | 2023-08-02 | Processed based on Websource, Conflict w.r.t Input | 1237689 | 1237689 | EA | ADAPTER,CHCK;ROCKDRILL,SUB BW-BQ PIN |  |  | ADAPTER,CHUCK;TYPE:ROCKDRILL,ADDITIONAL FEATURES EN:SUB BW-BQ PIN,MNFR:01)LONGYEAR,PTNO:01)30476 | ROCKDRILL,01)SUB BW-BQ PIN,01)LONGYEAR,01)30476 |  |  | LONGYEAR | BOART LONGYEAR | 30476 | [5 empty] | https://app.boartlongyear.com/brochures/InHoleTools_Catalog_English-2016-Digital-F.pdf | [10 empty] | Enriched | 40170000 Pipe piping and pipe fittings | ADAPTER | SUB | TYPE | WATER SWIVEL,BW ROD PIN TO BQ ROD PIN | UPPER CONNECTION | BW ROD PIN | LOWER CONNECTION | BQ ROD PIN | BODY DIAMETER |  | LENGTH |  | MATERIAL |  | TEMPERATURE RATING |  | CERTIFICATION/STANDARD |  | ADDITIONAL FEATURES | [56 empty] | Production Completed
STP_009 - Lot4 | Data Enrichment | NGB | ok | 2023-07-21 | 2023-08-02 | Processed based on Websource, Conflict w.r.t Input | 1237690 | 1237690 | EA | ADAPTER,CHCK;ROCKDRILL,SUB BW-NQ PIN |  |  | ADAPTER,CHUCK;TYPE:ROCKDRILL,ADDITIONAL FEATURES EN:SUB BW-NQ PIN,MNFR:01)LONGYEAR,PTNO:01)27559 | ROCKDRILL,01)SUB BW-NQ PIN,01)LONGYEAR,01)27559 |  |  | LONGYEAR | BOART LONGYEAR | 27559 | [5 empty] | https://app.boartlongyear.com/brochures/InHoleTools_Catalog_English-2016-Digital-F.pdf | [10 empty] | Enriched | 40170000 Pipe piping and pipe fittings | ADAPTER | SUB | TYPE | WATER SWIVEL,BW ROD PIN TO NQ ROD PIN | UPPER CONNECTION | BW ROD PIN | LOWER CONNECTION | NQ ROD PIN | BODY DIAMETER |  | LENGTH |  | MATERIAL |  | TEMPERATURE RATING |  | CERTIFICATION/STANDARD |  | ADDITIONAL FEATURES | [56 empty] | Production Completed
STP_009 - Lot4 | Data Enrichment | NGB | ok | 2023-07-21 | 2023-08-02 |  | 1237688 | 1237688 | EA | ADAPTER,CHCK;ROCKDRILL,SUB NW-NQ PIN |  |  | ADAPTER,CHUCK;TYPE:ROCKDRILL,ADDITIONAL FEATURES EN:SUB NW-NQ PIN,MNFR:01)LONGYEAR,PTNO:01)24939 | ROCKDRILL,01)SUB NW-NQ PIN,01)LONGYEAR,01)24939 |  |  | LONGYEAR | BOART LONGYEAR | 24939 | [5 empty] | URL Not Found | [10 empty] | Cleansed | 27112824 Chuck sleeves | ADAPTER | CHUCK | TYPE | ROCKDRILL | MOUNTING SIZE |  | SHANK TYPE |  | SHANK SIZE |  | LENGTH |  | MATERIAL |  | CHUCK CAPACITY |  | HAZARD CLASS |  | CERTIFICATION/STANDARD |  | ADDITIONAL FEATURES | SUB NW-NQ PIN | [53 empty] | Production Completed
STP_009 - Lot4 | Data Enrichment | NGB | ok | 2023-07-21 | 2023-08-02 |  | 1350885 | 1350885 | EA | ADAPTER,CHCK;SAVER SUB,LG 125 MM,MIMDWG |  |  | ADAPTER,CHUCK;TYPE:SAVER SUB,LENGTH:125 MM,ADDITIONAL FEATURES EN:ROCKDRILL, SERVICING, O/A,MNFR:01)MIMDWG,PTNO:01)110-6-1907/ , | SAVER SUB,125 MM,01)ROCKDRILL, SERVICING, O/A,01)MIMDWG,01)110-6-1907/ |  |  | MIMDWG | MIMDWG | 110-6-1907 | [5 empty] | URL Not Found | [10 empty] | Cleansed | 27112824 Chuck sleeves | ADAPTER | CHUCK | TYPE | ROCKDRILL | MOUNTING SIZE |  | SHANK TYPE |  | SHANK SIZE |  | LENGTH | 125 MM | MATERIAL |  | CHUCK CAPACITY |  | HAZARD CLASS |  | CERTIFICATION/STANDARD |  | ADDITIONAL FEATURES | SERVICING,SAVER SUB | [53 empty] | Production Completed
STP_009 - Lot4 | Data Enrichment | NGB | ok | 2023-07-21 | 2023-08-02 |  | 1278163 | 1278163 | EA | ADAPTER,PIPE;BSPP X BSPT |  |  | ADAPTER,PIPE;END CONNECTION:BSPP X BSPT,ADDITIONAL FEATURES EN:NIPPLE BSPP MALE X BSPT MALE,MNFR:01)SA FLUID CONNECTIONS PTY LTD, PTNO:01)08-08 | EN_01)BSPP X BSPT,01)NIPPLE BSPP MALE X BSPT MAL,01)SA FLUID CONNECTIONS PTY LT,01)08-08 |  |  | SA FLUID CONNECTIONS PTY LTD | SA FLUID CONNECTIONS PTY LTD | 08-08 | [5 empty] | URL Not Found | [10 empty] | Cleansed | 40171700 Pipe adapters | ADAPTER | PIPE | TYPE |  | NOMINAL SIZE |  | END CONNECTION | BSPP X BSPT | LENGTH |  | SCHEDULE/WALL THICKNESS |  | PRESSURE CLASS/RATING |  | MATERIAL |  | MATERIAL SPECIFICATION |  | COATING/FINISH |  | TEMPERATURE RATING |  | HAZARD CLASS |  | CERTIFICATION/STANDARD |  | ADDITIONAL FEATURES | NIPPLE | [47 empty] | Production Completed
STP_009 - Lot4 | Data Enrichment | NGB | ok | 2023-07-21 | 2023-08-02 |  | 1232240 | 1232240 | EA | ADAPTER,PIPE;HEXAGON BUSHING,5300 PSI |  |  | ADAPTER,PIPE;TYPE:HEXAGON BUSHING,NOMINAL SIZE:3/8 X 1/4 IN,END CONNECTION:18 NPT X 18 FNPT,PRESSURE CLASS/RATING:5300 PSI, MATERIAL:STAINLESS STEEL 316,ADDITIONAL FEATURES EN:1.19 IN LOA 3/4 IN FLAT 0.37 IN NOM BORE,MNFR:01)SWAGELOK,PTNO:01)6-4 RB-SS, MNFR:02)ENZED,PTNO:02)SS-6-RB-4 | HEXAGON BUSHING,EN_01)3/8 X 1/4 IN,EN_01)18 NPT X 18 FNPT,5300 PSI,EN_01)STAINLESS STEEL 316,01)1.19 IN LOA 3/4 IN FLAT 0.3,01)SWAGELOK,02)ENZED,01)6-4 RB-SS,02)SS-6-RB-4 |  |  | Enzed Mount Isa(RKM Investments) | SWAGELOK | SS-6-RB-4 |  | ENZED | 6-4 RB-SS |  |  | https://surplusvalvesfittings.com/fittings/adapters/reducers/ss-6-rb-4/swagelok-pipe-fitting-reducing-bushing-38-in-male-npt-x-14-in-female-npt/ | [10 empty] | Enriched | 40172307 Stainless steel pipe bushing | BUSHING | PIPE | TYPE | REDUCING | NOMINAL SIZE | 3/8X1/4 IN | END CONNECTION | MNPT X FNPT | LENGTH |  | SCHEDULE/WALL THICKNESS |  | PRESSURE CLASS/RATING |  | MATERIAL | STAINLESS STEEL 316 | COATING/FINISH |  | HAZARD CLASS |  | CERTIFICATION/STANDARD |  | ADDITIONAL FEATURES | [52 empty] | Production Completed
STP_009 - Lot4 | Data Enrichment | NGB | ok | 2023-07-21 | 2023-08-02 | Partial Match | 1316567 | 1316567 | EA | ADAPTER,PIPE;NOM 1/2 IN,14BSPT X 14BSPP |  |  | ADAPTER,PIPE;NOMINAL SIZE:1/2 IN,END CONNECTION:14BSPT X 14BSPP,ADDITIONAL FEATURES EN:MALE, O RING,MNFR:01)RYCO,PTNO:01)S75-7 | EN_01)1/2 IN,EN_01)14BSPT X 14BSPP,01)MALE, O RING,01)RYCO,01)S75-7 |  |  | RYCO | RYCO | S75-7 | [5 empty] | https://www.gerrardhydraulics.com.au/wp-content/uploads/2015/10/BSP-Adaptors.pdf?x62035 | [10 empty] | Cleansed | 40171700 Pipe adapters | ADAPTER | PIPE | TYPE |  | NOMINAL SIZE | 1/2 IN-14 TPI | END CONNECTION | BSPT X BSPP | LENGTH |  | SCHEDULE/WALL THICKNESS |  | PRESSURE CLASS/RATING |  | MATERIAL |  | MATERIAL SPECIFICATION |  | COATING/FINISH |  | TEMPERATURE RATING |  | HAZARD CLASS |  | CERTIFICATION/STANDARD |  | ADDITIONAL FEATURES | MALE O-RING | [47 empty] | Production Completed
STP_009 - Lot4 | Data Enrichment | NGB | ok | 2023-07-21 | 2023-08-02 |  | 1292179 | 1292179 | EA | ADAPTER,PIPE;STRAIGHT NIPPLE EXTENSION |  |  | ADAPTER,PIPE;TYPE:STRAIGHT NIPPLE EXTENSION,NOMINAL SIZE:1/8 IN,END CONNECTION:28BSP X 28FBSP,LENGTH:2 IN,MATERIAL:STEEL, COATING/FINISH:ZINC PLATED,ADDITIONAL FEATURES EN:FITTING,LUBRICATION,MNFR:01)PIRTEK,PTNO:01)4668K | STRAIGHT NIPPLE EXTENSION,EN_01)1/8 IN,EN_01)28BSP X 28FBSP,2 IN,EN_01)STEEL,ZINC PLATED,01)FITTING,LUBRICATION,01)PIRTEK,01)4668K |  |  | PIRTEK ISA FLUID CONNECTIONS PTY LT | PIRTEK | 4668K | ALEMLUBE PTY LTD |  |  |  |  | https://alemlube.com.au/web/product/product_detail/f858e747-f778-40fc-a416-23b606503be4 | [10 empty] | Cleansed | 40171700 Pipe adapters | ADAPTER | PIPE | TYPE | STRAIGHT NIPPLE EXTENSION | NOMINAL SIZE | 1/8 IN-28 TPI | END CONNECTION | MBSP X FBSP | LENGTH | 2 IN | SCHEDULE/WALL THICKNESS |  | PRESSURE CLASS/RATING |  | MATERIAL | STEEL | MATERIAL SPECIFICATION |  | COATING/FINISH | ZINC PLATED | TEMPERATURE RATING |  | HAZARD CLASS |  | CERTIFICATION/STANDARD |  | ADDITIONAL FEATURES | LUBRICATION | [47 empty] | Production Completed
STP_009 - Lot4 | Data Enrichment | NGB | ok | 2023-07-21 | 2023-08-02 |  | 1292180 | 1292180 | EA | ADAPTER,PIPE;STRAIGHT NIPPLE EXTENSION |  |  | ADAPTER,PIPE;TYPE:STRAIGHT NIPPLE EXTENSION,NOMINAL SIZE:1/8 IN,END CONNECTION:28BSP X 28FBSP,LENGTH:1/2 IN,MATERIAL:STEEL, COATING/FINISH:ZINC PLATED,ADDITIONAL FEATURES EN:FITTING,LUBRICATION,MNFR:01)PIRTEK,PTNO:01)4668D | STRAIGHT NIPPLE EXTENSION,EN_01)1/8 IN,EN_01)28BSP X 28FBSP,1/2 IN,EN_01)STEEL,ZINC PLATED,01)FITTING,LUBRICATION,01)PIRTEK,01)4668D |  |  | PIRTEK ISA FLUID CONNECTIONS PTY LT | PIRTEK | 4668D | ALEMLUBE PTY LTD |  |  |  |  | https://alemlube.com.au/web/product/index?site_search=4668D | [10 empty] | Cleansed | 40171700 Pipe adapters | ADAPTER | PIPE | TYPE | STRAIGHT NIPPLE EXTENSION | NOMINAL SIZE | 1/8 IN-28 TPI | END CONNECTION | MBSP X FBSP | LENGTH | 1/2 IN | SCHEDULE/WALL THICKNESS |  | PRESSURE CLASS/RATING |  | MATERIAL | STEEL | MATERIAL SPECIFICATION |  | COATING/FINISH | ZINC PLATED | TEMPERATURE RATING |  | HAZARD CLASS |  | CERTIFICATION/STANDARD |  | ADDITIONAL FEATURES | LUBRICATION | [47 empty] | Production Completed
STP_009 - Lot4 | Data Enrichment | NGB | ok | 2023-07-21 | 2023-08-02 |  | 1292218 | 1292218 | EA | ADAPTER,TUBE;BULKHEAD, FUEL,NOM 7/16 IN |  |  | ADAPTER,TUBE;TYPE:BULKHEAD, FUEL,NOMINAL SIZE:7/16 IN,END CONNECTION:JIC,ADDITIONAL FEATURES EN:MALE, II BRAKING SYSTEM,MNFR:01) SIBS,PTNO:01)015102 | BULKHEAD, FUEL,EN_01)7/16 IN,EN_01)JIC,01)MALE, II BRAKING SYSTEM,01)SIBS,01)015102 |  |  | SIBS | SIBS | 015102 | [5 empty] | URL Not Found | [10 empty] | Cleansed | 40183109 Tube adapter | ADAPTER | TUBE | TYPE | BULKHEAD,FUEL | NOMINAL SIZE | 7/16 IN | END CONNECTION | JIC MALE | LENGTH |  | PRESSURE CLASS/RATING |  | MATERIAL |  | MATERIAL SPECIFICATION |  | COATING/FINISH |  | HAZARD CLASS |  | CERTIFICATION/STANDARD |  | ADDITIONAL FEATURES | II BRAKING SYSTEM | [51 empty] | Production Completed
STP_009 - Lot4 | Data Enrichment | NGB | ok | 2023-07-21 | 2023-08-02 |  | 1278330 | 1278330 | EA | ADAPTER,TUBE;CAP,NOM 1 IN,4500 PSI |  |  | ADAPTER,TUBE;TYPE:CAP,NOMINAL SIZE:1 IN,END CONNECTION:FEMALE FLARE 37 DEG,PRESSURE CLASS/RATING:4500 PSI,MATERIAL:CHROMIUM STEEL, MATERIAL SPECIFICATION:SAE J514,MNFR:01)ENZED,PTNO:01)000777377 | CAP,EN_01)1 IN,EN_01)FEMALE FLARE 37 DEG,4500 PSI,CHROMIUM STEEL,SAE J514,01)ENZED,01)000777377 |  |  | Enzed Mount Isa(RKM Investments) | ENZED | 000777377 | [5 empty] | URL Not Found | [10 empty] | Cleansed | 40183109 Tube adapter | ADAPTER | TUBE | TYPE | CAP | NOMINAL SIZE | 1 IN | END CONNECTION | 37 DEG FEMALE FLARE | LENGTH |  | PRESSURE CLASS/RATING | 4500 PSI | MATERIAL | CHROMIUM STEEL | MATERIAL SPECIFICATION | SAE J514 | COATING/FINISH |  | HAZARD CLASS |  | CERTIFICATION/STANDARD |  | ADDITIONAL FEATURES | [52 empty] | Production Completed
STP_009 - Lot4 | Data Enrichment | NGB | ok | 2023-07-21 | 2023-08-02 |  | 1301299 | 1301299 | EA | ADAPTER,TUBE;EVL CONNECTION 42-L |  |  | ADAPTER,TUBE;TYPE:EVL CONNECTION 42-L,MNFR:01)GARDDENV,PTNO:01)A93603100 | EVL CONNECTION 42-L,01)GARDDENV,01)A93603100 |  |  | GARDDENV | GARDNER DENVER | A93603100 | [5 empty] | https://compressornow.com/online-store/parts/gardner-denver-oem-evl%E2%80%90conn-42%E2%80%90l-part-a93603100/ | [10 empty] | Cleansed | 40183109 Tube adapter | ADAPTER | TUBE | TYPE |  | NOMINAL SIZE |  | END CONNECTION |  | LENGTH |  | PRESSURE CLASS/RATING |  | MATERIAL |  | MATERIAL SPECIFICATION |  | COATING/FINISH |  | HAZARD CLASS |  | CERTIFICATION/STANDARD |  | ADDITIONAL FEATURES | EVL CONNECTION 42-L | [51 empty] | Production Completed
STP_009 - Lot4 | Data Enrichment | NGB | ok | 2023-07-21 | 2023-08-02 |  | 1320051 | 1320051 | EA | ADAPTER,TUBE;HYDRAULIC, SWIVEL,RME |  |  | ADAPTER,TUBE;TYPE:HYDRAULIC, SWIVEL,MNFR:01)RME,PTNO:01)MSA02-GRP-07F | HYDRAULIC, SWIVEL,01)RME,01)MSA02-GRP-07F |  |  | RME | RME | MSA02-GRP-07F | [5 empty] | URL Not Found | [10 empty] | Cleansed | 40183109 Tube adapter | ADAPTER | TUBE | TYPE | HYDRAULIC,SWIVEL | NOMINAL SIZE |  | END CONNECTION |  | LENGTH |  | PRESSURE CLASS/RATING |  | MATERIAL |  | MATERIAL SPECIFICATION |  | COATING/FINISH |  | HAZARD CLASS |  | CERTIFICATION/STANDARD |  | ADDITIONAL FEATURES | [52 empty] | Production Completed
STP_009 - Lot4 | Data Enrichment | NGB | ok | 2023-07-21 | 2023-08-02 |  | 1317900 | 1317900 | EA | ADAPTER,TUBE;HYDRAULIC,NOM 3/4 X 7/8 IN |  |  | ADAPTER,TUBE;TYPE:HYDRAULIC,NOMINAL SIZE:3/4 X 7/8 IN,END CONNECTION:JIC X JIC FEMALE,MATERIAL:STEEL,MNFR:01)PIRTEK,PTNO:01)BB-14- 12 | HYDRAULIC,EN_01)3/4 X 7/8 IN,EN_01)JIC X JIC FEMALE,STEEL,01)PIRTEK,01)BB-14-12 |  |  | PIRTEK ISA FLUID CONNECTIONS PTY LT | PIRTEK | BB-14-12 | [5 empty] | https://www.pirtek.com.au/-/media/feature/products/sect-d-adaptors-rev-g-hyperlinked.pdf | [10 empty] | Enriched | 40183109 Tube adapter | ADAPTER | TUBE | TYPE | HYDRAULIC | NOMINAL SIZE | 3/4 IN-16 TPI X 7/8 IN-14 TPI | END CONNECTION | JIC MALE X JIC FEMALE | LENGTH |  | PRESSURE CLASS/RATING |  | MATERIAL | STEEL | MATERIAL SPECIFICATION |  | COATING/FINISH |  | HAZARD CLASS |  | CERTIFICATION/STANDARD |  | ADDITIONAL FEATURES | [52 empty] | Production Completed
STP_009 - Lot4 | Data Enrichment | NGB | ok | 2023-07-21 | 2023-08-02 |  | 1278310 | 1278310 | EA | ADAPTER,TUBE;INCREASER,JIC X JIC FEMALE |  |  | ADAPTER,TUBE;TYPE:INCREASER,END CONNECTION:JIC X JIC FEMALE,ADDITIONAL FEATURES EN:1 PC,MNFR:01)PIRTEK,PTNO:01)BB-12-14 | INCREASER,EN_01)JIC X JIC FEMALE,01)1 PC,01)PIRTEK,01)BB-12-14 |  |  | PIRTEK ISA FLUID CONNECTIONS PTY LT | PIRTEK | BB-12-14 | [5 empty] | https://www.pirtek.com.au/-/media/feature/products/sect-d-adaptors-rev-g-hyperlinked.pdf | [10 empty] | Enriched | 40183109 Tube adapter | ADAPTER | TUBE | TYPE | INCREASER | NOMINAL SIZE | 7/8 IN-14 TPI X 3/4 IN-16 TPI | END CONNECTION | JIC MALE X JIC FEMALE | LENGTH |  | PRESSURE CLASS/RATING |  | MATERIAL |  | MATERIAL SPECIFICATION |  | COATING/FINISH |  | HAZARD CLASS |  | CERTIFICATION/STANDARD |  | ADDITIONAL FEATURES | PACKAGE QUANTITY:1 PC | [51 empty] | Production Completed
STP_009 - Lot4 | Data Enrichment | NGB | ok | 2023-07-21 | 2023-08-02 |  | 1278061 | 1278061 | EA | ADAPTER,TUBE;INTERNAL SCAFFOLD JOINER |  |  | ADAPTER,TUBE;TYPE:INTERNAL SCAFFOLD JOINER,MNFR:01)SITEMAX GROUP PTY LTD,PTNO:01)SAF013 | INTERNAL SCAFFOLD JOINER,01)SITEMAX GROUP PTY LTD,01)SAF013 |  |  | SITEMAX GROUP PTY LTD | SITEMAX GROUP PTY LTD | SAF013 | [5 empty] | URL Not Found | [10 empty] | Cleansed | 40183109 Tube adapter | ADAPTER | TUBE | TYPE | INTERNAL SCAFFOLD JOINER | NOMINAL SIZE |  | END CONNECTION |  | LENGTH |  | PRESSURE CLASS/RATING |  | MATERIAL |  | MATERIAL SPECIFICATION |  | COATING/FINISH |  | HAZARD CLASS |  | CERTIFICATION/STANDARD |  | ADDITIONAL FEATURES | [52 empty] | Production Completed
STP_009 - Lot4 | Data Enrichment | NGB | ok | 2023-07-21 | 2023-08-02 |  | 1354608 | 1354608 | EA | ADAPTER,TUBE;NIPPLE, STRAIGHT, HEXAGON |  |  | ADAPTER,TUBE;TYPE:NIPPLE, STRAIGHT, HEXAGON,NOMINAL SIZE:3/4 IN,END CONNECTION:ORFS X M27-2,PRESSURE CLASS/RATING:6000 PSI, MATERIAL:STEEL CHROMIUM 6 FREE,ADDITIONAL FEATURES EN:FITTING,LUBRICATION: 1-3/16 IN,MNFR:01)ISADRAUL,PTNO:01)12M27F87OMLOS | NIPPLE, STRAIGHT, HEXAGON,EN_01)3/4 IN,EN_01)ORFS X M27-2,6000 PSI,STEEL CHROMIUM 6 FREE,01)FITTING,LUBRICATION: 1-3/16,01)ISADRAUL,01)12M27F87OMLOS |  |  | ISADRAUL | ISADRAUL | 12M27F87OMLOS | PARKER HANNIFIN |  |  |  |  | https://ph.parker.com/us/en/product/o-ring-face-seal-tube-fittings-and-adapters-seal-lok-o-ring-face-seal-fittings/12m27f87omlos | https://www.parker.com/parkerimages/tfd/cat/pdffiles/A-Seal-Lok/F87OMLO.pdf | [9 empty] | Enriched | 40183109 Tube adapter | ADAPTER | TUBE | TYPE | STRAIGHT,HEXAGON | NOMINAL SIZE | 3/4 IN X M27X2 MM | END CONNECTION | ORFS | LENGTH | 48.5 MM | PRESSURE CLASS/RATING | 6000 PSI | MATERIAL | STEEL CHROMIUM 6 FREE | MATERIAL SPECIFICATION |  | COATING/FINISH |  | HAZARD CLASS |  | CERTIFICATION/STANDARD |  | ADDITIONAL FEATURES | FITTING | [50 empty] | LUBRICATION: 1-3/16 IN | Production Completed
STP_009 - Lot4 | Data Enrichment | NGB | ok | 2023-07-21 | 2023-08-02 |  | 1347837 | 1347837 | EA | ADAPTER,TUBE;NIPPLE, STRAIGHT, HEXAGON |  |  | ADAPTER,TUBE;TYPE:NIPPLE, STRAIGHT, HEXAGON,NOMINAL SIZE:1/2 IN,END CONNECTION:ORFS X M18-1.5,PRESSURE CLASS/RATING:9200 PSI, MATERIAL:STEEL CHROMIUM 6 FREE,ADDITIONAL FEATURES EN:FITTING,LUBRICATION: M16-1.5 X 13/16-16,MNFR:01)ISADRAUL,PTNO:01) 8M18F87OMLOS | NIPPLE, STRAIGHT, HEXAGON,EN_01)1/2 IN,EN_01)ORFS X M18-1.5,9200 PSI,STEEL CHROMIUM 6 FREE,01)FITTING,LUBRICATION: M16-1.,01)ISADRAUL,01)8M18F87OMLOS |  |  | ISADRAUL | ISADRAUL | 8M18F87OMLOS | PARKER HANNIFIN |  |  |  |  | https://ph.parker.com/us/en/product/o-ring-face-seal-tube-fittings-and-adapters-seal-lok-o-ring-face-seal-fittings/8m18f87omlos | https://www.parker.com/parkerimages/tfd/cat/pdffiles/A-Seal-Lok/F87OMLO.pdf | [9 empty] | Enriched | 40183109 Tube adapter | ADAPTER | TUBE | TYPE | STRAIGHT,HEXAGON | NOMINAL SIZE | 1/2 IN X M18X1.5 MM | END CONNECTION | ORFS | LENGTH | 38 MM | PRESSURE CLASS/RATING | 9200 PSI | MATERIAL | STEEL CHROMIUM 6 FREE | MATERIAL SPECIFICATION |  | COATING/FINISH |  | HAZARD CLASS |  | CERTIFICATION/STANDARD |  | ADDITIONAL FEATURES | FITTING | [50 empty] | LUBRICATION: M16-1.5 X 13/16-16 | Production Completed
STP_009 - Lot4 | Data Enrichment | NGB | ok | 2023-07-21 | 2023-08-02 | Nominal Size and End Connection Value Conflict Processed based on Websource | 1232323 | 1232323 | EA | ADAPTER,TUBE;NOM 1 X 3/4 IN,4500 PSI |  |  | ADAPTER,TUBE;NOMINAL SIZE:1 X 3/4 IN,END CONNECTION:JIC FLARE 37 DEG X JIC FEMALE FLARE 37 DEG,PRESSURE CLASS/RATING:4500 PSI, MATERIAL:STEEL CHROMIUM-6 FREE,CERTIFICATION/STANDARD:SAE J514,ADDITIONAL FEATURES EN:1-5/16 IN X 1-1/16 IN,MNFR:01)PIRTEK,PTNO: 01)BB-21-17,MNFR:02)ENZED,PTNO:02)16-12 TRTXN-S | EN_01)1 X 3/4 IN,EN_01)JIC FLARE 37 DEG X JIC F,4500 PSI,STEEL CHROMIUM-6 FREE,EN_01)SAE J514,01)1-5/16 IN X 1-1/16 IN,01)PIRTEK,02)ENZED,01)BB-21-17,02)16-12 TRTXN-S |  |  | Enzed Mount Isa(RKM Investments) | PIRTEK | BB-21-17 |  | ENZED | 16-12 TRTXN-S |  |  | https://www.pirtek.com.au/-/media/feature/products/sect-d-adaptors-rev-g-hyperlinked.pdf | [10 empty] | Enriched | 40183109 Tube adapter | ADAPTER | TUBE | TYPE |  | NOMINAL SIZE | 1-1/16 IN-12 TPI X 1-5/16 IN-12 TPI | END CONNECTION | JIC MALE X JIC FEMALE | LENGTH |  | PRESSURE CLASS/RATING | 4500 PSI | MATERIAL | STEEL CHROMIUM-6 FREE | MATERIAL SPECIFICATION | SAE J514 | COATING/FINISH |  | HAZARD CLASS |  | CERTIFICATION/STANDARD |  | ADDITIONAL FEATURES | [52 empty] | Production Completed
STP_009 - Lot4 | Data Enrichment | NGB | ok | 2023-07-21 | 2023-08-02 | Nominal Size and End Connection Value Conflict Processed based on Websource | 1318038 | 1318038 | EA | ADAPTER,TUBE;NOM 1/2 X 1/4 IN,6000 PSI |  |  | ADAPTER,TUBE;NOMINAL SIZE:1/2 X 1/4 IN,END CONNECTION:JIC FLARE 37 DEG X JIC FEMALE FLARE 37 DEG,PRESSURE CLASS/RATING:6000 PSI, MATERIAL:STEEL CHROMIUM-6 FREE,CERTIFICATION/STANDARD:SAE J514,ADDITIONAL FEATURES EN:3/4 IN X 7/16 IN,MNFR:01)PIRTEK,PTNO:01)BB- 12-07,MNFR:02)ENZED,PTNO:02)8-4 TRTXN-S,MNFR:03)PARKHANN,PTNO:03)8-4-TRTX-S+8-BTX-S | EN_01)1/2 X 1/4 IN,EN_01)JIC FLARE 37 DEG X JIC F,6000 PSI,STEEL CHROMIUM-6 FREE,EN_01)SAE J514,01)3/4 IN X 7/16 IN,01)PIRTEK,02)ENZED,03)PARKHANN,01)BB-12-07,02)8-4 TRTXN-S,03)8-4-TRTX-S+8-BTX-S |  |  | PARKHANN | PIRTEK | BB-12-07 |  | ENZED | 8-4 TRTXN-S | PARKER HANNIFIN | 8-4-TRTX-S+8-BTX-S | https://www.pirtek.com.au/-/media/feature/products/sect-d-adaptors-rev-g-hyperlinked.pdf | [10 empty] | Enriched | 40183109 Tube adapter | ADAPTER | TUBE | TYPE |  | NOMINAL SIZE | 7/16 IN-20 TPI X 3/4 IN-16 TPI | END CONNECTION | JIC MALE X JIC FEMALE | LENGTH |  | PRESSURE CLASS/RATING | 6000 PSI | MATERIAL | STEEL CHROMIUM-6 FREE | MATERIAL SPECIFICATION | SAE J514 | COATING/FINISH |  | HAZARD CLASS |  | CERTIFICATION/STANDARD |  | ADDITIONAL FEATURES | [52 empty] | Production Completed
STP_009 - Lot4 | Data Enrichment | NGB | ok | 2023-07-21 | 2023-08-02 |  | 1351895 | 1351895 | EA | ADAPTER,TUBE;NOM 1/4 IN |  |  | ADAPTER,TUBE;NOMINAL SIZE:1/4 IN,ADDITIONAL FEATURES EN:FLOAT STOP OUTLET,MNFR:01)FISHPORT,PTNO:01)304D119V04 | EN_01)1/4 IN,01)FLOAT STOP OUTLET,01)FISHPORT,01)304D119V04 |  |  | FISHPORT | FISHPORT | 304D119V04 | [5 empty] | URL Not Found | [10 empty] | Cleansed | 40183109 Tube adapter | ADAPTER | TUBE | TYPE | FLOAT STOP OUTLET | NOMINAL SIZE | 1/4 IN | END CONNECTION |  | LENGTH |  | PRESSURE CLASS/RATING |  | MATERIAL |  | MATERIAL SPECIFICATION |  | COATING/FINISH |  | HAZARD CLASS |  | CERTIFICATION/STANDARD |  | ADDITIONAL FEATURES | [52 empty] | Production Completed
STP_009 - Lot4 | Data Enrichment | NGB | ok | 2023-07-21 | 2023-08-02 |  | 1365101 | 1365101 | EA | ADAPTER,TUBE;NOM 1-1/4 X 1 IN,4000 PSI |  |  | ADAPTER,TUBE;NOMINAL SIZE:1-1/4 X 1 IN,END CONNECTION:JIC FLARE 37 DEG X JIC FEMALE FLARE 37 DEG,PRESSURE CLASS/RATING:4000 PSI, MATERIAL:STEEL ZINC NICKEL,CERTIFICATION/STANDARD:SAE J514,ADDITIONAL FEATURES EN:1-5/16 IN X 1-5/8 IN,MNFR:01)ENZED,PTNO:01)20- 16 TRTXN-S | EN_01)1-1/4 X 1 IN,EN_01)JIC FLARE 37 DEG X JIC F,4000 PSI,STEEL ZINC NICKEL,EN_01)SAE J514,01)1-5/16 IN X 1-5/8 IN,01)ENZED,01)20-16 TRTXN-S |  |  | Enzed Mount Isa(RKM Investments) | ENZED | 20- 16 TRTXN-S | PARKER HANNIFIN |  |  |  |  | http://www.compronents.com/media/wysiwyg/PDF_download/PARKER-TRTX.pdf | https://ph.parker.com/us/en/product/triple-lok-37-flare-jic-tube-fittings-and-adapters/20-16-trtxn-s-zj | [9 empty] | Enriched | 40183109 Tube adapter | ADAPTER | TUBE | TYPE |  | NOMINAL SIZE | 1-1/4X1 IN | END CONNECTION | 37 DEG JIC FLARE X 37 DEG JIC FEMALE FLARE | LENGTH | 2-15/64 IN | PRESSURE CLASS/RATING | 4000 PSI | MATERIAL | STEEL ZINC NICKEL | MATERIAL SPECIFICATION | SAE J514 | COATING/FINISH |  | HAZARD CLASS |  | CERTIFICATION/STANDARD |  | ADDITIONAL FEATURES | SIZE:1-5/16X1-5/8 IN | [51 empty] | Production Completed
STP_009 - Lot4 | Data Enrichment | NGB | ok | 2023-07-21 | 2023-08-02 |  | 1232324 | 1232324 | EA | ADAPTER,TUBE;NOM 1-5/8 X 1-1/4 IN,JIC |  |  | ADAPTER,TUBE;NOMINAL SIZE:1-5/8 X 1-1/4 IN,END CONNECTION:JIC,ADDITIONAL FEATURES EN:FLANGE,MNFR:01)ENZED,PTNO:01)15T3-20-20 | EN_01)1-5/8 X 1-1/4 IN,EN_01)JIC,01)FLANGE,01)ENZED,01)15T3-20-20 |  |  | Enzed Mount Isa(RKM Investments) | ENZED | 15T3-20-20 | PARKER HANNIFIN |  |  |  |  | https://www.hydradynellc.com/images/document/46_19t3.PDF | [10 empty] | Enriched | 40183109 Tube adapter | ADAPTER | TUBE | TYPE |  | NOMINAL SIZE | 1-5/8 IN-12 TPI X 1-1/4 IN | END CONNECTION | 37 DEG JIC FLARE X FLANGE | LENGTH | 94 MM | PRESSURE CLASS/RATING |  | MATERIAL |  | MATERIAL SPECIFICATION |  | COATING/FINISH |  | HAZARD CLASS |  | CERTIFICATION/STANDARD |  | ADDITIONAL FEATURES | [52 empty] | Production Completed
STP_009 - Lot4 | Data Enrichment | NGB | ok | 2023-07-21 | 2023-08-02 | Nominal Size and End Connection Value Conflict Processed based on Websource | 1317520 | 1317520 | EA | ADAPTER,TUBE;NOM 3/4 X 1/2 IN,5000 PSI |  |  | ADAPTER,TUBE;NOMINAL SIZE:3/4 X 1/2 IN,END CONNECTION:JIC FLARE 37 DEG X JIC FEMALE FLARE 37 DEG,PRESSURE CLASS/RATING:5000 PSI, MATERIAL:STEEL CHROMIUM-6 FREE,ADDITIONAL FEATURES EN:1-1/16 IN X 3/4 IN,MNFR:01)PIRTEK,PTNO:01)12-8 TRTXN-S,MNFR:02)ENZED,PTNO: 02)BB-17-12 | EN_01)3/4 X 1/2 IN,EN_01)JIC FLARE 37 DEG X JIC F,5000 PSI,STEEL CHROMIUM-6 FREE,01)1-1/16 IN X 3/4 IN,01)PIRTEK,02)ENZED,01)12-8 TRTXN-S,02)BB-17-12 |  |  | Enzed Mount Isa(RKM Investments) | PIRTEK | BB-17-12 |  | ENZED |  |  |  | https://www.pirtek.com.au/-/media/feature/products/sect-d-adaptors-rev-g-hyperlinked.pdf | [10 empty] | Enriched | 40183109 Tube adapter | ADAPTER | TUBE | TYPE |  | NOMINAL SIZE | 3/4 IN-16 TPI X 1.1/16 IN-12 TPI | END CONNECTION | JIC MALE X JIC FEMALE | LENGTH |  | PRESSURE CLASS/RATING | 5000 PSI | MATERIAL | STEEL CHROMIUM-6 FREE | MATERIAL SPECIFICATION |  | COATING/FINISH |  | HAZARD CLASS |  | CERTIFICATION/STANDARD |  | ADDITIONAL FEATURES | [52 empty] | Production Completed
STP_009 - Lot4 | Data Enrichment | NGB | ok | 2023-07-21 | 2023-08-02 | Nominal Size and End Connection Value Conflict Processed based on Websource | 1365096 | 1365096 | EA | ADAPTER,TUBE;NOM 3/4 X 3/8 IN,5000 PSI |  |  | ADAPTER,TUBE;NOMINAL SIZE:3/4 X 3/8 IN,END CONNECTION:JIC FLARE 37 DEG X JIC FEMALE FLARE 37 DEG,PRESSURE CLASS/RATING:5000 PSI, MATERIAL:STEEL ZINC NICKEL,CERTIFICATION/STANDARD:SAE J514,ADDITIONAL FEATURES EN:1-1/16 IN X 9/16 IN,MNFR:01)PIRTEK,PTNO:01)12-6 TRTXN-S,MNFR:02)ENZED,PTNO:02)BB-17-09 | EN_01)3/4 X 3/8 IN,EN_01)JIC FLARE 37 DEG X JIC F,5000 PSI,STEEL ZINC NICKEL,EN_01)SAE J514,01)1-1/16 IN X 9/16 IN,01)PIRTEK,02)ENZED,01)12-6 TRTXN-S,02)BB-17-09 |  |  | Enzed Mount Isa(RKM Investments) | PIRTEK | BB-17-09 |  | ENZED | 12-6 TRTXN-S |  |  | https://www.pirtek.com.au/-/media/feature/products/sect-d-adaptors-rev-g-hyperlinked.pdf | [10 empty] | Enriched | 40183109 Tube adapter | ADAPTER | TUBE | TYPE |  | NOMINAL SIZE | 9/16 IN-18 TPI X 1-1/16 IN-12 TPI | END CONNECTION | JIC MALE X JIC FEMALE | LENGTH |  | PRESSURE CLASS/RATING | 5000 PSI | MATERIAL | STEEL ZINC NICKEL | MATERIAL SPECIFICATION | SAE J514 | COATING/FINISH |  | HAZARD CLASS |  | CERTIFICATION/STANDARD |  | ADDITIONAL FEATURES | [52 empty] | Production Completed
STP_009 - Lot4 | Data Enrichment | NGB | ok | 2023-07-21 | 2023-08-02 |  | 1317521 | 1317521 | EA | ADAPTER,TUBE;NOM 3/8 X 1/4 IN,6000 PSI |  |  | ADAPTER,TUBE;NOMINAL SIZE:3/8 X 1/4 IN,END CONNECTION:JIC FLARE 37 DEG X JIC FEMALE FLARE 37 DEG,PRESSURE CLASS/RATING:6000 PSI, MATERIAL:STEEL CHROMIUM-6 FREE,CERTIFICATION/STANDARD:SAE J514,ADDITIONAL FEATURES EN:9/16 IN X 7/16 IN,MNFR:01)ENZED,PTNO:01)BB- 09-07,MNFR:02)PIRTEK,PTNO:02)6-4 TRTXN-S | EN_01)3/8 X 1/4 IN,EN_01)JIC FLARE 37 DEG X JIC F,6000 PSI,STEEL CHROMIUM-6 FREE,EN_01)SAE J514,01)9/16 IN X 7/16 IN,01)ENZED,02)PIRTEK,01)BB-09-07,02)6-4 TRTXN-S |  |  | PIRTEK ISA FLUID CONNECTIONS PTY LT | ENZED | 6-4 TRTXN-S | PARKER HANNIFIN | PIRTEK | BB-09-07 |  |  | http://www.compronents.com/media/wysiwyg/PDF_download/PARKER-TRTX.pdf | [10 empty] | Enriched | 40183109 Tube adapter | ADAPTER | TUBE | TYPE |  | NOMINAL SIZE | 3/8X1/4 IN | END CONNECTION | 37 DEG JIC FLARE X 37 DEG JIC FEMALE FLARE | LENGTH | 1-13/32 IN | PRESSURE CLASS/RATING | 6000 PSI | MATERIAL | STEEL CHROMIUM-6 FREE | MATERIAL SPECIFICATION | SAE J514 | COATING/FINISH |  | HAZARD CLASS |  | CERTIFICATION/STANDARD |  | ADDITIONAL FEATURES | SIZE:9/16X7/16 IN | [51 empty] | Production Completed
STP_009 - Lot4 | Data Enrichment | NGB | ok | 2023-07-21 | 2023-08-02 |  | 1365098 | 1365098 | EA | ADAPTER,TUBE;NOM 5/8 X 3/8 IN,5000 PSI |  |  | ADAPTER,TUBE;NOMINAL SIZE:5/8 X 3/8 IN,END CONNECTION:JIC FLARE 37 DEG X JIC FEMALE FLARE 37 DEG,PRESSURE CLASS/RATING:5000 PSI, MATERIAL:STEEL CHROMIUM-6 FREE,CERTIFICATION/STANDARD:SAE J514,ADDITIONAL FEATURES EN:7/8 IN X 9/16 IN,MNFR:01)ENZED,PTNO:01)10-6 TRTXN-S,MNFR:02)PIRTEK,PTNO:02)BB-14-09 | EN_01)5/8 X 3/8 IN,EN_01)JIC FLARE 37 DEG X JIC F,5000 PSI,STEEL CHROMIUM-6 FREE,EN_01)SAE J514,01)7/8 IN X 9/16 IN,01)ENZED,02)PIRTEK,01)10-6 TRTXN-S,02)BB-14-09 |  |  | PIRTEK ISA FLUID CONNECTIONS PTY LT | ENZED | 10-6 TRTXN-S | PARKER HANNIFIN | PIRTEK | BB-14-09 |  |  | http://www.compronents.com/media/wysiwyg/PDF_download/PARKER-TRTX.pdf | [10 empty] | Enriched | 40183109 Tube adapter | ADAPTER | TUBE | TYPE |  | NOMINAL SIZE | 5/8X3/8 IN | END CONNECTION | 37 DEG JIC FLARE X 37 DEG JIC FEMALE FLARE | LENGTH | 1-39/64 IN | PRESSURE CLASS/RATING | 5000 PSI | MATERIAL | STEEL CHROMIUM-6 FREE | MATERIAL SPECIFICATION | SAE J514 | COATING/FINISH |  | HAZARD CLASS |  | CERTIFICATION/STANDARD |  | ADDITIONAL FEATURES | SIZE:7/8X9/16 IN | [51 empty] | Production Completed
STP_009 - Lot4 | Data Enrichment | NGB | ok | 2023-07-21 | 2023-08-02 | Nominal Size and End Connection Value Conflict Processed based on Websource | 1233198 | 1233198 | EA | ADAPTER,TUBE;ONE PIECE,NOM 3/4 X 5/8 IN |  |  | ADAPTER,TUBE;TYPE:ONE PIECE,NOMINAL SIZE:3/4 X 5/8 IN,END CONNECTION:JIC FLARE 37 DEG X JIC FEMALE FLARE 37 DEG,PRESSURE CLASS/RATING:5000 PSI,MATERIAL:STEEL CHROMIUM-6 FREE,CERTIFICATION/STANDARD:SAE J514,ADDITIONAL FEATURES EN:7/8 IN M 14 TPI X 1- 1/16 IN F 12 TPI, SEATS,MNFR:01)PIRTEK,PTNO:01)BB-17-14,MNFR:02)ENZED,PTNO:02)12-10 TRTXN-S | ONE PIECE,EN_01)3/4 X 5/8 IN,EN_01)JIC FLARE 37 DEG X JIC F,5000 PSI,STEEL CHROMIUM-6 FREE,EN_01)SAE J514,01)7/8 IN M 14 TPI X 1-1/16 IN,01)PIRTEK,02)ENZED,01)BB-17-14,02)12-10 TRTXN-S |  |  | Enzed Mount Isa(RKM Investments) | PIRTEK | BB-17-14 |  | ENZED | 12-10 TRTXN-S |  |  | https://www.pirtek.com.au/-/media/feature/products/sect-d-adaptors-rev-g-hyperlinked.pdf | [10 empty] | Enriched | 40183109 Tube adapter | ADAPTER | TUBE | TYPE |  | NOMINAL SIZE | 7/8 IN-14 TPI X 1-1/16 IN-12 TPI | END CONNECTION | JIC MALE X JIC FEMALE | LENGTH |  | PRESSURE CLASS/RATING | 5000 PSI | MATERIAL | STEEL CHROMIUM-6 FREE | MATERIAL SPECIFICATION | SAE J514 | COATING/FINISH |  | HAZARD CLASS |  | CERTIFICATION/STANDARD |  | ADDITIONAL FEATURES | PACKAGE QUANTITY:1 PC,SEATS | [51 empty] | Production Completed
STP_009 - Lot4 | Data Enrichment | NGB | ok | 2023-07-21 | 2023-08-02 |  | 1351894 | 1351894 | EA | ADAPTER,TUBE;OUTLET,NOM 1/4 IN |  |  | ADAPTER,TUBE;TYPE:OUTLET,NOMINAL SIZE:1/4 IN,MNFR:01)FISHPORT,PTNO:01)364B125U03 | OUTLET,EN_01)1/4 IN,01)FISHPORT,01)364B125U03 |  |  | FISHPORT | FISHPORT | 364B125U03 | [5 empty] | URL Not Found | [10 empty] | Cleansed | 40183109 Tube adapter | ADAPTER | TUBE | TYPE | OUTLET | NOMINAL SIZE | 1/4 IN | END CONNECTION |  | LENGTH |  | PRESSURE CLASS/RATING |  | MATERIAL |  | MATERIAL SPECIFICATION |  | COATING/FINISH |  | HAZARD CLASS |  | CERTIFICATION/STANDARD |  | ADDITIONAL FEATURES | [52 empty] | Production Completed
STP_009 - Lot4 | Data Enrichment | NGB | ok | 2023-07-21 | 2023-08-02 |  | 1289005 | 1289005 | EA | ADAPTER,TUBE;PRESSURE GAUGE,NOM M16 |  |  | ADAPTER,TUBE;TYPE:PRESSURE GAUGE,NOMINAL SIZE:M16,END CONNECTION:THREADED FEMALE PITCH 2 MM,LENGTH:54 MM,PRESSURE CLASS/RATING: 630 BAR,MNFR:01)STAUFF,PTNO:01)SMA20-G 1/4"- P | PRESSURE GAUGE,EN_01)M16,EN_01)THREADED FEMALE PITCH 2,54 MM,630 BAR,01)STAUFF,01)SMA20-G 1/4"- P |  |  | STAUFF | STAUFF | SMA20-G 1/4"- P | [5 empty] | https://docs.rs-online.com/1d60/0900766b81407161.pdf | [10 empty] | Enriched | 40183109 Tube adapter | ADAPTER | TUBE | TYPE | PRESSURE GAUGE | NOMINAL SIZE | M16X2 MM X 1/4 IN | END CONNECTION | FBSPP | LENGTH | 54 MM | PRESSURE CLASS/RATING | 630 BAR | MATERIAL |  | MATERIAL SPECIFICATION |  | COATING/FINISH |  | HAZARD CLASS |  | CERTIFICATION/STANDARD |  | ADDITIONAL FEATURES | [52 empty] | Production Completed
STP_009 - Lot4 | Data Enrichment | NGB | ok | 2023-07-21 | 2023-08-02 |  | 1291772 | 1291772 | EA | ADAPTER,TUBE;STRAIGHT,NOM 7/16 IN,JIC |  |  | ADAPTER,TUBE;TYPE:STRAIGHT,NOMINAL SIZE:7/16 IN,END CONNECTION:JIC,ADDITIONAL FEATURES EN:PIPE, HOSE END,MNFR:01)ISAFIRE,PTNO:01) QTB100 | STRAIGHT,EN_01)7/16 IN,EN_01)JIC,01)PIPE, HOSE END,01)ISAFIRE,01)QTB100 |  |  | ISAFIRE | ISAFIRE | QTB100 | [5 empty] | URL Not Found | [10 empty] | Cleansed | 40183109 Tube adapter | ADAPTER | TUBE | TYPE | STRAIGHT | NOMINAL SIZE | 7/16 IN | END CONNECTION | JIC | LENGTH |  | PRESSURE CLASS/RATING |  | MATERIAL |  | MATERIAL SPECIFICATION |  | COATING/FINISH |  | HAZARD CLASS |  | CERTIFICATION/STANDARD |  | ADDITIONAL FEATURES | PIPE,HOSE END | [51 empty] | Production Completed
STP_009 - Lot4 | Data Enrichment | NGB | ok | 2023-07-21 | 2023-08-02 | Nominal Size and End Connection Value Conflict Processed based on Websource | 1291575 | 1291575 | EA | ADAPTER,TUBE;TWO PIECE,NOM 1 X 5/8 IN |  |  | ADAPTER,TUBE;TYPE:TWO PIECE,NOMINAL SIZE:1 X 5/8 IN,END CONNECTION:JIC FLARE 37 DEG X JIC FEMALE FLARE 37 DEG,PRESSURE CLASS/RATING:4500 PSI,MATERIAL:STEEL CHROMIUM-6 FREE,CERTIFICATION/STANDARD:SAE J514,ADDITIONAL FEATURES EN:7/8 IN M 14 TPI X 1- 5/16 IN F 12 TPI, SEATS,MNFR:01)PIRTEK,PTNO:01)BB-21-14,MNFR:02)PARKHANN,PTNO:02)16-10 TRTXN-S | TWO PIECE,EN_01)1 X 5/8 IN,EN_01)JIC FLARE 37 DEG X JIC F,4500 PSI,STEEL CHROMIUM-6 FREE,EN_01)SAE J514,01)7/8 IN M 14 TPI X 1-5/16 IN,01)PIRTEK,02)PARKHANN,01)BB-21-14,02)16-10 TRTXN-S |  |  | PARKHANN | PIRTEK | BB-21-14 |  | PARKER HANNIFIN | 16-10 TRTXN-S |  |  | https://www.pirtek.com.au/-/media/feature/products/sect-d-adaptors-rev-g-hyperlinked.pdf | [10 empty] | Enriched | 40183109 Tube adapter | ADAPTER | TUBE | TYPE |  | NOMINAL SIZE | 7/8 IN-14 TPI X 1-5/16 IN-12 TPI | END CONNECTION | JIC MALE X JIC FEMALE | LENGTH |  | PRESSURE CLASS/RATING | 4500 PSI | MATERIAL | STEEL CHROMIUM-6 FREE | MATERIAL SPECIFICATION | SAE J514 | COATING/FINISH |  | HAZARD CLASS |  | CERTIFICATION/STANDARD |  | ADDITIONAL FEATURES | PACKAGE QUANTITY:2 PC,SEATS | [51 empty] | Production Completed
STP_009 - Lot4 | Data Enrichment | NGB | ok | 2023-07-21 | 2023-08-02 |  | 1345008 | 1345008 | EA | ADAPTER,TUBE-PIPE;BUSHING,1-7/8 IN,2 IN |  |  | ADAPTER,TUBE TO PIPE;TYPE:BUSHING,TUBE SIZE:1-7/8 IN,PIPE SIZE:2 IN,TUBE CONNECTION:JIC,PIPE CONNECTION:FBSP,MNFR:01)BANLAW,PTNO: 01)BFT4W033 | BUSHING,1-7/8 IN,2 IN,EN_01)JIC,EN_01)FBSP,01)BANLAW,01)BFT4W033 |  |  | BANLAW | BANLAW | BFT4W033 | [5 empty] | https://www.banlaw.com/wp-content/uploads/2019/06/Banlaw-Product-Catalogue-190604-WEB.pdf | [10 empty] | Cleansed | 40141700 Hardware and fittings | ADAPTER | TUBE TO PIPE | TYPE | BUSHING | TUBE SIZE | 1-7/8 IN | PIPE SIZE | 2 IN | TUBE CONNECTION | JIC MALE | PIPE CONNECTION | FBSP | LENGTH |  | SCHEDULE/WALL THICKNESS |  | PRESSURE CLASS/RATING |  | MATERIAL |  | MATERIAL SPECIFICATION |  | COATING/FINISH |  | TEMPERATURE RATING |  | HAZARD CLASS |  | CERTIFICATION/STANDARD |  | ADDITIONAL FEATURES | [44 empty] | Production Completed
STP_009 - Lot4 | Data Enrichment | NGB | ok | 2023-07-21 | 2023-08-02 |  | 1291770 | 1291770 | EA | ADAPTER,TUBE-PIPE;NIPPLE, STRAIGHT,JIC |  |  | ADAPTER,TUBE TO PIPE;TYPE:NIPPLE, STRAIGHT,TUBE SIZE:7/16 IN,PIPE SIZE:1/8 IN,TUBE CONNECTION:JIC,PIPE CONNECTION:27 NPT, ADDITIONAL FEATURES EN:HOSE,MNFR:01)ISAFIRE,PTNO:01)QTB253 | NIPPLE, STRAIGHT,7/16 IN,1/8 IN,EN_01)JIC,EN_01)27 NPT,01)HOSE,01)ISAFIRE,01)QTB253 |  |  | ISAFIRE | ISAFIRE | QTB253 | [5 empty] | https://qtecfire.com.au/wp-content/uploads/2021/09/VDAS-COMPACT-LOP-ROP-Component-List-24-09-2021-Com.pdf | [10 empty] | Cleansed | 40141700 Hardware and fittings | ADAPTER | TUBE TO PIPE | TYPE | STRAIGHT | TUBE SIZE | 7/16 IN | PIPE SIZE | 1/8 IN-27 TPI | TUBE CONNECTION | JIC | PIPE CONNECTION | NPT | LENGTH |  | SCHEDULE/WALL THICKNESS |  | PRESSURE CLASS/RATING |  | MATERIAL |  | MATERIAL SPECIFICATION |  | COATING/FINISH |  | TEMPERATURE RATING |  | HAZARD CLASS |  | CERTIFICATION/STANDARD |  | ADDITIONAL FEATURES | [44 empty] | Production Completed
STP_009 - Lot4 | Data Enrichment | NGB | ok | 2023-07-21 | 2023-08-02 |  | 1291769 | 1291769 | EA | ADAPTER,TUBE-PIPE;NIPPLE,7/16 IN,1/4 IN |  |  | ADAPTER,TUBE TO PIPE;TYPE:NIPPLE,TUBE SIZE:7/16 IN,PIPE SIZE:1/4 IN,TUBE CONNECTION:20JIC,PIPE CONNECTION:18 NPT,ADDITIONAL FEATURES EN:MALE,MNFR:01)ISAFIRE,PTNO:01)QTB254 | NIPPLE,7/16 IN,1/4 IN,EN_01)20JIC,EN_01)18 NPT,01)MALE,01)ISAFIRE,01)QTB254 |  |  | ISAFIRE | ISAFIRE | QTB254 | [5 empty] | https://qtecfire.com.au/wp-content/uploads/2021/09/VDAS-COMPACT-LOP-ROP-Component-List-24-09-2021-Com.pdf | [10 empty] | Cleansed | 40141700 Hardware and fittings | ADAPTER | TUBE TO PIPE | TYPE |  | TUBE SIZE | 7/16 IN-20 TPI | PIPE SIZE | 1/4 IN-18 TPI | TUBE CONNECTION | JIC | PIPE CONNECTION | NPT | LENGTH |  | SCHEDULE/WALL THICKNESS |  | PRESSURE CLASS/RATING |  | MATERIAL |  | MATERIAL SPECIFICATION |  | COATING/FINISH |  | TEMPERATURE RATING |  | HAZARD CLASS |  | CERTIFICATION/STANDARD |  | ADDITIONAL FEATURES | [44 empty] | Production Completed
STP_009 - Lot4 | Data Enrichment | NGB | ok | 2023-07-21 | 2023-08-02 |  | 1387903 | 1387903 | EA | CLEANER,BELT;H SERIES,K-CLE-RTBC-H-K9095 |  |  |  |  | K-CLE-RTBC-H-K9095 | 3000432 | KINDER | KINDER | K-CLE-RTBC-H-K9095 | [5 empty] | URL Not Found | [10 empty] | Cleansed | 24101742 External belt scraper | CLEANER | BELT | TYPE |  | BELT WIDTH |  | SIZE |  | MATERIAL |  | HAZARD CLASS |  | CERTIFICATION/STANDARD |  | ADDITIONAL FEATURES | SERIES:H | [59 empty] | Production Completed
STP_009 - Lot4 | Data Enrichment | NGB | ok | 2023-07-21 | 2023-08-02 | Description Based | 1300073 | 1300073 | EA | CLEANER,BLT;CONVBELLE BANNE H-TYPE P |  |  | CLEANER,BELT;TYPE:CONVBELLE BANNE H-TYPE P,MNFR:01)BELLEBAN,PTNO:01)H1200X1200 | CONVBELLE BANNE H-TYPE P,01)BELLEBAN,01)H1200X1200 |  |  | BELLEBAN | BELLE BANNE | H1200X1200 | [5 empty] | https://www.bellebannecp.com.au/product/h-primary-belt-cleaner/ | [10 empty] | Enriched | 24101742 External belt scraper | CLEANER | BELT | TYPE | CONVEYOR,H-TYPE,PRIMARY | BELT WIDTH | 1.2 M | SIZE | 1.2 M WD BLADE | MATERIAL |  | HAZARD CLASS |  | CERTIFICATION/STANDARD |  | ADDITIONAL FEATURES | POLE SIZE:60 DIA MMX2.6 LG M | [59 empty] | Production Completed
STP_009 - Lot4 | Data Enrichment | NGB | ok | 2023-07-21 | 2023-08-02 | Description Based | 1300008 | 1300008 | EA | CLEANER,BLT;CONVBELLE BANNE,H-TYPE P |  |  | CLEANER,BELT;TYPE:CONVBELLE BANNE,ADDITIONAL FEATURES EN:H-TYPE P,MNFR:01)BELLEBAN,PTNO:01)H900 | CONVBELLE BANNE,01)H-TYPE P,01)BELLEBAN,01)H900 |  |  | BELLEBAN | BELLE BANNE | H900 | [5 empty] | https://www.bellebannecp.com.au/product/h-primary-belt-cleaner/ | [10 empty] | Enriched | 24101742 External belt scraper | CLEANER | BELT | TYPE | CONVEYOR,H-TYPE,PRIMARY | BELT WIDTH | 900 MM | SIZE | 800 MM WD TIP | MATERIAL |  | HAZARD CLASS |  | CERTIFICATION/STANDARD |  | ADDITIONAL FEATURES | POLE SIZE:60 DIA MMX1.9 LG M | [59 empty] | Production Completed
STP_009 - Lot4 | Data Enrichment | NGB | ok | 2023-07-21 | 2023-08-02 | Description Based | 1300071 | 1300071 | EA | CLEANER,BLT;CONVBELLE BANNE,P-TYPE C |  |  | CLEANER,BELT;TYPE:CONVBELLE BANNE,ADDITIONAL FEATURES EN:P-TYPE C,MNFR:01)BELLEBAN,PTNO:01)P1200X1200 | CONVBELLE BANNE,01)P-TYPE C,01)BELLEBAN,01)P1200X1200 |  |  | BELLEBAN | BELLE BANNE | P1200X1200 | [5 empty] | https://www.bellebannecp.com.au/product/p-secondary-belt-cleaner/ | [10 empty] | Enriched | 24101742 External belt scraper | CLEANER | BELT | TYPE | CONVEYOR,P-TYPE,SECONDARY | BELT WIDTH | 1.2 M | SIZE | 1.2 M WD BLADE | MATERIAL |  | HAZARD CLASS |  | CERTIFICATION/STANDARD |  | ADDITIONAL FEATURES | POLE SIZE:60 DIA MMX2.6 LG M | [59 empty] | Production Completed
STP_009 - Lot4 | Data Enrichment | NGB | ok | 2023-07-21 | 2023-08-02 | Description Based | 1300007 | 1300007 | EA | CLEANER,BLT;CONVBELLE BANNE,P-TYPE,9 |  |  | CLEANER,BELT;TYPE:CONVBELLE BANNE,ADDITIONAL FEATURES EN:P-TYPE,9,MNFR:01)BELLEBAN,PTNO:01)P900 | CONVBELLE BANNE,01)P-TYPE,9,01)BELLEBAN,01)P900 |  |  | BELLEBAN | BELLE BANNE | P900 | [5 empty] | https://www.bellebannecp.com.au/product/p-secondary-belt-cleaner/ | [10 empty] | Enriched | 24101742 External belt scraper | CLEANER | BELT | TYPE | CONVEYOR,P-TYPE | BELT WIDTH | 900 MM | SIZE | 900 MM WD BELT | MATERIAL |  | HAZARD CLASS |  | CERTIFICATION/STANDARD |  | ADDITIONAL FEATURES | POLE SIZE:60 DIA MMX1.9 LG M | [59 empty] | Production Completed
STP_009 - Lot4 | Data Enrichment | NGB | ok | 2023-07-21 | 2023-08-02 |  | 1345582 | 1345582 | EA | CLEANER,BLT;CONVEYOR |  |  | CLEANER,BELT;TYPE:CONVEYOR,MNFR:01)FINLAY,PTNO:01)20.1175.06.05 | CONVEYOR,01)FINLAY,01)20.1175.06.05 |  |  | FINLAY | FINLAY | 20.1175.06.05 | [5 empty] | URL Not Found | [10 empty] | Cleansed | 24101742 External belt scraper | CLEANER | BELT | TYPE | CONVEYOR | BELT WIDTH |  | SIZE |  | MATERIAL |  | HAZARD CLASS |  | CERTIFICATION/STANDARD |  | ADDITIONAL FEATURES | [60 empty] | Production Completed
STP_009 - Lot4 | Data Enrichment | NGB | ok | 2023-07-21 | 2023-08-02 |  | 1348299 | 1348299 | EA | CLEANER,BLT;CONVEYOR PLOW,BELT WD 1.2 M |  |  | CLEANER,BELT;TYPE:CONVEYOR PLOW,BELT WIDTH:1.2 M,ADDITIONAL FEATURES EN:SCRAPER DYNATRAC VB,MNFR:01)DYNAENG,PTNO:01)06-13-1200 | CONVEYOR PLOW,1.2 M,01)SCRAPER DYNATRAC VB,01)DYNAENG,01)06-13-1200 |  |  | DYNAENG | DYNAENGINEERING | 06-13-1200 | [5 empty] | https://www.dynaeng.com.au/dyna/wp-content/uploads/2016/10/Dyna_VB_Plow_Rev_1_Web.pdf | [10 empty] | Enriched | 24101742 External belt scraper | CLEANER | BELT | TYPE | CONVEYOR,VB PLOW | BELT WIDTH | 1.2 M | SIZE |  | MATERIAL |  | HAZARD CLASS |  | CERTIFICATION/STANDARD |  | ADDITIONAL FEATURES | POLE LENGTH:1.8 M,SERIES:DYNATRAC | [59 empty] | Production Completed
STP_009 - Lot4 | Data Enrichment | NGB | ok | 2023-07-21 | 2023-08-02 |  | 1300005 | 1300005 | EA | CLEANER,BLT;CONVEYOR, CURVED,STEEL,KRUPP |  |  | CLEANER,BELT;TYPE:CONVEYOR, CURVED,MATERIAL:STEEL,ADDITIONAL FEATURES EN:C/W 3 DOMI,MNFR:01)KRUPP,PTNO:01)6767A | CONVEYOR, CURVED,STEEL,01)C/W 3 DOMI,01)KRUPP,01)6767A |  |  | KRUPP | KRUPP | 6767A | [5 empty] | URL Not Found | [10 empty] | Cleansed | 24101742 External belt scraper | CLEANER | BELT | TYPE | CONVEYOR,CURVED | BELT WIDTH |  | SIZE |  | MATERIAL | STEEL | HAZARD CLASS |  | CERTIFICATION/STANDARD |  | ADDITIONAL FEATURES | C/W 3 DOMI | [59 empty] | Production Completed
STP_009 - Lot4 | Data Enrichment | NGB | ok | 2023-07-21 | 2023-08-02 |  | 1300004 | 1300004 | EA | CLEANER,BLT;CONVEYOR, CURVED,STEEL,REC |  |  | CLEANER,BELT;TYPE:CONVEYOR, CURVED,MATERIAL:STEEL,ADDITIONAL FEATURES EN:REC,MNFR:01)KRUPP,PTNO:01)6767B | CONVEYOR, CURVED,STEEL,01)REC,01)KRUPP,01)6767B |  |  | KRUPP | KRUPP | 6767B | [5 empty] | URL Not Found | [10 empty] | Cleansed | 24101742 External belt scraper | CLEANER | BELT | TYPE | CONVEYOR,CURVED | BELT WIDTH |  | SIZE |  | MATERIAL | STEEL | HAZARD CLASS |  | CERTIFICATION/STANDARD |  | ADDITIONAL FEATURES | REC | [59 empty] | Production Completed
STP_009 - Lot4 | Data Enrichment | NGB | ok | 2023-07-21 | 2023-08-02 |  | 1289653 | 1289653 | EA | CLEANER,BLT;CONVEYOR, EXTRA HEAVY |  |  | CLEANER,BELT;TYPE:CONVEYOR, EXTRA HEAVY,BELT WIDTH:1.6 M,MNFR:01)AESSEAL,PTNO:01)35302160S | CONVEYOR, EXTRA HEAVY,1.6 M,01)AESSEAL,01)35302160S |  |  | AESSEAL | AESSEAL | 35302160S | [5 empty] | URL Not Found | [10 empty] | Cleansed | 24101742 External belt scraper | CLEANER | BELT | TYPE | CONVEYOR,EXTRA HEAVY | BELT WIDTH | 1.6 M | SIZE |  | MATERIAL |  | HAZARD CLASS |  | CERTIFICATION/STANDARD |  | ADDITIONAL FEATURES | [60 empty] | Production Completed
STP_009 - Lot4 | Data Enrichment | NGB | ok | 2023-07-21 | 2023-08-02 |  | 1299967 | 1299967 | EA | CLEANER,BLT;CONVEYOR, PLOUGH,DYNAENG |  |  | CLEANER,BELT;TYPE:CONVEYOR, PLOUGH,BELT WIDTH:900 MM,ADDITIONAL FEATURES EN:SCRAPER,900MM W,MNFR:01)DYNAENG,PTNO:01)06-13-0900 | CONVEYOR, PLOUGH,900 MM,01)SCRAPER,900MM W,01)DYNAENG,01)06-13-0900 |  |  | DYNAENG | DYNAENGINEERING | 06-13-0900 | [5 empty] | https://www.dynaeng.com.au/dyna/wp-content/uploads/2016/10/Dyna_VB_Plow_Rev_1_Web.pdf | [10 empty] | Enriched | 24101742 External belt scraper | CLEANER | BELT | TYPE | CONVEYOR,VB PLOW | BELT WIDTH | 900 MM | SIZE |  | MATERIAL |  | HAZARD CLASS |  | CERTIFICATION/STANDARD |  | ADDITIONAL FEATURES | POLE LENGTH:1.5 M,SERIES:DYNATRAC | [59 empty] | Production Completed
STP_009 - Lot4 | Data Enrichment | NGB | ok | 2023-07-21 | 2023-08-02 |  | 1299983 | 1299983 | EA | CLEANER,BLT;CONVEYOR, PRIMARY |  |  | CLEANER,BELT;TYPE:CONVEYOR, PRIMARY,BELT WIDTH:600 MM,MATERIAL:STAINLESS STEEL,ADDITIONAL FEATURES EN:URETHANE DURT TRACKER DOCTOR BLADES, PRE,MNFR:01)ESS,PTNO:01)1608060 | CONVEYOR, PRIMARY,600 MM,STAINLESS STEEL,01)URETHANE DURT TRACKER DOCTO,01)ESS,01)1608060 |  |  | ESS | ESS | 1608060 |  | DURT TRACKER |  |  |  | URL Not Found | [10 empty] | Cleansed | 24101742 External belt scraper | CLEANER | BELT | TYPE | CONVEYOR,PRIMARY,PRE | BELT WIDTH | 600 MM | SIZE |  | MATERIAL | STAINLESS STEEL | HAZARD CLASS |  | CERTIFICATION/STANDARD |  | ADDITIONAL FEATURES | DOCTOR BLADES | [59 empty] | Production Completed
STP_009 - Lot4 | Data Enrichment | NGB | ok | 2023-07-21 | 2023-08-02 |  | 1316865 | 1316865 | EA | CLEANER,BLT;CONVEYOR, PRIMARY |  |  | CLEANER,BELT;TYPE:CONVEYOR, PRIMARY,ADDITIONAL FEATURES EN:C/W MOUNTING H/WARE, DURT TRACKER,MNFR:01)ESS,PTNO:01)16102075SW | CONVEYOR, PRIMARY,01)C/W MOUNTING H/WARE, DURT T,01)ESS,01)16102075SW |  |  | ESS | ESS | 16102075SW |  | DURT TRACKER |  |  |  | URL Not Found | [10 empty] | Cleansed | 24101742 External belt scraper | CLEANER | BELT | TYPE | CONVEYOR,PRIMARY | BELT WIDTH |  | SIZE |  | MATERIAL |  | HAZARD CLASS |  | CERTIFICATION/STANDARD |  | ADDITIONAL FEATURES | C/W MOUNTING HARDWARE | [59 empty] | Production Completed
STP_009 - Lot4 | Data Enrichment | NGB | ok | 2023-07-21 | 2023-08-02 |  | 1299996 | 1299996 | EA | CLEANER,BLT;CONVEYOR, RBC PLOW |  |  | CLEANER,BELT;TYPE:CONVEYOR, RBC PLOW,BELT WIDTH:750 MM,MATERIAL:MILD STEEL/URETHANE,ADDITIONAL FEATURES EN:SCRAPER RETURN,MNFR:01) ESS,PTNO:01)6103075 | CONVEYOR, RBC PLOW,750 MM,MILD STEEL/URETHANE,01)SCRAPER RETURN,01)ESS,01)6103075 |  |  | ESS | ESS | 6103075 | [5 empty] | URL Not Found | [10 empty] | Cleansed | 24101742 External belt scraper | CLEANER | BELT | TYPE | CONVEYOR,RBC PLOW RETURN | BELT WIDTH | 750 MM | SIZE |  | MATERIAL | MILD STEEL/URETHANE | HAZARD CLASS |  | CERTIFICATION/STANDARD |  | ADDITIONAL FEATURES | [60 empty] | Production Completed
STP_009 - Lot4 | Data Enrichment | NGB | ok | 2023-07-21 | 2023-08-02 |  | 1300070 | 1300070 | EA | CLEANER,BLT;CONVEYOR, RBC PLOW |  |  | CLEANER,BELT;TYPE:CONVEYOR, RBC PLOW,BELT WIDTH:600 MM,MATERIAL:MILD STEEL/URETHANE,ADDITIONAL FEATURES EN:SCRAPER RETURN,MNFR:01) ESS,PTNO:01)61120060 | CONVEYOR, RBC PLOW,600 MM,MILD STEEL/URETHANE,01)SCRAPER RETURN,01)ESS,01)61120060 |  |  | ESS | ESS | 61120060 | [5 empty] | https://irp.cdn-website.com/38ca115f/files/uploaded/Product%20Catalogue%202021%20REV%20A.pdf | [10 empty] | Enriched | 24101742 External belt scraper | CLEANER | BELT | TYPE | CONVEYOR,RBC PLOW RETURN | BELT WIDTH | 600 MM | SIZE | 188 MM LG BLADE | MATERIAL | MILD STEEL/URETHANE | HAZARD CLASS |  | CERTIFICATION/STANDARD |  | ADDITIONAL FEATURES | [60 empty] | Production Completed
STP_009 - Lot4 | Data Enrichment | NGB | ok | 2023-07-21 | 2023-08-02 |  | 1347131 | 1347131 | EA | CLEANER,BLT;CONVEYOR, RBC PLOW |  |  | CLEANER,BELT;TYPE:CONVEYOR, RBC PLOW,BELT WIDTH:600 MM,ADDITIONAL FEATURES EN:SCRAPER RETURN,MNFR:01)ESS,PTNO:01)6103060 | CONVEYOR, RBC PLOW,600 MM,01)SCRAPER RETURN,01)ESS,01)6103060 |  |  | ESS | ESS | 6103060 | [5 empty] | URL Not Found | [10 empty] | Cleansed | 24101742 External belt scraper | CLEANER | BELT | TYPE | CONVEYOR,RBC PLOW RETURN | BELT WIDTH | 600 MM | SIZE |  | MATERIAL |  | HAZARD CLASS |  | CERTIFICATION/STANDARD |  | ADDITIONAL FEATURES | [60 empty] | Production Completed
STP_009 - Lot4 | Data Enrichment | NGB | ok | 2023-07-21 | 2023-08-02 |  | 1299940 | 1299940 | EA | CLEANER,BLT;CONVEYOR, SECONDARY |  |  | CLEANER,BELT;TYPE:CONVEYOR, SECONDARY,ADDITIONAL FEATURES EN:C/W MOUNTING H/WARE INLINE,MNFR:01)ESS,PTNO:01)39702075SQ | CONVEYOR, SECONDARY,01)C/W MOUNTING H/WARE INLINE,01)ESS,01)39702075SQ |  |  | ESS | ESS | 39702075SQ | [5 empty] | https://irp.cdn-website.com/38ca115f/files/uploaded/Product%20Catalogue%202021%20REV%20A.pdf | [10 empty] | Enriched | 24101742 External belt scraper | CLEANER | BELT | TYPE | CONVEYOR,INLINE,PREMIUM,SECONDARY | BELT WIDTH | 750 MM | SIZE |  | MATERIAL | STAINLESS STEEL | HAZARD CLASS |  | CERTIFICATION/STANDARD |  | ADDITIONAL FEATURES | MOUNTING TYPE:FLEX,C/W MOUNTING HARDWARE | [59 empty] | Production Completed
STP_009 - Lot4 | Data Enrichment | NGB | ok | 2023-07-21 | 2023-08-02 |  | 1299376 | 1299376 | EA | CLEANER,BLT;CONVEYOR, STANDARD DUTY |  |  | CLEANER,BELT;TYPE:CONVEYOR, STANDARD DUTY,ADDITIONAL FEATURES EN:SCRAPER FLOATING VEE PLOUGHS C/W NATURAL BLADES,MNFR:01)BRITRAC, PTNO:01)BES-RVP-0600-S | CONVEYOR, STANDARD DUTY,01)SCRAPER FLOATING VEE PLOUGH,01)BRITRAC,01)BES-RVP-0600-S |  |  | BRITRAC | BRITRAC | BES-RVP-0600-S | [5 empty] | URL Not Found | [10 empty] | Cleansed | 24101742 External belt scraper | CLEANER | BELT | TYPE | CONVEYOR,FLOATING V PLOUGH,STANDARD DUTY | BELT WIDTH |  | SIZE |  | MATERIAL |  | HAZARD CLASS |  | CERTIFICATION/STANDARD |  | ADDITIONAL FEATURES | C/W NATURAL BLADES | [59 empty] | Production Completed
STP_009 - Lot4 | Data Enrichment | NGB | ok | 2023-07-21 | 2023-08-02 |  | 1299989 | 1299989 | EA | CLEANER,BLT;CONVEYOR,BELLE BANNE P |  |  | CLEANER,BELT;TYPE:CONVEYOR,ADDITIONAL FEATURES EN:BELLE BANNE P,MNFR:01)BELLEBAN,PTNO:01)EF200-S | CONVEYOR,01)BELLE BANNE P,01)BELLEBAN,01)EF200-S |  |  | BELLEBAN | BELLE BANNE | EF200-S | [5 empty] | URL Not Found | [10 empty] | Cleansed | 24101742 External belt scraper | CLEANER | BELT | TYPE | CONVEYOR,P-TYPE | BELT WIDTH |  | SIZE |  | MATERIAL |  | HAZARD CLASS |  | CERTIFICATION/STANDARD |  | ADDITIONAL FEATURES | [60 empty] | Production Completed
STP_009 - Lot4 | Data Enrichment | NGB | ok | 2023-07-21 | 2023-08-02 |  | 1300006 | 1300006 | EA | CLEANER,BLT;CONVEYOR,BELT WD 900 MM |  |  | CLEANER,BELT;TYPE:CONVEYOR,BELT WIDTH:900 MM,MNFR:01)HOSCH,PTNO:01)DI | CONVEYOR,900 MM,01)HOSCH,01)DI |  |  | HOSCH | HOSCH | DI | [5 empty] | URL Not Found | [10 empty] | Cleansed | 24101742 External belt scraper | CLEANER | BELT | TYPE | CONVEYOR | BELT WIDTH | 900 MM | SIZE |  | MATERIAL |  | HAZARD CLASS |  | CERTIFICATION/STANDARD |  | ADDITIONAL FEATURES | [60 empty] | Production Completed
STP_009 - Lot4 | Data Enrichment | NGB | ok | 2023-07-21 | 2023-08-02 |  | 1299984 | 1299984 | EA | CLEANER,BLT;CONVEYOR,BELT WD 900 MM,ESS |  |  | CLEANER,BELT;TYPE:CONVEYOR,BELT WIDTH:900 MM,ADDITIONAL FEATURES EN:EXTRA HEA,MNFR:01)ESS,PTNO:01)3513090 | CONVEYOR,900 MM,01)EXTRA HEA,01)ESS,01)3513090 |  |  | ESS | ESS | 3513090 | [5 empty] | URL Not Found | [10 empty] | Cleansed | 24101742 External belt scraper | CLEANER | BELT | TYPE | CONVEYOR,EXTRA HEAVY | BELT WIDTH | 900 MM | SIZE |  | MATERIAL |  | HAZARD CLASS |  | CERTIFICATION/STANDARD |  | ADDITIONAL FEATURES | [60 empty] | Production Completed
STP_009 - Lot4 | Data Enrichment | NGB | ok | 2023-07-21 | 2023-08-02 |  | 1299601 | 1299601 | EA | CLEANER,BLT;CONVEYOR,BRITRAC,MM0376408 |  |  | CLEANER,BELT;TYPE:CONVEYOR,MNFR:01)BRITRAC,PTNO:01)MM0376408 | CONVEYOR,01)BRITRAC,01)MM0376408 |  |  | BRITRAC | BRITRAC | MM0376408 | [5 empty] | URL Not Found | [10 empty] | Cleansed | 24101742 External belt scraper | CLEANER | BELT | TYPE | CONVEYOR | BELT WIDTH |  | SIZE |  | MATERIAL |  | HAZARD CLASS |  | CERTIFICATION/STANDARD |  | ADDITIONAL FEATURES | [60 empty] | Production Completed
STP_009 - Lot4 | Data Enrichment | NGB | ok | 2023-07-21 | 2023-08-02 |  | 1300062 | 1300062 | EA | CLEANER,BLT;CONVEYOR,DYNATRAC PR 1 |  |  | CLEANER,BELT;TYPE:CONVEYOR,ADDITIONAL FEATURES EN:DYNATRAC PR 1,MNFR:01)DYNAENG,PTNO:01)99-03-1200-REV | CONVEYOR,01)DYNATRAC PR 1,01)DYNAENG,01)99-03-1200-REV |  |  | DYNAENG | DYNAENGINEERING | 99-03-1200-REV | [5 empty] | URL Not Found | [10 empty] | Cleansed | 24101742 External belt scraper | CLEANER | BELT | TYPE | CONVEYOR | BELT WIDTH |  | SIZE |  | MATERIAL |  | HAZARD CLASS |  | CERTIFICATION/STANDARD |  | ADDITIONAL FEATURES | SERIES:DYNATRAC PR 1 | [59 empty] | Production Completed
STP_009 - Lot4 | Data Enrichment | NGB | ok | 2023-07-21 | 2023-08-02 |  | 1300065 | 1300065 | EA | CLEANER,BLT;CONVEYOR,DYNATRAC XT 9 |  |  | CLEANER,BELT;TYPE:CONVEYOR,ADDITIONAL FEATURES EN:DYNATRAC XT 9,MNFR:01)DYNAENG,PTNO:01)02-21-0900 | CONVEYOR,01)DYNATRAC XT 9,01)DYNAENG,01)02-21-0900 |  |  | DYNAENG | DYNAENGINEERING | 02-21-0900 | [5 empty] | URL Not Found | [10 empty] | Cleansed | 24101742 External belt scraper | CLEANER | BELT | TYPE | CONVEYOR | BELT WIDTH |  | SIZE |  | MATERIAL |  | HAZARD CLASS |  | CERTIFICATION/STANDARD |  | ADDITIONAL FEATURES | SERIES:DYNATRAC XT 9 | [59 empty] | Production Completed
STP_009 - Lot4 | Data Enrichment | NGB | ok | 2023-07-21 | 2023-08-02 |  | 1347410 | 1347410 | EA | CLEANER,BLT;CONVEYOR,LG 1 FT |  |  | CLEANER,BELT;TYPE:CONVEYOR,SIZE:LG 1 FT,ADDITIONAL FEATURES EN:SCRAPER CHAIN 3 INCH REAGENT PLANT SODA ASH,MNFR:01)TRANSMIN,PTNO: 01)26051 | CONVEYOR,LG 1 FT,01)SCRAPER CHAIN 3 INCH REAGEN,01)TRANSMIN,01)26051 |  |  | TRANSMIN | TRANSMIN | 26051 | [5 empty] | URL Not Found |  |  | REAGENT PLANT | [7 empty] | Cleansed | 24101742 External belt scraper | CLEANER | BELT | TYPE | SODA ASH CONVEYOR | BELT WIDTH |  | SIZE | 1 FT LG | MATERIAL |  | HAZARD CLASS |  | CERTIFICATION/STANDARD |  | ADDITIONAL FEATURES | SCRAPER CHAIN:3 IN | [59 empty] | Production Completed
STP_009 - Lot4 | Data Enrichment | NGB | ok | 2023-07-21 | 2023-08-02 |  | 1345870 | 1345870 | EA | CLEANER,BLT;CONVEYOR,T TYPE, SIZ,TIPTOP |  |  | CLEANER,BELT;TYPE:CONVEYOR,ADDITIONAL FEATURES EN:T TYPE, SIZ,MNFR:01)TIPTOP,PTNO:01)5787050M | CONVEYOR,01)T TYPE, SIZ,01)TIPTOP,01)5787050M |  |  | TIPTOP | TIPTOP | 5787050M | [5 empty] | URL Not Found | [9 empty] | SIZ | Cleansed | 24101742 External belt scraper | CLEANER | BELT | TYPE | CONVEYOR,TYPE T | BELT WIDTH |  | SIZE |  | MATERIAL |  | HAZARD CLASS |  | CERTIFICATION/STANDARD |  | ADDITIONAL FEATURES | [60 empty] | Production Completed
STP_009 - Lot4 | Data Enrichment | NGB | ok | 2023-07-21 | 2023-08-02 |  | 1286317 | 1286317 | EA | CLEANER,BLT;PLOUGH, DIAGONAL REVERSING |  |  | CLEANER,BELT;TYPE:PLOUGH, DIAGONAL REVERSING,BELT WIDTH:750 MM,ADDITIONAL FEATURES EN:SCRAPER,MNFR:01)MINPRO,PTNO:01)RRP-0600- 0750 | PLOUGH, DIAGONAL REVERSING,750 MM,01)SCRAPER,01)MINPRO,01)RRP-0600-0750 |  |  | MINPRO | MINPRO | RRP-0600- 0750 | [5 empty] | URL Not Found | [10 empty] | Cleansed | 24101742 External belt scraper | CLEANER | BELT | TYPE | PLOUGH,DIAGONAL REVERSING | BELT WIDTH | 750 MM | SIZE |  | MATERIAL |  | HAZARD CLASS |  | CERTIFICATION/STANDARD |  | ADDITIONAL FEATURES | [60 empty] | Production Completed
STP_009 - Lot4 | Data Enrichment | NGB | ok | 2023-07-21 | 2023-08-02 |  | 1344172 | 1344172 | EA | CLEANER,BLT;PRE CLEANER,BELT WD 600 MM |  |  | CLEANER,BELT;TYPE:PRE CLEANER,BELT WIDTH:600 MM,SIZE:1.225 M,MATERIAL:STAINLESS STEEL,MNFR:01)FLEXCO,PTNO:01)EZP1-224,MNFR:02) FENDUN,PTNO:02)141146 | PRE CLEANER,600 MM,1.225 M,STAINLESS STEEL,01)FLEXCO,02)FENDUN,01)EZP1-224,02)141146 |  |  | FENDUN | FLEXCO | EZP1-224 |  | FENDUN | 141146 |  |  | https://www.flexco.com/EN/Product/262/EZP1-224.htm | [10 empty] | Enriched | 24101742 External belt scraper | CLEANER | BELT | TYPE | PRE | BELT WIDTH | 600 MM | SIZE | 1.225 M CONVEYOR SPAN | MATERIAL | POWDER COAT MILD STEEL CLEANER,POLYURETHANE BLADE | HAZARD CLASS |  | CERTIFICATION/STANDARD |  | ADDITIONAL FEATURES | BLADE SIZE:550 WDX185 HT MM,POLE SIZE:60 DIA MMX1.35 LG M | [59 empty] | Production Completed
STP_009 - Lot4 | Data Enrichment | NGB | ok | 2023-07-21 | 2023-08-02 |  | 1289654 | 1289654 | EA | CLEANER,BLT;SAFEGUARD VEE PLOUGH |  |  | CLEANER,BELT;TYPE:SAFEGUARD VEE PLOUGH,MNFR:01)KINDER,PTNO:01)K-CLE-KVP-0900-S | SAFEGUARD VEE PLOUGH,01)KINDER,01)K-CLE-KVP-0900-S |  |  | KINDER | KINDER | K-CLE-KVP-0900-S | [5 empty] | URL Not Found | [10 empty] | Cleansed | 24101742 External belt scraper | CLEANER | BELT | TYPE | SAFEGUARD VEE PLOUGH | BELT WIDTH |  | SIZE |  | MATERIAL |  | HAZARD CLASS |  | CERTIFICATION/STANDARD |  | ADDITIONAL FEATURES | [60 empty] | Production Completed
STP_009 - Lot4 | Data Enrichment | NGB | ok | 2023-07-21 | 2023-08-02 |  | 1289655 | 1289655 | EA | CLEANER,BLT;SAFEGUARD VEE PLOUGH |  |  | CLEANER,BELT;TYPE:SAFEGUARD VEE PLOUGH,MNFR:01)KINDER,PTNO:01)K-CLE-KVP-0600-S | SAFEGUARD VEE PLOUGH,01)KINDER,01)K-CLE-KVP-0600-S |  |  | KINDER | KINDER | K-CLE-KVP-0600-S | [5 empty] | URL Not Found | [10 empty] | Cleansed | 24101742 External belt scraper | CLEANER | BELT | TYPE | SAFEGUARD VEE PLOUGH | BELT WIDTH |  | SIZE |  | MATERIAL |  | HAZARD CLASS |  | CERTIFICATION/STANDARD |  | ADDITIONAL FEATURES | [60 empty] | Production Completed
STP_009 - Lot4 | Data Enrichment | NGB | ok | 2023-07-21 | 2023-08-02 |  | 1285418 | 1285418 | EA | CLEANER,BLT;SECONDARY, HEAVY DUTY,W/ |  |  | CLEANER,BELT;TYPE:SECONDARY, HEAVY DUTY,ADDITIONAL FEATURES EN:WITH,MNFR:01)FENDUN,PTNO:01)77491 | SECONDARY, HEAVY DUTY,01)WITH,01)FENDUN,01)77491 |  |  | FENDUN | FENDUN | 77491 | [5 empty] | URL Not Found | [10 empty] | Cleansed | 24101742 External belt scraper | CLEANER | BELT | TYPE | SECONDARY,HEAVY DUTY | BELT WIDTH |  | SIZE |  | MATERIAL |  | HAZARD CLASS |  | CERTIFICATION/STANDARD |  | ADDITIONAL FEATURES | [60 empty] | Production Completed
STP_009 - Lot4 | Data Enrichment | NGB | ok | 2023-07-21 | 2023-08-02 |  | 1285488 | 1285488 | EA | CLEANER,BLT;SECONDARY, HEAVY DUTY,W/ |  |  | CLEANER,BELT;TYPE:SECONDARY, HEAVY DUTY,ADDITIONAL FEATURES EN:WITH,MNFR:01)FENDUN,PTNO:01)77492 | SECONDARY, HEAVY DUTY,01)WITH,01)FENDUN,01)77492 |  |  | FENDUN | FENDUN | 77492 | [5 empty] | URL Not Found | [10 empty] | Cleansed | 24101742 External belt scraper | CLEANER | BELT | TYPE | SECONDARY,HEAVY DUTY | BELT WIDTH |  | SIZE |  | MATERIAL |  | HAZARD CLASS |  | CERTIFICATION/STANDARD |  | ADDITIONAL FEATURES | [60 empty] | Production Completed
STP_009 - Lot4 | Data Enrichment | NGB | ok | 2023-07-21 | 2023-08-02 |  | 1285613 | 1285613 | EA | CLEANER,BLT;SECONDARY,MHS HD WITH BOLT |  |  | CLEANER,BELT;TYPE:SECONDARY,ADDITIONAL FEATURES EN:MHS HD WITH BOLT,MNFR:01)FENDUN,PTNO:01)132233 | SECONDARY,01)MHS HD WITH BOLT,01)FENDUN,01)132233 |  |  | FENDUN | FENDUN | 132233 | [5 empty] | URL Not Found | [10 empty] | Cleansed | 24101742 External belt scraper | CLEANER | BELT | TYPE | SECONDARY,MHS HEAVY DUTY | BELT WIDTH |  | SIZE |  | MATERIAL |  | HAZARD CLASS |  | CERTIFICATION/STANDARD |  | ADDITIONAL FEATURES | C/W BOLT | [59 empty] | Production Completed
STP_009 - Lot4 | Data Enrichment | NGB | ok | 2023-07-21 | 2023-08-02 |  | 1354802 | 1354802 | EA | CURTAIN;BLOCK,COPPER CAST UNS C81100 |  |  | CURTAIN;TYPE:BLOCK,MATERIAL:COPPER CAST UNS C81100,ADDITIONAL FEATURES EN:2 MONEL PIPE COIL,MNFR:01)THOSBEG,PTNO:01)XSM3511 MARK 1Â | 01)THOSBEG,01)XSM3511 MARK 1 ,BLOCK,COPPER CAST UNS C81100,01)2 MONEL PIPE COIL |  |  | THOSBEG | THOSBEG | XSM3511 MARK 1A | [5 empty] | URL Not Found | [10 empty] | Cleansed | 52131501 Curtains | CURTAIN | NO MODIFIER | TYPE | BLOCK | SIZE |  | COLOUR |  | MATERIAL | COPPER CAST UNS C81100 | HANGING STYLE |  | DESIGN |  | HAZARD CLASS |  | CERTIFICATION/STANDARD |  | ADDITIONAL FEATURES | 2 MONEL PIPE COIL | [55 empty] | Production Completed
STP_009 - Lot4 | Data Enrichment | NGB | ok | 2023-07-21 | 2023-08-02 |  | 1319618 | 1319618 | EA | CURTAIN;SKIRTING, CONVEYOR,FENNER,131353 |  |  | CURTAIN;TYPE:SKIRTING, CONVEYOR,MATERIAL:STAINLESS STEEL,ADDITIONAL FEATURES EN:SYSTEM, SPILLEX, I TYPE, STANDARD 1500,MNFR:01) FENNER,PTNO:01)131353 | 01)FENNER,01)131353,SKIRTING, CONVEYOR,STAINLESS STEEL,01)SYSTEM, SPILLEX, I TYPE, ST |  |  | FENNER | FENNER | 131353 | [5 empty] | URL Not Found | [10 empty] | Cleansed | 24101700 Conveyors and accessories | CURTAIN | NO MODIFIER | TYPE | SKIRTING,CONVEYOR | SIZE |  | COLOUR |  | MATERIAL | STAINLESS STEEL | HANGING STYLE |  | DESIGN |  | HAZARD CLASS |  | CERTIFICATION/STANDARD |  | ADDITIONAL FEATURES | SYSTEM,SPILLEX,I TYPE,STANDARD 1500 | [55 empty] | Production Completed
STP_009 - Lot4 | Data Enrichment | NGB | ok | 2023-07-21 | 2023-08-02 | Processed based on Websource, Conflict w.r.t Input | 1299914 | 1299914 | EA | CURTAIN;SKIRTING, CONVEYOR,KINDERCO |  |  | CURTAIN;TYPE:SKIRTING, CONVEYOR,SIZE:WD 230 MM X LG 15 M/ROLL X THK 9 MM,ADDITIONAL FEATURES EN:K-SUPER, ARGONICS SNAP LOC,MNFR: 01)KINDERCO,PTNO:01)K-SKI-KARGSNAPLOC230X15 | 01)KINDERCO,01)K-SKI-KARGSNAPLOC230X15,SKIRTING, CONVEYOR,EN_01)WD 230 MM X LG 15 M/ROLL,01)K-SUPER, ARGONICS SNAP LOC |  |  | KINDERCO | KINDERCO | K-SKI-KARGSNAPLOC230X15 | [5 empty] | http://kinderco.com.au/Kinder%20product%20guide%20260313.pdf | [10 empty] | Cleansed | 24101700 Conveyors and accessories | SKIRT PROTECTION | NO MODIFIER | TYPE | CONVEYOR,SNAP LOC | DIMENSIONS | 15 LG MX230 WDX9 THK MM | MATERIAL |  | MATERIAL SPECIFICATION |  | ATTACHMENT METHOD |  | HAZARD CLASS |  | CERTIFICATION/STANDARD |  | ADDITIONAL FEATURES | K-SUPER,ARGONICS | [57 empty] | Production Completed
STP_009 - Lot4 | Data Enrichment | NGB | ok | 2023-07-21 | 2023-08-02 |  | 1354766 | 1354766 | EA | CURTAIN;SKIRTING, CONVEYOR,LG 125 M |  |  | CURTAIN;TYPE:SKIRTING, CONVEYOR,SIZE:LG 125 M,MATERIAL:RUBBER,ADDITIONAL FEATURES EN:RIPPLE CURBING, FILTER CURBING, PASTEFILL, MNFR:01)BSF AUS,PTNO:01)DC125 | 01)BSF AUS,01)DC125,SKIRTING, CONVEYOR,EN_01)LG 125 M,RUBBER,01)RIPPLE CURBING, FILTER CURB |  |  | BSF AUS | BSF AUSTRALIA | DC125 | [5 empty] | URL Not Found | [10 empty] | Cleansed | 24101700 Conveyors and accessories | CURTAIN | NO MODIFIER | TYPE | SKIRTING,CONVEYOR | SIZE | 125 M LG | COLOUR |  | MATERIAL | RUBBER | HANGING STYLE |  | DESIGN |  | HAZARD CLASS |  | CERTIFICATION/STANDARD |  | ADDITIONAL FEATURES | RIPPLE CURBING,FILTER CURBING,PASTEFILL | [55 empty] | Production Completed
STP_009 - Lot4 | Data Enrichment | NGB | ok | 2023-07-21 | 2023-08-02 |  | 1318975 | 1318975 | EA | CURTAIN;SKIRTING, CONVEYOR,POLY,FINLAY |  |  | CURTAIN;TYPE:SKIRTING, CONVEYOR,MATERIAL:POLY,ADDITIONAL FEATURES EN:WEAR STRIP,MNFR:01)FINLAY,PTNO:01)20-175-3600 | 01)FINLAY,01)20-175-3600,SKIRTING, CONVEYOR,POLY,01)WEAR STRIP |  |  | FINLAY | FINLAY | 20-175-3600 | [5 empty] | URL Not Found | [10 empty] | Cleansed | 24101700 Conveyors and accessories | CURTAIN | NO MODIFIER | TYPE | SKIRTING,CONVEYOR,WEAR STRIP | SIZE |  | COLOUR |  | MATERIAL | POLY | HANGING STYLE |  | DESIGN |  | HAZARD CLASS |  | CERTIFICATION/STANDARD |  | ADDITIONAL FEATURES | [56 empty] | Production Completed
STP_009 - Lot4 | Data Enrichment | NGB | ok | 2023-07-21 | 2023-08-02 |  | 1299941 | 1299941 | EA | CURTAIN;SKIRTING, CONVEYOR,PU,SUPR, RED |  |  | CURTAIN;TYPE:SKIRTING, CONVEYOR,SIZE:150 MM X 12 MM X 15.2 M,MATERIAL:PU,ADDITIONAL FEATURES EN:SUPER, RED,MNFR:01)BRITRAC,PTNO: 01)K-ARGSKIR150X12BR | 01)BRITRAC,01)K-ARGSKIR150X12BR,SKIRTING, CONVEYOR,EN_01)150 MM X 12 MM X 15.2 M,PU,01)SUPER, RED |  |  | BRITRAC | BRITRAC | K-ARGSKIR150X12BR | [5 empty] | URL Not Found | [10 empty] | Cleansed | 24101700 Conveyors and accessories | CURTAIN | NO MODIFIER | TYPE | SKIRTING,CONVEYOR | SIZE | 15.2 LG MX150 WDX12 THK MM | COLOUR | RED | MATERIAL | POLYURETHANE | HANGING STYLE |  | DESIGN |  | HAZARD CLASS |  | CERTIFICATION/STANDARD |  | ADDITIONAL FEATURES | SUPER | [55 empty] | Production Completed
STP_009 - Lot4 | Data Enrichment | NGB | ok | 2023-07-21 | 2023-08-02 |  | 1285909 | 1285909 | EA | CURTAIN;STRIP, WELDING, FLASH STOP |  |  | CURTAIN;TYPE:STRIP, WELDING, FLASH STOP,MNFR:01)ATOMSUP,PTNO:01)36002737 | 01)ATOMSUP,01)36002737,STRIP, WELDING, FLASH STOP |  |  | ATOM SUPPLY | ATOM SUPPLY | 36002737 | [5 empty] | https://www.atom.com.au/sis-flash-stop-1300-red-welding-curtain-strips-200mm-wide-36002737 | [10 empty] | Enriched | 23271714 Welding screen | CURTAIN | WELDING | TYPE | STRIP,FLASH STOP | SIZE | 200 WDX2 THK MM | MATERIAL | PVC | COLOUR | RED | TEMPERATURE RATING |  | CERTIFICATION/STANDARD | AS/NZS 3957:2014, EN ISO 25980:2014 | ADDITIONAL FEATURES | [60 empty] | Production Completed
STP_009 - Lot4 | Data Enrichment | NGB | ok | 2023-07-21 | 2023-08-02 |  | 1349812 | 1349812 | EA | INJECTOR,FUEL;DIESEL,ASSY, 6 CYL ENGINE |  |  | INJECTOR,FUEL;FUEL TYPE:DIESEL,ADDITIONAL FEATURES EN:ASSY, 6 CYL ENGINE,MNFR:01)PERKINS,PTNO:01)2645C013 | DIESEL,01)ASSY, 6 CYL ENGINE,01)PERKINS,01)2645C013 |  |  | PERKINS | PERKINS | 2645C013 | [5 empty] | http://www.powertk.com.tr/en/sp/injection/28887/perkins-complete-injector-2645a001 |  |  | 6 CYLINDER ENGINE | [7 empty] | Enriched | 26101740 Fuel injectors | INJECTOR | FUEL | TYPE |  | PRESSURE RATING |  | INLET SIZE |  | ORIFICE DIAMETER |  | MATERIAL |  | FLOW RATING |  | FUEL TYPE | DIESEL | LENGTH |  | TEMPERATURE RATING |  | HAZARD CLASS |  | CERTIFICATION/STANDARD |  | ADDITIONAL FEATURES | SIZE:26 WDX152 HTX26 DP MM,ASSEMBLY | [49 empty] | Production Completed
STP_009 - Lot4 | Data Enrichment | NGB | ok | 2023-07-21 | 2023-08-02 |  | 1349870 | 1349870 | EA | INJECTOR,FUEL;DIESEL,ASSY, 6-354,PERKINS |  |  | INJECTOR,FUEL;FUEL TYPE:DIESEL,ADDITIONAL FEATURES EN:ASSY, 6-354,MNFR:01)PERKINS,PTNO:01)2645K008 | DIESEL,01)ASSY, 6-354,01)PERKINS,01)2645K008 |  |  | PERKINS | PERKINS | 2645K008 |  | PERKINS | 6-354 |  |  | http://www.powertk.com.tr/en/sp/injection/29203/perkins-complete-injector-2645k008 | [10 empty] | Enriched | 26101740 Fuel injectors | INJECTOR | FUEL | TYPE |  | PRESSURE RATING |  | INLET SIZE |  | ORIFICE DIAMETER |  | MATERIAL |  | FLOW RATING |  | FUEL TYPE | DIESEL | LENGTH |  | TEMPERATURE RATING |  | HAZARD CLASS |  | CERTIFICATION/STANDARD |  | ADDITIONAL FEATURES | SIZE:60 WDX70 HTX170 DP MM,ASSEMBLY | [49 empty] | Production Completed
STP_009 - Lot4 | Data Enrichment | NGB | ok | 2023-07-21 | 2023-08-02 |  | 1344744 | 1344744 | EA | INJECTOR,FUEL;DIESEL,SERIES NO: 50/60 |  |  | INJECTOR,FUEL;FUEL TYPE:DIESEL,ADDITIONAL FEATURES EN:SERIES NO: 50/60,MNFR:01)DETROIT,PTNO:01)R5235915 | DIESEL,01)SERIES NO: 50/60,01)DETROIT,01)R5235915 |  |  | DETROIT | DETROIT | R5235915 | [5 empty] | https://www.dieseldash.com/DDE-R5235915-detroit-reman-fuel-injector-eui | [10 empty] | Cleansed | 26101740 Fuel injectors | INJECTOR | FUEL | TYPE |  | PRESSURE RATING |  | INLET SIZE |  | ORIFICE DIAMETER |  | MATERIAL |  | FLOW RATING |  | FUEL TYPE | DIESEL | LENGTH |  | TEMPERATURE RATING |  | HAZARD CLASS |  | CERTIFICATION/STANDARD |  | ADDITIONAL FEATURES | SERIES:50/60 | [49 empty] | Production Completed
STP_009 - Lot4 | Data Enrichment | NGB | ok | 2023-07-21 | 2023-08-02 |  | 1387405 | 1387405 | EA | INJECTOR,FUEL;KOM,6246-11-3100 |  |  |  |  | 6246-11-3100 | 3000006 | KOMATSU MINING SYSTEMS INC. | KOMATSU MINING SYSTEMS INC | 6246-11-3100 | [5 empty] | https://shop.kuhn.at/shop/komatsu-injector-assy-6246-11-3100/?lang=en | [10 empty] | Cleansed | 26101740 Fuel injectors | INJECTOR | FUEL | TYPE |  | PRESSURE RATING |  | INLET SIZE |  | ORIFICE DIAMETER |  | MATERIAL |  | FLOW RATING |  | FUEL TYPE |  | LENGTH |  | TEMPERATURE RATING |  | HAZARD CLASS |  | CERTIFICATION/STANDARD |  | ADDITIONAL FEATURES | [50 empty] | Production Completed
STP_009 - Lot4 | Data Enrichment | NGB | ok | 2023-07-21 | 2023-08-02 |  | 1346118 | 1346118 | EA | INJECTOR;FUEL, GAS,ASSY, TWO ST,OLDBZL |  |  | INJECTOR;FUEL, GAS,ADDITIONAL FEATURES EN:ASSY, TWO ST,MNFR:01)OLDBZL,PTNO:01)019-250-5601 | EN_01)FUEL, GAS,01)ASSY, TWO ST,01)OLDBZL,01)019-250-5601 |  |  | OLDBZL | OLDBZL | 019-250-5601 | [5 empty] | URL Not Found | [10 empty] | Cleansed | 26101740 Fuel injectors | INJECTOR | FUEL | TYPE |  | PRESSURE RATING |  | INLET SIZE |  | ORIFICE DIAMETER |  | MATERIAL |  | FLOW RATING |  | FUEL TYPE | GAS | LENGTH |  | TEMPERATURE RATING |  | HAZARD CLASS |  | CERTIFICATION/STANDARD |  | ADDITIONAL FEATURES | ASSEMBLY,TWO ST | [49 empty] | Production Completed
STP_009 - Lot4 | Data Enrichment | NGB | ok | 2023-07-21 | 2023-08-02 |  | 1346116 | 1346116 | EA | INJECTOR;FUEL, LV GAS,OLDBZL |  |  | INJECTOR;FUEL, LV GAS,ADDITIONAL FEATURES EN:ASSY, 3/4 IN BSP, 354,MNFR:01)OLDBZL,PTNO:01)990-025-0075 | EN_01)FUEL, LV GAS,01)ASSY, 3/4 IN BSP, 354,01)OLDBZL,01)990-025-0075 |  |  | OLDBZL | OLDBZL | 990-025-0075 | [5 empty] | URL Not Found | [9 empty] | 354 | Cleansed | 26101740 Fuel injectors | INJECTOR | FUEL | TYPE |  | PRESSURE RATING |  | INLET SIZE | 3/4 IN BSP | ORIFICE DIAMETER |  | MATERIAL |  | FLOW RATING |  | FUEL TYPE | LV GAS | LENGTH |  | TEMPERATURE RATING |  | HAZARD CLASS |  | CERTIFICATION/STANDARD |  | ADDITIONAL FEATURES | ASSEMBLY | [49 empty] | Production Completed
STP_009 - Lot4 | Data Enrichment | NGB | ok | 2023-07-21 | 2023-08-02 |  | 1346117 | 1346117 | EA | INJECTOR;FUEL, LV GAS,OLDBZL |  |  | INJECTOR;FUEL, LV GAS,ADDITIONAL FEATURES EN:ASSY, 1 IN BSP, WITH,MNFR:01)OLDBZL,PTNO:01)990-025-0100 | EN_01)FUEL, LV GAS,01)ASSY, 1 IN BSP, WITH,01)OLDBZL,01)990-025-0100 |  |  | OLDBZL | OLDBZL | 990-025-0100 | [5 empty] | URL Not Found | [10 empty] | Cleansed | 26101740 Fuel injectors | INJECTOR | FUEL | TYPE |  | PRESSURE RATING |  | INLET SIZE | 1 IN BSP | ORIFICE DIAMETER |  | MATERIAL |  | FLOW RATING |  | FUEL TYPE | LV GAS | LENGTH |  | TEMPERATURE RATING |  | HAZARD CLASS |  | CERTIFICATION/STANDARD |  | ADDITIONAL FEATURES | ASSEMBLY | [49 empty] | Production Completed
STP_009 - Lot4 | Data Enrichment | NGB | ok | 2023-07-21 | 2023-08-02 |  | 1297112 | 1297112 | EA | INJECTOR;GREASE INJECTOR |  |  | INJECTOR;TYPE:GREASE INJECTOR,MNFR:01)COOPFLID,PTNO:01)01-081713A | EN_01)GREASE INJECTOR,01)COOPFLID,01)01-081713A |  |  | COOPFLID | COOPFLID | 01-081713A | [5 empty] | https://www.blackwoods.com.au/lubricants-lubrication-equipment/grease-guns-pumps-accessories/lincoln-spares-accessories/01-081713a-injector/p/03174707 | [10 empty] | Cleansed | 41115715 Injectors | INJECTOR | NO MODIFIER | TYPE | GREASE | FLOW RATING |  | PRESSURE RATING |  | INLET SIZE |  | OUTLET SIZE |  | NOZZLE SIZE |  | OVERALL SIZE |  | MATERIAL |  | TEMPERATURE RATING |  | HAZARD CLASS |  | CERTIFICATION/STANDARD |  | ADDITIONAL FEATURES | [50 empty] | Production Completed
STP_009 - Lot4 | Data Enrichment | NGB | ok | 2023-07-21 | 2023-08-02 |  | 1316247 | 1316247 | EA | INJECTOR;GREASE INJECTOR |  |  | INJECTOR;TYPE:GREASE INJECTOR,MNFR:01)LINCOLN,PTNO:01)01-085771,MNFR:02)LINCOLN,PTNO:02)85771 | EN_01)GREASE INJECTOR,01)LINCOLN,02)LINCOLN,01)01-085771,02)85771 |  |  | LINCOLN | LINCOLN | 01-085771 |  | LINCOLN | 85771 |  |  | https://www.jsgconnect.com/01-085771 | [10 empty] | Cleansed | 41115715 Injectors | INJECTOR | NO MODIFIER | TYPE | GREASE | FLOW RATING |  | PRESSURE RATING |  | INLET SIZE |  | OUTLET SIZE |  | NOZZLE SIZE |  | OVERALL SIZE |  | MATERIAL |  | TEMPERATURE RATING |  | HAZARD CLASS |  | CERTIFICATION/STANDARD |  | ADDITIONAL FEATURES | [50 empty] | Production Completed
STP_009 - Lot4 | Data Enrichment | NGB | ok | 2023-07-21 | 2023-08-02 |  | 1232477 | 1232477 | EA | INJECTOR;GREASE LUBRICATOR,1850 PSIG |  |  | INJECTOR;TYPE:GREASE LUBRICATOR,PRESSURE RATING:1850 PSIG,MNFR:01)LINSTLOU,PTNO:01)81713A | EN_01)GREASE LUBRICATOR,1850 PSIG,01)LINSTLOU,01)81713A |  |  | LINSTLOU | LINCOLN | 81713A | [5 empty] | https://www.motion.com/products/sku/00281877 | [10 empty] | Enriched | 41115715 Injectors | INJECTOR | NO MODIFIER | TYPE | GREASE LUBRICATOR | FLOW RATING |  | PRESSURE RATING | 1850 TO 3500 PSIG | INLET SIZE | 3/8 IN | OUTLET SIZE | 1/8 IN | NOZZLE SIZE |  | OVERALL SIZE | 7-1/16 HTX2-1/16 IN DP | MATERIAL | STEEL | TEMPERATURE RATING |  | HAZARD CLASS |  | CERTIFICATION/STANDARD |  | ADDITIONAL FEATURES | [50 empty] | Production Completed
STP_009 - Lot4 | Data Enrichment | NGB | ok | 2023-07-21 | 2023-08-02 |  | 1285203 | 1285203 | EA | INJECTOR;HEATING MIXER LPG,1/2 IN |  |  | INJECTOR;TYPE:HEATING MIXER LPG,NOZZLE SIZE:1/2 IN,MNFR:01)WELDERS PRO SHOP,PTNO:01)304166 | EN_01)HEATING MIXER LPG,1/2 IN,01)WELDERS PRO SHOP,01)304166 |  |  | WELDERS PRO SHOP | WELDERS PRO SHOP | 304166 | [5 empty] | URL Not Found | [10 empty] | Cleansed | 41115715 Injectors | INJECTOR | NO MODIFIER | TYPE | HEATING MIXER LPG | FLOW RATING |  | PRESSURE RATING |  | INLET SIZE |  | OUTLET SIZE |  | NOZZLE SIZE | 1/2 IN | OVERALL SIZE |  | MATERIAL |  | TEMPERATURE RATING |  | HAZARD CLASS |  | CERTIFICATION/STANDARD |  | ADDITIONAL FEATURES | [50 empty] | Production Completed
STP_009 - Lot4 | Data Enrichment | NGB | ok | 2023-07-21 | 2023-08-02 |  | 1285286 | 1285286 | EA | INJECTOR;POE,-40 TO 75 DEG C,60 W |  |  | INJECTOR;TYPE:POE,TEMPERATURE RATING:-40 TO 75 DEG C,ADDITIONAL FEATURES EN:60 W,MNFR:01)MADISON GROUP ENT. PTY LTD,PTNO:01)INJ- 24-A-T | EN_01)POE,-40 TO 75 DEG C,01)60 W,01)MADISON GROUP ENT. PTY LTD,01)INJ-24-A-T |  |  | Madison Group Ent. Pty Ltd | MADISON GROUP ENT. PTY LTD | INJ-24-A-T | [5 empty] | https://madison.tech/products/m-inj-24a/ | [10 empty] | Enriched | 41115715 Injectors | INJECTOR | NO MODIFIER | TYPE | GIGABIT HIGH POWER POE | FLOW RATING |  | PRESSURE RATING |  | INLET SIZE |  | OUTLET SIZE |  | NOZZLE SIZE |  | OVERALL SIZE | 30.3 WDX115 HTX78.8 DP MM | MATERIAL | METAL | TEMPERATURE RATING | -40 TO 75 DEG C | HAZARD CLASS |  | CERTIFICATION/STANDARD | IEEE 802. 3 | ADDITIONAL FEATURES | POWER RATING:60 W,ENCLOSURE RATING:IP30,MOUNTING TYPE:DIN-RAIL/WALL | [49 empty] | Production Completed
STP_009 - Lot4 | Data Enrichment | NGB | ok | 2023-07-21 | 2023-08-02 |  | 1285274 | 1285274 | EA | INJECTOR;PWR,-40 TO 75 DEG C,IEEE 802.3 |  |  | INJECTOR;TYPE:POWER,OVERALL SIZE:WD 30.3 X HT 115 X DP 78.8 MM,TEMPERATURE RATING:-40 TO 75 DEG C,CERTIFICATION/STANDARD:IEEE 802. 3,MNFR:01)MADISON GROUP ENT. PTY LTD,PTNO:01)M INJ-24A-T | EN_01)POWER,EN_01)WD 30.3 X HT 115 X DP 78,-40 TO 75 DEG C,EN_01)IEEE 802.3,01)MADISON GROUP ENT. PTY LTD,01)M INJ-24A-T |  |  | Madison Group Ent. Pty Ltd | MADISON GROUP ENT. PTY LTD | INJ-24-A-T | [5 empty] | https://madison.tech/products/m-inj-24a/ | [10 empty] | Enriched | 41115715 Injectors | INJECTOR | NO MODIFIER | TYPE | GIGABIT HIGH POWER POE | FLOW RATING |  | PRESSURE RATING |  | INLET SIZE |  | OUTLET SIZE |  | NOZZLE SIZE |  | OVERALL SIZE | 30.3 WDX115 HTX78.8 DP MM | MATERIAL | METAL | TEMPERATURE RATING | -40 TO 75 DEG C | HAZARD CLASS |  | CERTIFICATION/STANDARD | IEEE 802. 3 | ADDITIONAL FEATURES | POWER RATING:60 W,ENCLOSURE RATING:IP30,MOUNTING TYPE:DIN-RAIL/WALL | [49 empty] | Production Completed
STP_009 - Lot4 | Data Enrichment | NGB | ok | 2023-07-21 | 2023-08-02 |  | 1296649 | 1296649 | EA | INJECTOR;STEAM BOILER,9,SPIRSARC,IN-40A |  |  | INJECTOR;TYPE:STEAM BOILER,ADDITIONAL FEATURES EN:9,MNFR:01)SPIRSARC,PTNO:01)IN-40A | EN_01)STEAM BOILER,01)9,01)SPIRSARC,01)IN-40A |  |  | SPIRSARC | SPIRSARC | IN-40A | [5 empty] | URL Not Found | [9 empty] | 9 | Cleansed | 41115715 Injectors | INJECTOR | NO MODIFIER | TYPE | STEAM BOILER | FLOW RATING |  | PRESSURE RATING |  | INLET SIZE |  | OUTLET SIZE |  | NOZZLE SIZE |  | OVERALL SIZE |  | MATERIAL |  | TEMPERATURE RATING |  | HAZARD CLASS |  | CERTIFICATION/STANDARD |  | ADDITIONAL FEATURES | [50 empty] | Production Completed
STP_009 - Lot4 | Data Enrichment | NGB | ok | 2023-07-21 | 2023-08-02 |  | 1344778 | 1344778 | EA | INJECTOR;THREE WAY, SL1 |  |  | INJECTOR;ADDITIONAL FEATURES EN:THREE WAY, SL1,MNFR:01)JAQUES,PTNO:01)LINCOLN SL1-3 | 01)THREE WAY, SL1,01)JAQUES,01)LINCOLN SL1-3 |  |  | JAQUES | LINCOLN | SL1-3 |  | JAQUES |  |  |  | https://www.central-lubrication.com/981770-3E6-Lincoln-Injector-SL1-3-outlets-Pipe-outlet-R-6 | [10 empty] | Enriched | 41115715 Injectors | INJECTOR | NO MODIFIER | TYPE | THREE-WAY | FLOW RATING |  | PRESSURE RATING |  | INLET SIZE |  | OUTLET SIZE | 6 MM | NOZZLE SIZE |  | OVERALL SIZE |  | MATERIAL |  | TEMPERATURE RATING |  | HAZARD CLASS |  | CERTIFICATION/STANDARD |  | ADDITIONAL FEATURES | [50 empty] | Production Completed