## Sheet1
Project | Activities | Production User | Production Comments | Start Date | End Date | Remarks | Griha ID | MATNR | MEINS | MAKTX_EN | MAKTX_ES | MAKTX_FR | TEXT_EN | Class_Char_Catted | MFRPN | MFRNR | MFRNR DES | MNFR | PTNO | Verified MNFR from web | MNFR 1 | PTNO 1 | MNFR 2 | PTNO 2 | Reference URL | Reference URL1 | Item Number | Equipment Type | Equipment Manufacturer | Equipment Model | Equipment Serial | DWG | DRAWING VERSION | POS/TAG | Unused Text | Enriched/Cleansed | UNSPSC Ver.23.07 | Noun | Modifier | Attribute Name 1 | Attribute Value 1 | Attribute Name 2 | Attribute Value 2 | Attribute Name 3 | Attribute Value 3 | Attribute Name 4 | Attribute Value 4 | Attribute Name 5 | Attribute Value 5 | Attribute Name 6 | Attribute Value 6 | Attribute Name 7 | Attribute Value 7 | Attribute Name 8 | Attribute Value 8 | Attribute Name 9 | Attribute Value 9 | Attribute Name 10 | Attribute Value 10 | Attribute Name 11 | Attribute Value 11 | Attribute Name 12 | Attribute Value 12 | Attribute Name 13 | Attribute Value 13 | Attribute Name 14 | Attribute Value 14 | Attribute Name 15 | Attribute Value 15 | Attribute Name 16 | Attribute Value 16 | Attribute Name 17 | Attribute Value 17 | Attribute Name 18 | Attribute Value 18 | Attribute Name 19 | Attribute Value 19 | Attribute Name 20 | Attribute Value 20 | Attribute Name 21 | Attribute Value 21 | Attribute Name 22 | Attribute Value 22 | Attribute Name 23 | Attribute Value 23 | Attribute Name 24 | Attribute Value 24 | Attribute Name 25 | Attribute Value 25 | Attribute Name 26 | Attribute Value 26 | Attribute Name 27 | Attribute Value 27 | Attribute Name 28 | Attribute Value 28 | Attribute Name 29 | Attribute Value 29 | Attribute Name 30 | Attribute Value 30 | Attribute Name 31 | Attribute Value 31 | Attribute Name 32 | Attribute Value 32 | Attribute Name 33 | Attribute Value 33 | Attribute Name 34 | Attribute Value 34 | Attribute Name 35 | Attribute Value 35 | Attribute Name 36 | Attribute Value 36 | Remaining_Information | Status
STP_009 - Lot4 | Data Enrichment | CIR | MFR Name not valid | 2023-07-21 | 2/8/2023 | ok | 1344594 | 1344594 | EA | ACCUMULATOR,HYDR;0.5 L,1,GREERHYD |  |  | ACCUMULATOR,HYDRAULIC;CAPACITY:0.5 L,ADDITIONAL FEATURES EN:1,MNFR:01)GREERHYD,PTNO:01)HC0511172 | 0.5 L,01)1,01)GREERHYD,01)HC0511172 |  |  | GREERHYD | GREERHYD | HC0511172 | [15 empty] | 1 | CLEANSED | 27121802 Hydraulic accumulators | ACCUMULATOR | HYDRAULIC | TYPE |  | CAPACITY | 0.5 L | PRE CHARGE PRESSURE |  | PRESSURE RATING |  | END CONNECTION |  | SHELL MATERIAL |  | BLADDER MATERIAL |  | SIZE |  | TEMPERATURE RATING |  | FLOW RATING |  | MOUNTING TYPE |  | HAZARD CLASS |  | CERTIFICATION/STANDARD |  | ADDITIONAL FEATURES | [46 empty] | Production Completed
STP_009 - Lot4 | Data Enrichment | CIR |  | 2023-07-21 | 2/8/2023 | ok | 1354153 | 1354153 | EA | ACCUMULATOR,HYDR;0.75 L |  |  | ACCUMULATOR,HYDRAULIC;CAPACITY:0.75 L,MNFR:01)BOART,PTNO:01)3002514 | 0.75 L,01)BOART,01)3002514 |  |  | BOART | BOART | 3002514 | [16 empty] | CLEANSED | 27121802 Hydraulic accumulators | ACCUMULATOR | HYDRAULIC | TYPE |  | CAPACITY | 0.75 L | PRE CHARGE PRESSURE |  | PRESSURE RATING |  | END CONNECTION |  | SHELL MATERIAL |  | BLADDER MATERIAL |  | SIZE |  | TEMPERATURE RATING |  | FLOW RATING |  | MOUNTING TYPE |  | HAZARD CLASS |  | CERTIFICATION/STANDARD |  | ADDITIONAL FEATURES | [46 empty] | Production Completed
STP_009 - Lot4 | Data Enrichment | CIR |  | 2023-07-21 | 2/8/2023 | ok | 1296843 | 1296843 | EA | ACCUMULATOR,HYDR;1 L,354 BAR,STL |  |  | ACCUMULATOR,HYDRAULIC;CAPACITY:1 L,PRESSURE RATING:354 BAR,END CONNECTION:3/4 IN-14 BSP,SHELL MATERIAL:STEEL,MNFR:01)VICKERS,PTNO: 01)A2-57-BS-1L-BN-MAU20 | 1 L,354 BAR,3/4 IN-14 BSP,EN_01)STEEL,01)VICKERS,01)A2-57-BS-1L-BN-MAU20 |  |  | VICKERS | VICKERS | A2-57-BS-1L-BN-MAU20 | [16 empty] | CLEANSED | 27121802 Hydraulic accumulators | ACCUMULATOR | HYDRAULIC | TYPE |  | CAPACITY | 1 L | PRE CHARGE PRESSURE |  | PRESSURE RATING | 354 BAR | END CONNECTION | 3/4 IN-14 BSP | SHELL MATERIAL | STEEL | BLADDER MATERIAL |  | SIZE |  | TEMPERATURE RATING |  | FLOW RATING |  | MOUNTING TYPE |  | HAZARD CLASS |  | CERTIFICATION/STANDARD |  | ADDITIONAL FEATURES | [46 empty] | Production Completed
STP_009 - Lot4 | Data Enrichment | CIR | Partial Match | 2023-07-21 | 2/8/2023 | ok | 1302635 | 1302635 | EA | ACCUMULATOR,HYDR;20 L,G2 THD,REXROTH |  |  | ACCUMULATOR,HYDRAULIC;CAPACITY:20 L,ADDITIONAL FEATURES EN:G2 THD,MNFR:01)REXROTH,PTNO:01)SB330-20A1/112F-273A | 20 L,01)G2 THD,01)REXROTH,01)SB330-20A1/112F-273A |  |  | REXROTH | REXROTH | SB330-20A1/112F-273A | [5 empty] | https://hydro-funk.com/en/categories/hydraulics/bosch-rexroth-sb330-20a1-112s-210a-amp-accu-set | [10 empty] | CLEANSED | 27121802 Hydraulic accumulators | ACCUMULATOR | HYDRAULIC | TYPE |  | CAPACITY | 20 L | PRE CHARGE PRESSURE |  | PRESSURE RATING |  | END CONNECTION |  | SHELL MATERIAL |  | BLADDER MATERIAL |  | SIZE |  | TEMPERATURE RATING |  | FLOW RATING |  | MOUNTING TYPE |  | HAZARD CLASS |  | CERTIFICATION/STANDARD |  | ADDITIONAL FEATURES | G2 THD | [45 empty] | Production Completed
STP_009 - Lot4 | Data Enrichment | CIR | Partial Match | 2023-07-21 | 2/8/2023 | ok | 1298148 | 1298148 | EA | ACCUMULATOR,HYDR;20 L,STD TYPE,NOM,HYDA |  |  | ACCUMULATOR,HYDRAULIC;CAPACITY:20 L,ADDITIONAL FEATURES EN:STD TYPE,NOM,MNFR:01)HYDAC,PTNO:01)SB330.20A/112F-280A | 20 L,01)STD TYPE,NOM,01)HYDAC,01)SB330.20A/112F-280A |  |  | HYDAC | HYDAC | SB330.20A/112F-280A | [5 empty] | http://hydac.com.sg/wp-content/uploads/2018/08/Standard-bladder-accumulator.pdf | [10 empty] | ENRICHED | 27121802 Hydraulic accumulators | ACCUMULATOR | HYDRAULIC | TYPE |  | CAPACITY | 20 L | PRE CHARGE PRESSURE |  | PRESSURE RATING |  | END CONNECTION | BSP THREADED | SHELL MATERIAL | CARBON STEEL | BLADDER MATERIAL | NBR | SIZE |  | TEMPERATURE RATING | -10 TO 80 DEG C | FLOW RATING |  | MOUNTING TYPE |  | HAZARD CLASS |  | CERTIFICATION/STANDARD |  | ADDITIONAL FEATURES | NOMINAL STD TYPE | [45 empty] | Production Completed
STP_009 - Lot4 | Data Enrichment | CIR | MFR Name not valid | 2023-07-21 | 2/8/2023 | ok | 1345313 | 1345313 | EA | ACCUMULATOR,HYDR;20 L,STL,1,CJAIR |  |  | ACCUMULATOR,HYDRAULIC;CAPACITY:20 L,SHELL MATERIAL:STEEL,ADDITIONAL FEATURES EN:1,MNFR:01)CJAIR,PTNO:01)V-22457-20L-AS1210CL3 | 20 L,EN_01)STEEL,01)1,01)CJAIR,01)V-22457-20L-AS1210CL3 |  |  | CJAIR | CJAIR | V-22457-20L-AS1210CL3 | [15 empty] | 1 | CLEANSED | 27121802 Hydraulic accumulators | ACCUMULATOR | HYDRAULIC | TYPE |  | CAPACITY | 20 L | PRE CHARGE PRESSURE |  | PRESSURE RATING |  | END CONNECTION |  | SHELL MATERIAL | STEEL | BLADDER MATERIAL |  | SIZE |  | TEMPERATURE RATING |  | FLOW RATING |  | MOUNTING TYPE |  | HAZARD CLASS |  | CERTIFICATION/STANDARD |  | ADDITIONAL FEATURES | [46 empty] | Production Completed
STP_009 - Lot4 | Data Enrichment | CIR |  | 2023-07-21 | 2/8/2023 | ok | 1229559 | 1229559 | EA | ACCUMULATOR,HYDR;2-1/2 GAL,3000 PSI |  |  | ACCUMULATOR,HYDRAULIC;CAPACITY:2-1/2 GAL,PRESSURE RATING:3000 PSI,SIZE:DIA 6-7/8 X LG 30-5/8 IN,MNFR:01)PARKHANN,PTNO:01) A6N0578D1K | 2-1/2 GAL,3000 PSI,DIA 6-7/8 X LG 30-5/8 IN,01)PARKHANN,01)A6N0578D1K |  |  | PARKHANN | PARKER HANNIFIN | A6N0578D1K | [5 empty] | https://www.parker.com/parkerimages/ACCUMULATOR/CAT/ENGLISH/163001a.pdf | [10 empty] | ENRICHED | 27121802 Hydraulic accumulators | ACCUMULATOR | HYDRAULIC | TYPE | PISTON | CAPACITY | 2-1/2 GAL | PRE CHARGE PRESSURE |  | PRESSURE RATING | 3000 PSI | END CONNECTION | 1-7/8 TO 12 NPT | SHELL MATERIAL | ALLOY STEEL | BLADDER MATERIAL |  | SIZE | 6-7/8 DIAX30-5/8 LG IN | TEMPERATURE RATING | -29 TO 74 DEG C | FLOW RATING |  | MOUNTING TYPE |  | HAZARD CLASS |  | CERTIFICATION/STANDARD |  | ADDITIONAL FEATURES | BUNA-N SEAL | [45 empty] | Production Completed
STP_009 - Lot4 | Data Enrichment | CIR |  | 2023-07-21 | 2/8/2023 | ok | 1303019 | 1303019 | EA | ACCUMULATOR,HYDR;3.5 L,250 BAR |  |  | ACCUMULATOR,HYDRAULIC;CAPACITY:3.5 L,PRESSURE RATING:250 BAR,MNFR:01)OLAER,PTNO:01)APNSIX40C | 3.5 L,250 BAR,01)OLAER,01)APNSIX40C |  |  | OLAER | OLAER | APNSIX40C | [16 empty] | CLEANSED | 27121802 Hydraulic accumulators | ACCUMULATOR | HYDRAULIC | TYPE |  | CAPACITY | 3-1/2 L | PRE CHARGE PRESSURE |  | PRESSURE RATING | 250 BAR | END CONNECTION |  | SHELL MATERIAL |  | BLADDER MATERIAL |  | SIZE |  | TEMPERATURE RATING |  | FLOW RATING |  | MOUNTING TYPE |  | HAZARD CLASS |  | CERTIFICATION/STANDARD |  | ADDITIONAL FEATURES | [46 empty] | Production Completed
STP_009 - Lot4 | Data Enrichment | CIR |  | 2023-07-21 | 2/8/2023 | ok | 1347982 | 1347982 | EA | ACCUMULATOR,HYDR;350 ML,30 BAR |  |  | ACCUMULATOR,HYDRAULIC;CAPACITY:350 ML,PRESSURE RATING:30 BAR,ADDITIONAL FEATURES EN:602248, ISSUE 3 EO11990 ITEM 27,MNFR:01) LONGYEAR,PTNO:01)82931 | 350 ML,30 BAR,01)602248, ISSUE 3 EO11990 ITE,01)LONGYEAR,01)82931 |  |  | LONGYEAR | LONGYEAR | 82931 | [7 empty] | 27 | [8 empty] | CLEANSED | 27121802 Hydraulic accumulators | ACCUMULATOR | HYDRAULIC | TYPE |  | CAPACITY | 350 ML | PRE CHARGE PRESSURE |  | PRESSURE RATING | 30 BAR | END CONNECTION |  | SHELL MATERIAL |  | BLADDER MATERIAL |  | SIZE |  | TEMPERATURE RATING |  | FLOW RATING |  | MOUNTING TYPE |  | HAZARD CLASS |  | CERTIFICATION/STANDARD |  | ADDITIONAL FEATURES | 602248,ISSUE 3 EO11990 | [45 empty] | Production Completed
STP_009 - Lot4 | Data Enrichment | CIR |  | 2023-07-21 | 2/8/2023 | ok | 1319798 | 1319798 | EA | ACCUMULATOR,HYDR;PISTON |  |  | ACCUMULATOR,HYDRAULIC;TYPE:PISTON,MNFR:01)PARKER,PTNO:01)A7V2310D3KGE,MNFR:02)NORMTECH,PTNO:02)NMT-0098-1029 | PISTON,01)PARKER,02)NORMTECH,01)A7V2310D3KGE,02)NMT-0098-1029 |  |  | NORMTECH | PARKER HANNIFIN | A7V2310D3KGE |  | NORMTECH | NMT-0098-1029 | [13 empty] | CLEANSED | 27121802 Hydraulic accumulators | ACCUMULATOR | HYDRAULIC | TYPE | PISTON | CAPACITY |  | PRE CHARGE PRESSURE |  | PRESSURE RATING |  | END CONNECTION |  | SHELL MATERIAL |  | BLADDER MATERIAL |  | SIZE |  | TEMPERATURE RATING |  | FLOW RATING |  | MOUNTING TYPE |  | HAZARD CLASS |  | CERTIFICATION/STANDARD |  | ADDITIONAL FEATURES | [46 empty] | Production Completed
STP_009 - Lot4 | Data Enrichment | CIR |  | 2023-07-21 | 2/8/2023 | ok | 1302544 | 1302544 | EA | ACCUMULATOR,HYDR;PISTON,HYDA |  |  | ACCUMULATOR,HYDRAULIC;TYPE:PISTON,MNFR:01)HYDAC,PTNO:01)SK210-80AA/212-112F-160GA35B | PISTON,01)HYDAC,01)SK210-80AA/212-112F-160GA35 |  |  | HYDAC | HYDAC | SK210-80AA/212-112F-160GA35B | [5 empty] | http://www.hydac-na.com/wp-content/uploads/Piston-Accumulators_SK.pdf | [10 empty] | ENRICHED | 27121802 Hydraulic accumulators | ACCUMULATOR | HYDRAULIC | TYPE | PISTON | CAPACITY |  | PRE CHARGE PRESSURE |  | PRESSURE RATING | 3000 PSI | END CONNECTION | FLANGED | SHELL MATERIAL |  | BLADDER MATERIAL |  | SIZE |  | TEMPERATURE RATING |  | FLOW RATING |  | MOUNTING TYPE |  | HAZARD CLASS |  | CERTIFICATION/STANDARD |  | ADDITIONAL FEATURES | CARBON STEEL PISTON | [45 empty] | Production Completed
STP_009 - Lot4 | Data Enrichment | CIR | Partial Match | 2023-07-21 | 2/8/2023 | ok | 1345689 | 1345689 | EA | ACCUMULATOR,HYDR;PULSATION DAMPEN |  |  | ACCUMULATOR,HYDRAULIC;ADDITIONAL FEATURES EN:PULSATION DAMPEN,MNFR:01)OLAER-FC,PTNO:01)A3-50BS-40L-BN-M-AU-10 | 01)PULSATION DAMPEN,01)OLAER-FC,01)A3-50BS-40L-BN-M-AU-10 |  |  | OLAER-FC | OLAER-FC | A3-50BS-40L-BN-M-AU-10 | [5 empty] | https://www.parker.com/literature/Accumulator%20&%20Cooler%20Division%20-%20Europe/Accumulator-Catalogue.pdf | [10 empty] | CLEANSED | 27121802 Hydraulic accumulators | ACCUMULATOR | HYDRAULIC | TYPE | PISTON | CAPACITY |  | PRE CHARGE PRESSURE |  | PRESSURE RATING | 10 BAR | END CONNECTION |  | SHELL MATERIAL |  | BLADDER MATERIAL |  | SIZE |  | TEMPERATURE RATING |  | FLOW RATING |  | MOUNTING TYPE |  | HAZARD CLASS |  | CERTIFICATION/STANDARD |  | ADDITIONAL FEATURES | PULSATION DAMPEN | [45 empty] | Production Completed
STP_009 - Lot4 | Data Enrichment | CIR | Partial Match | 2023-07-21 | 2/8/2023 | ok | 1345692 | 1345692 | EA | ACCUMULATOR,HYDR;PULSATION DAMPEN |  |  | ACCUMULATOR,HYDRAULIC;ADDITIONAL FEATURES EN:PULSATION DAMPEN,MNFR:01)OLAER-FC,PTNO:01)A2 57 BS 3L BN M AU 30 | 01)PULSATION DAMPEN,01)OLAER-FC,01)A2 57 BS 3L BN M AU 30 |  |  | OLAER-FC | OLAER-FC | A2 57 BS 3L BN M AU 30 | [5 empty] | https://www.parker.com/literature/Accumulator%20&%20Cooler%20Division%20-%20Europe/Accumulator-Catalogue.pdf | [10 empty] | CLEANSED | 27121802 Hydraulic accumulators | ACCUMULATOR | HYDRAULIC | TYPE | PISTON | CAPACITY |  | PRE CHARGE PRESSURE |  | PRESSURE RATING | 20 BAR | END CONNECTION |  | SHELL MATERIAL |  | BLADDER MATERIAL |  | SIZE |  | TEMPERATURE RATING |  | FLOW RATING |  | MOUNTING TYPE |  | HAZARD CLASS |  | CERTIFICATION/STANDARD |  | ADDITIONAL FEATURES | PULSATION DAMPEN | [45 empty] | Production Completed
STP_009 - Lot4 | Data Enrichment | CIR |  | 2023-07-21 | 2/8/2023 | ok | 1297098 | 1297098 | EA | ACCUMULATOR,HYDR;R996 PRESSURE AC |  |  | ACCUMULATOR,HYDRAULIC;ADDITIONAL FEATURES EN:R996 PRESSURE AC,MNFR:01)LIEBHERR,PTNO:01)5611457 | 01)R996 PRESSURE AC,01)LIEBHERR,01)5611457 |  |  | LIEBHERR | LIEBHERR | 5611457 | [16 empty] | CLEANSED | 27121802 Hydraulic accumulators | ACCUMULATOR | HYDRAULIC | TYPE |  | CAPACITY |  | PRE CHARGE PRESSURE |  | PRESSURE RATING |  | END CONNECTION |  | SHELL MATERIAL |  | BLADDER MATERIAL |  | SIZE |  | TEMPERATURE RATING |  | FLOW RATING |  | MOUNTING TYPE |  | HAZARD CLASS |  | CERTIFICATION/STANDARD |  | ADDITIONAL FEATURES | R996 PRESSURE AC | [45 empty] | Production Completed
STP_009 - Lot4 | Data Enrichment | CIR |  | 2023-07-21 | 2/8/2023 | ok | 1297139 | 1297139 | EA | ACCUMULATOR;0.75 L,210 BAR |  |  | ACCUMULATOR;CAPACITY:0.75 L,PRESSURE RATING:210 BAR,MNFR:01)SVENBORG,PTNO:01)4807-5024-001 | 0.75 L,210 BAR,01)SVENBORG,01)4807-5024-001 |  |  | SVENBORG | SVENDBORG | 4807-5024-001 | [5 empty] | https://www.altra-renewables.com/store/ge/accu-0%2C75l-210bar/c-28/p-2633 | [10 empty] | CLEANSED | 26131800 Power generation control equipment | ACCUMULATOR | NO MODIFIER | TYPE |  | CAPACITY | 0.75 L | PRESSURE RATING | 210 BAR | END CONNECTION |  | SIZE |  | MATERIAL |  | TEMPERATURE RATING |  | FLOW RATING |  | HAZARD CLASS |  | CERTIFICATION/STANDARD |  | ADDITIONAL FEATURES | [52 empty] | Production Completed
STP_009 - Lot4 | Data Enrichment | CIR | MFR Name not valid | 2023-07-21 | 2/8/2023 | ok | 1285476 | 1285476 | EA | ACCUMULATOR;1/2 IN |  |  | ACCUMULATOR;END CONNECTION:1/2 IN,MNFR:01)HEATCRAFT T/A KIRBY HVACANDR P/L,PTNO:01)3100-093007 | 1/2 IN,01)HEATCRAFT T/A KIRBY HVAC&R,01)3100-093007 |  |  | HEATCRAFT T/A KIRBY HVACANDR P/L | HEATCRAFT T/A KIRBY HVACANDR P/L | 3100-093007 | [16 empty] | CLEANSED | 26131800 Power generation control equipment | ACCUMULATOR | NO MODIFIER | TYPE |  | CAPACITY |  | PRESSURE RATING |  | END CONNECTION | 1/2 IN | SIZE |  | MATERIAL |  | TEMPERATURE RATING |  | FLOW RATING |  | HAZARD CLASS |  | CERTIFICATION/STANDARD |  | ADDITIONAL FEATURES | [52 empty] | Production Completed
STP_009 - Lot4 | Data Enrichment | CIR |  | 2023-07-21 | 2/8/2023 | ok | 1285222 | 1285222 | EA | ACCUMULATOR;3.3 L,7/8 SWEATRSP Q5137 |  |  | ACCUMULATOR;CAPACITY:3.3 L,ADDITIONAL FEATURES EN:7/8 SWEATRSP Q5137,MNFR:01)NORTHERN AIRCONDITIONING,PTNO:01)070-000-543 | 3.3 L,01)7/8 SWEATRSP Q5137,01)NORTHERN AIRCONDITIONING,01)070-000-543 |  |  | NORTHERN AIRCONDITIONING | NORTHERN AIR CONDITIONING | 070-000-543 | [5 empty] | https://www.temperzone.biz/b2b/product-details.aspx?id=790&type=parts2 | [10 empty] | CLEANSED | 26131800 Power generation control equipment | ACCUMULATOR | NO MODIFIER | TYPE |  | CAPACITY | 3.3 L | PRESSURE RATING |  | END CONNECTION |  | SIZE |  | MATERIAL |  | TEMPERATURE RATING |  | FLOW RATING |  | HAZARD CLASS |  | CERTIFICATION/STANDARD |  | ADDITIONAL FEATURES | 7/8 SWEATRSP Q5137 | [51 empty] | Production Completed
STP_009 - Lot4 | Data Enrichment | CIR |  | 2023-07-21 | 2/8/2023 | ok | 1285321 | 1285321 | EA | ACCUMULATOR;CHARGE HOSE |  |  | ACCUMULATOR;TYPE:CHARGE HOSE,MNFR:01)ISA FLUID CONNECTIONS PTY LTD,PTNO:01)1210040249 | CHARGE HOSE,01)ISA FLUID CONNECTIONS PTY L,01)1210040249 |  |  | ISA FLUID CONNECTIONS PTY LTD | ISA FLUID CONNECTIONS PTY LTD | 1210040249 | [16 empty] | CLEANSED | 26131800 Power generation control equipment | ACCUMULATOR | NO MODIFIER | TYPE | CHARGE HOSE | CAPACITY |  | PRESSURE RATING |  | END CONNECTION |  | SIZE |  | MATERIAL |  | TEMPERATURE RATING |  | FLOW RATING |  | HAZARD CLASS |  | CERTIFICATION/STANDARD |  | ADDITIONAL FEATURES | [52 empty] | Production Completed
STP_009 - Lot4 | Data Enrichment | CIR | MFR Name not valid | 2023-07-21 | 2/8/2023 | ok | 1294069 | 1294069 | EA | ACCUMULATOR;DIAPHRAGM,2 L,150 L/MIN |  |  | ACCUMULATOR;TYPE:DIAPHRAGM,CAPACITY:2 L,END CONNECTION:G3/4 IN-14 BSPF,FLOW RATING:150 L/MIN,ADDITIONAL FEATURES EN:170 X 170 X 220, BLACK,MNFR:01)JACTECH,PTNO:01)JSA-3041968 | DIAPHRAGM,2 L,G3/4 IN-14 BSPF,150 L/MIN,01)170 X 170 X 220, BLACK,01)JACTECH,01)JSA-3041968 |  |  | JACTECH | JACTECH | JSA-3041968 | [16 empty] | CLEANSED | 26131800 Power generation control equipment | ACCUMULATOR | NO MODIFIER | TYPE | DIAPHRAGM | CAPACITY | 2 L | PRESSURE RATING |  | END CONNECTION | G3/4 IN-14 BSPF | SIZE |  | MATERIAL |  | TEMPERATURE RATING |  | FLOW RATING | 150 L/MIN | HAZARD CLASS |  | CERTIFICATION/STANDARD |  | ADDITIONAL FEATURES | 170X170X220,BLACK | [51 empty] | Production Completed
STP_009 - Lot4 | Data Enrichment | CIR |  | 2023-07-21 | 2/8/2023 | ok | 1354523 | 1354523 | EA | ACCUMULATOR;DIAPHRAGM,350 ML |  |  | ACCUMULATOR;TYPE:DIAPHRAGM,CAPACITY:350 ML,MNFR:01)CAVA,PTNO:01)60155 | DIAPHRAGM,350 ML,01)CAVA,01)60155 |  |  | CAVA | CAVA | 60155 | [16 empty] | CLEANSED | 26131800 Power generation control equipment | ACCUMULATOR | NO MODIFIER | TYPE | DIAPHRAGM | CAPACITY | 350 ML | PRESSURE RATING |  | END CONNECTION |  | SIZE |  | MATERIAL |  | TEMPERATURE RATING |  | FLOW RATING |  | HAZARD CLASS |  | CERTIFICATION/STANDARD |  | ADDITIONAL FEATURES | [52 empty] | Production Completed
STP_009 - Lot4 | Data Enrichment | CIR |  | 2023-07-21 | 2/8/2023 | ok | 1344152 | 1344152 | EA | ACCUMULATOR;INLET PULSE,IPA 65 |  |  | ACCUMULATOR;TYPE:INLET PULSE,ADDITIONAL FEATURES EN:IPA 65,MNFR:01)STAUFF,PTNO:01)IP065314 | INLET PULSE,01)IPA 65,01)STAUFF,01)IP065314 |  |  | STAUFF | STAUFF | IP065314 | [16 empty] | CLEANSED | 26131800 Power generation control equipment | ACCUMULATOR | NO MODIFIER | TYPE | INLET PULSE | CAPACITY |  | PRESSURE RATING |  | END CONNECTION |  | SIZE |  | MATERIAL |  | TEMPERATURE RATING |  | FLOW RATING |  | HAZARD CLASS |  | CERTIFICATION/STANDARD |  | ADDITIONAL FEATURES | IPA 65 | [51 empty] | Production Completed
STP_009 - Lot4 | Data Enrichment | CIR |  | 2023-07-21 | 2/8/2023 | ok | 1285161 | 1285161 | EA | ACCUMULATOR;PISTON, RETRO FIT,3000 PSI |  |  | ACCUMULATOR;TYPE:PISTON, RETRO FIT,PRESSURE RATING:3000 PSI,SIZE:DIA 4-3/4 X LG 11-5/8 IN,MNFR:01)PARKER,PTNO:01)A4N0058D1K | PISTON, RETRO FIT,3000 PSI,DIA 4-3/4 X LG 11-5/8 IN,01)PARKER,01)A4N0058D1K |  |  | PARKER | PARKER | A4N0058D1K | [5 empty] | https://www.parker.com/literature/Global%20Accumulator%20Division/Catalogs%20&%20Bulletins/GAD%20HY10-1630%205-2012/HY10_1630US_5_2012-Piston_Accumulators.pdf | https://www.hydradynellc.com/product/a4n0058d1k/3000-series | [9 empty] | ENRICHED | 26131800 Power generation control equipment | ACCUMULATOR | NO MODIFIER | TYPE | PISTON,RETRO FIT | CAPACITY | 0.95 L | PRESSURE RATING | 3000 PSI | END CONNECTION | THREADED | SIZE | 4-3/4 DIAX11-5/8 LG IN | MATERIAL | ALLOY STEEL SHELL,BUNA-N SEAL | TEMPERATURE RATING | 29 TO 74 DEG C | FLOW RATING |  | HAZARD CLASS |  | CERTIFICATION/STANDARD |  | ADDITIONAL FEATURES | [52 empty] | Production Completed
STP_009 - Lot4 | Data Enrichment | CIR |  | 2023-07-21 | 2/8/2023 | ok | 1279637 | 1279637 | EA | BATTERY PACK;12 V,9 A HR,FOR UPS |  |  | BATTERY PACK;VOLTAGE RATING:12 V,CAPACITY:9 A HR,SIZE:DIA 396 X WD 145 X HT 240 MM,ADDITIONAL FEATURES EN:FOR UPS,MNFR:01)CNW (MOUNT ISA) ELECT WHOLESALER,PTNO:01)PSCEBB6 | 01)CNW (MOUNT ISA) ELECT WHOLE,01)PSCEBB6,12 V,9 A HR,EN_01)DIA 396 X WD 145 X HT 24,01)FOR UPS |  |  | CNW (MOUNT ISA) ELECT WHOLESALER | CNW ELECTRICAL WHOLESALER | PSCEBB6 | POWERSHIELD PTY LTD |  |  |  |  | https://powershield.com.au/product/extended-battery-module-for-psce1000/ | [10 empty] | ENRICHED | 26111710 Product specific battery packs | BATTERY PACK | NO MODIFIER | TYPE | EXTENDED | VOLTAGE RATING | 12 V | CAPACITY | 9 A HR | ELECTROCHEMICAL SYSTEM |  | NUMBER OF CELLS | 6 | DISCHARGE RATING |  | TERMINAL TYPE |  | SIZE | 396 DIAX145 WDX240 HT MM | HAZARD CLASS |  | CERTIFICATION/STANDARD |  | ADDITIONAL FEATURES | FOR UPS | [51 empty] | Production Completed
STP_009 - Lot4 | Data Enrichment | CIR | Partial Match | 2023-07-21 | 2/8/2023 | ok | 1279776 | 1279776 | EA | BATTERY PACK;12 V,9 A HR,FOR UPS |  |  | BATTERY PACK;VOLTAGE RATING:12 V,CAPACITY:9 A HR,SIZE:DIA 396 X WD 145 X HT 240,ADDITIONAL FEATURES EN:FOR UPS,MNFR:01)CNW (MOUNT ISA) ELECT WHOLESALER,PTNO:01)PSCEBB6 EBM | 01)CNW (MOUNT ISA) ELECT WHOLE,01)PSCEBB6 EBM,12 V,9 A HR,EN_01)DIA 396 X WD 145 X HT 24,01)FOR UPS |  |  | CNW (MOUNT ISA) ELECT WHOLESALER | CNW ELECTRICAL WHOLESALER | PSCEBB6 EBM | POWERSHIELD PTY LTD |  |  |  |  | https://powershield.com.au/product/extended-battery-module-for-psce1000/ | [10 empty] | ENRICHED | 26111710 Product specific battery packs | BATTERY PACK | NO MODIFIER | TYPE | EXTENDED | VOLTAGE RATING | 12 V | CAPACITY | 9 A HR | ELECTROCHEMICAL SYSTEM |  | NUMBER OF CELLS | 6 | DISCHARGE RATING |  | TERMINAL TYPE |  | SIZE | 396 DIAX145 WDX240 HT MM | HAZARD CLASS |  | CERTIFICATION/STANDARD |  | ADDITIONAL FEATURES | FOR UPS | [51 empty] | Production Completed
STP_009 - Lot4 | Data Enrichment | CIR |  | 2023-07-21 | 2/8/2023 | ok | 1279887 | 1279887 | EA | BATTERY PACK;HIGH OUTPUT,18 V,6 A HR |  |  | BATTERY PACK;TYPE:HIGH OUTPUT,VOLTAGE RATING:18 V,CAPACITY:6 A HR,MNFR:01)MIMS,PTNO:01)MPN: M18HB6 | 01)MIMS,01)MPN: M18HB6,EN_01)HIGH OUTPUT,18 V,6 A HR |  |  | MIMS | MIMS | M18HB6 | MILWAUKEE |  |  |  |  | https://www.milwaukeetool.com.au/power-tools/batteries-and-chargers/m18-batteries/M18HB6.html | [10 empty] | CLEANSED | 26111710 Product specific battery packs | BATTERY PACK | NO MODIFIER | TYPE | RED LITHIUM-ION | VOLTAGE RATING | 18 V | CAPACITY | 6 A HR | ELECTROCHEMICAL SYSTEM |  | NUMBER OF CELLS |  | DISCHARGE RATING |  | TERMINAL TYPE |  | SIZE |  | HAZARD CLASS |  | CERTIFICATION/STANDARD |  | ADDITIONAL FEATURES | HIGH OUTPUT | [51 empty] | Production Completed
STP_009 - Lot4 | Data Enrichment | CIR |  | 2023-07-21 | 2/8/2023 | ok | 1293825 | 1293825 | EA | BATTERY PACK;LI-ION, CORDLESS, SLIDE |  |  | BATTERY PACK;LI-ION, CORDLESS, SLIDE,VOLTAGE RATING:18 V,CAPACITY:5 A HR,MNFR:01)MIMS,PTNO:01)DCB184-XE | 01)MIMS,01)DCB184-XE,EN_01)LI-ION, CORDLESS, SLIDE,18 V,5 A HR |  |  | MIMS | MIMS | DCB184-XE | DEWALT |  |  |  |  | https://www.dewalt.com.au/product/dcb184-xe/18v-xr-5ah-battery | [10 empty] | ENRICHED | 26111710 Product specific battery packs | BATTERY PACK | NO MODIFIER | TYPE | LITHIUM-ION | VOLTAGE RATING | 18 V | CAPACITY | 5 A HR | ELECTROCHEMICAL SYSTEM |  | NUMBER OF CELLS |  | DISCHARGE RATING |  | TERMINAL TYPE |  | SIZE |  | HAZARD CLASS |  | CERTIFICATION/STANDARD |  | ADDITIONAL FEATURES | [52 empty] | Production Completed
STP_009 - Lot4 | Data Enrichment | CIR |  | 2023-07-21 | 2/8/2023 | ok | 1347016 | 1347016 | EA | BATTERY PACK;LI-ION,18 V,12 A HR |  |  | BATTERY PACK;TYPE:LI-ION,VOLTAGE RATING:18 V,CAPACITY:12 A HR,ADDITIONAL FEATURES EN:RED HI, SERIES NO: M18,MNFR:01)MIMS,PTNO:01) M18HB12 | 01)MIMS,01)M18HB12,EN_01)LI-ION,18 V,12 A HR,01)RED HI, SERIES NO: M18 |  |  | MIMS | MIMS | M18HB12 | MILWAUKEE |  |  |  |  | https://www.milwaukeetool.com.au/power-tools/batteries-and-chargers/m18-batteries/M18HB12.html | [10 empty] | CLEANSED | 26111710 Product specific battery packs | BATTERY PACK | NO MODIFIER | TYPE | RED LITHIUM-ION | VOLTAGE RATING | 18 V | CAPACITY | 12 A HR | ELECTROCHEMICAL SYSTEM |  | NUMBER OF CELLS |  | DISCHARGE RATING |  | TERMINAL TYPE |  | SIZE |  | HAZARD CLASS |  | CERTIFICATION/STANDARD |  | ADDITIONAL FEATURES | HIGH OUTPUT | [50 empty] | SERIES NO: M18 | Production Completed
STP_009 - Lot4 | Data Enrichment | CIR | Partial Match | 2023-07-21 | 2/8/2023 | ok | 1280032 | 1280032 | EA | BATTERY PACK;LI-ION,18 V,5.2 A HR |  |  | BATTERY PACK;TYPE:LI-ION,VOLTAGE RATING:18 V,CAPACITY:5.2 A HR,ADDITIONAL FEATURES EN:METABO, REQUIRED TO REPLACE 000 BATTERIES, MNFR:01)ELLIOTT TIMBER SALES PTY LTD,PTNO:01)18V5-2AMPLIBATT | 01)ELLIOTT TIMBER SALES PTY LT,01)18V5-2AMPLIBATT,EN_01)LI-ION,18 V,5.2 A HR,01)METABO, REQUIRED TO REPLACE |  |  | ELLIOTT TIMBER SALES PTY LTD | ELLIOTT TIMBER SALES PTY LTD | 18V5-2AMPLIBATT | METABO |  |  |  |  | https://www.metabo-hpt.com/us/main-navigation/item/18-volt-2.0ah-lithium-ion-battery-with-fuel-indicator-metabo-hpt-377797m | [10 empty] | ENRICHED | 26111710 Product specific battery packs | BATTERY PACK | NO MODIFIER | TYPE | LI-ION | VOLTAGE RATING | 18 V | CAPACITY | 5.2 A HR | ELECTROCHEMICAL SYSTEM |  | NUMBER OF CELLS |  | DISCHARGE RATING |  | TERMINAL TYPE |  | SIZE |  | HAZARD CLASS |  | CERTIFICATION/STANDARD |  | ADDITIONAL FEATURES | REQUIRED TO REPLACE 000 BATTERIES | [51 empty] | Production Completed
STP_009 - Lot4 | Data Enrichment | CIR |  | 2023-07-21 | 2/8/2023 | ok | 1279891 | 1279891 | EA | BATTERY PACK;LI-ION,4200 MA HR |  |  | BATTERY PACK;TYPE:LI-ION,CAPACITY:4200 MA HR,ADDITIONAL FEATURES EN:PANASONIC TOUGH,MNFR:01)CNW (MOUNT ISA) ELECT WHOLESALER,PTNO: 01)FZ-VZSU84A2U | 01)CNW (MOUNT ISA) ELECT WHOLE,01)FZ-VZSU84A2U,EN_01)LI-ION,4200 MA HR,01)PANASONIC TOUGH |  |  | CNW (MOUNT ISA) ELECT WHOLESALER | CNW ELECTRICAL WHOLESALER | FZ-VZSU84A2U | PANASONIC |  |  |  |  | https://na.panasonic.com/us/computers-tablets-handhelds/tablets/tablets-accessories/fz-vzsu84a2u-panasonic-standard-battery | [10 empty] | ENRICHED | 26111710 Product specific battery packs | BATTERY PACK | NO MODIFIER | TYPE | LI-ION | VOLTAGE RATING |  | CAPACITY | 4200 MA HR | ELECTROCHEMICAL SYSTEM |  | NUMBER OF CELLS |  | DISCHARGE RATING |  | TERMINAL TYPE |  | SIZE | 4-29/32X6-3/32X1/2 IN | HAZARD CLASS |  | CERTIFICATION/STANDARD |  | ADDITIONAL FEATURES | PANASONIC TOUGH | [51 empty] | Production Completed
STP_009 - Lot4 | Data Enrichment | CIR |  | 2023-07-21 | 2/8/2023 | ok | 1352813 | 1352813 | EA | BATTERY PACK;LITHIUM RED,12 V,4 A HR,M12 |  |  | BATTERY PACK;TYPE:LITHIUM RED,VOLTAGE RATING:12 V,CAPACITY:4 A HR,ADDITIONAL FEATURES EN:M12,MNFR:01)MIMS,PTNO:01)M12B4 | 01)MIMS,01)M12B4,EN_01)LITHIUM RED,12 V,4 A HR,01)M12 |  |  | MIMS | MIMS | M12B4 | MILWAUKEE |  |  |  |  | https://www.milwaukeetool.com.au/power-tools/batteries-and-chargers/m12-batteries/M12B4.html | [10 empty] | CLEANSED | 26111710 Product specific battery packs | BATTERY PACK | NO MODIFIER | TYPE | RED LITHIUM-ION | VOLTAGE RATING | 12 V | CAPACITY | 4 A HR | ELECTROCHEMICAL SYSTEM |  | NUMBER OF CELLS |  | DISCHARGE RATING |  | TERMINAL TYPE |  | SIZE |  | HAZARD CLASS |  | CERTIFICATION/STANDARD |  | ADDITIONAL FEATURES | M12 | [51 empty] | Production Completed
STP_009 - Lot4 | Data Enrichment | CIR |  | 2023-07-21 | 2/8/2023 | ok | 1346653 | 1346653 | EA | BATTERY PACK;LITHIUM RED,12 V,6 A HR,M12 |  |  | BATTERY PACK;TYPE:LITHIUM RED,VOLTAGE RATING:12 V,CAPACITY:6 A HR,SIZE:WD 70 X LG 90 X HT 120 MM,ADDITIONAL FEATURES EN:M12,MNFR: 01)MIMS,PTNO:01)M12B6 | 01)MIMS,01)M12B6,EN_01)LITHIUM RED,12 V,6 A HR,EN_01)WD 70 X LG 90 X HT 120 M,01)M12 |  |  | MIMS | MIMS | M12B6 | MILWAUKEE |  |  |  |  | https://www.milwaukeetool.com.au/power-tools/batteries-and-chargers/m12-batteries/M12B6.html | [10 empty] | CLEANSED | 26111710 Product specific battery packs | BATTERY PACK | NO MODIFIER | TYPE | RED LITHIUM-ION | VOLTAGE RATING | 12 V | CAPACITY | 6 A HR | ELECTROCHEMICAL SYSTEM |  | NUMBER OF CELLS |  | DISCHARGE RATING |  | TERMINAL TYPE |  | SIZE | 90 LGX70 WDX120 HT MM | HAZARD CLASS |  | CERTIFICATION/STANDARD |  | ADDITIONAL FEATURES | M12 | [51 empty] | Production Completed
STP_009 - Lot4 | Data Enrichment | CIR |  | 2023-07-21 | 2/8/2023 | ok | 1352845 | 1352845 | EA | BATTERY PACK;LITHIUM RED,18 V,8 A,MIMS |  |  | BATTERY PACK;TYPE:LITHIUM RED,VOLTAGE RATING:18 V,CAPACITY:8 A,SIZE:WD 94 X LG 105 X HT 154 MM,ADDITIONAL FEATURES EN:HIGH OUTPUT, M18,MNFR:01)MIMS,PTNO:01)M18HB8 | 01)MIMS,01)M18HB8,EN_01)LITHIUM RED,18 V,8 A,EN_01)WD 94 X LG 105 X HT 154,01)HIGH OUTPUT, M18 |  |  | MIMS | MIMS | M18HB8 | MILWAUKEE |  |  |  |  | https://www.milwaukeetool.com.au/power-tools/batteries-and-chargers/m18-batteries/M18HB8.html | [10 empty] | CLEANSED | 26111710 Product specific battery packs | BATTERY PACK | NO MODIFIER | TYPE | RED LITHIUM-ION | VOLTAGE RATING | 18 V | CAPACITY | 8 A HR | ELECTROCHEMICAL SYSTEM |  | NUMBER OF CELLS |  | DISCHARGE RATING |  | TERMINAL TYPE |  | SIZE | 105 LGX94 WDX154 HT MM | HAZARD CLASS |  | CERTIFICATION/STANDARD |  | ADDITIONAL FEATURES | HIGH OUTPUT,M18 | [51 empty] | Production Completed
STP_009 - Lot4 | Data Enrichment | CIR |  | 2023-07-21 | 2/8/2023 | ok | 1364577 | 1364577 | EA | BATTERY PACK;LITHIUM RED,18 V,9 A HR,M18 |  |  | BATTERY PACK;TYPE:LITHIUM RED,VOLTAGE RATING:18 V,CAPACITY:9 A HR,SIZE:WD 78.7 X LG 129.5 X HT 86.4 MM,ADDITIONAL FEATURES EN:M18, MNFR:01)SYD_TOOL,PTNO:01)MILM18B9,MNFR:02)CNW,PTNO:02)M18B9,MNFR:03)MIMS,PTNO:03)M18B9 | 01)SYD_TOOL,02)CNW,03)MIMS,01)MILM18B9,02)M18B9,03)M18B9,EN_01)LITHIUM RED,18 V,9 A HR,EN_01)WD 78.7 X LG 129.5 X HT,01)M18 |  |  | MIMS | SYD_TOOL | MILM18B9 | MILWAUKEE | CNW | M18B9 | MIMS | M18B9 | https://its.co.uk/pd/M18B9-Milwaukee-M18-B9-18V-Li-ion-90Ah-Battery-_MILM18B9.htm | [10 empty] | CLEANSED | 26111710 Product specific battery packs | BATTERY PACK | NO MODIFIER | TYPE | RED LITHIUM-ION | VOLTAGE RATING | 18 V | CAPACITY | 9 A HR | ELECTROCHEMICAL SYSTEM |  | NUMBER OF CELLS |  | DISCHARGE RATING |  | TERMINAL TYPE |  | SIZE | 129.5 LGX78.7 WDX86.4 HT MM | HAZARD CLASS |  | CERTIFICATION/STANDARD |  | ADDITIONAL FEATURES | M18 | [51 empty] | Production Completed
STP_009 - Lot4 | Data Enrichment | CIR | Processed as per input,conflict wrt input | 2023-07-21 | 2/8/2023 | ok | 1289452 | 1289452 | EA | BRUSH,ABRSV;BRISTLE,50 MM,CERAMIC,120 |  |  | BRUSH,ABRASIVE;TYPE:BRISTLE,SIZE:50 MM,ABRASIVE MATERIAL:CERAMIC,GRIT:120,SPEED RATING:25000 R/MIN,ADDITIONAL FEATURES EN:WHITE, MNFR:01)BLKWOODS,PTNO:01)00992909 | BRISTLE,50 MM,CERAMIC,120,25000 R/MIN,01)WHITE,01)BLKWOODS,01)00992909 |  |  | BLACKWOODS | BLACKWOODS | 00992909 |  | 3M | 61500132180 |  |  | https://www.blackwoods.com.au/abrasives/wire-brushes/radial-bristle-discs-brushes/disc-roloc-bristle-3m-white-50mm-120grit/p/00992909 | https://www.grainger.com/product/SCOTCH-BRITE-Tapered-Bristle-Disc-2-in-6RX78 | [9 empty] | ENRICHED | 31191506 Abrasive discs | DISC | ABRASIVE | TYPE | BRISTLE | OUTSIDE DIAMETER | 50 MM | FACE WIDTH |  | ARBOR SIZE |  | INSIDE DIAMETER |  | MOUNTING TYPE |  | GRIT | 120 | ABRASIVE MATERIAL | CERAMIC | BACKING MATERIAL |  | COLOR | WHITE | SPEED RATING | 25000 R/MIN | CERTIFICATION/STANDARD |  | ADDITIONAL FEATURES | [48 empty] | Production Completed
STP_009 - Lot4 | Data Enrichment | CIR | Processed as per input,conflict wrt input | 2023-07-21 | 2/8/2023 | ok | 1289522 | 1289522 | EA | BRUSH,ABRSV;BRISTLE,CERAMIC YELLOW,80 |  |  | BRUSH,ABRASIVE;TYPE:BRISTLE,ABRASIVE MATERIAL:CERAMIC YELLOW,GRIT:80,SPEED RATING:25000 R/MIN,MNFR:01)BLKWOODS,PTNO:01)00992892 | BRISTLE,CERAMIC YELLOW,80,25000 R/MIN,01)BLKWOODS,01)00992892 |  |  | BLACKWOODS | BLACKWOODS | 00992892 |  | 3M | 61500132172 |  |  | https://www.blackwoods.com.au/abrasives/wire-brushes/radial-bristle-discs-brushes/disc-roloc-bristle-3m-yellow-50mm-80grit/p/00992892 | https://www.grainger.com/product/SCOTCH-BRITE-Tapered-Bristle-Disc-2-in-6RX77 | [9 empty] | ENRICHED | 31191506 Abrasive discs | DISC | ABRASIVE | TYPE | BRISTLE | OUTSIDE DIAMETER | 50 MM | FACE WIDTH |  | ARBOR SIZE |  | INSIDE DIAMETER |  | MOUNTING TYPE |  | GRIT | 80 | ABRASIVE MATERIAL | CERAMIC | BACKING MATERIAL |  | COLOR | YELLOW | SPEED RATING | 25000 R/MIN | CERTIFICATION/STANDARD |  | ADDITIONAL FEATURES | [48 empty] | Production Completed
STP_009 - Lot4 | Data Enrichment | CIR |  | 2023-07-21 | 2/8/2023 | ok | 1267505 | 1267505 | EA | BRUSH,CARBN;CNW,HIK999088 | ESCOBILLA CARB;CNW,HIK999088 | BROS CARBONE;CNW,HIK999088 | BRUSH,CARBON;MNFR:CNW (MOUNT ISA) ELECT WHOLESALER,PTNO:HIK999088 | 01)CNW (MOUNT ISA) ELECT WHO,01)HIK999088,BRUSH,CARBON | HIK999088 | 1068181 | CNW (MOUNT ISA) ELECT WHOLESALER | CNW ELECTRICAL WHOLESALER | HIK999088 | [16 empty] | CLEANSED | 26101404 Motor brush | BRUSH | CARBON | TYPE |  | THICKNESS |  | WIDTH |  | LENGTH |  | CONNECTION TYPE |  | CURRENT RATING |  | HAZARD CLASS |  | CERTIFICATION/STANDARD |  | ADDITIONAL FEATURES | [56 empty] | Production Completed
STP_009 - Lot4 | Data Enrichment | CIR | Partial Match | 2023-07-21 | 2/8/2023 | ok | 1352259 | 1352259 | EA | BRUSH,CARBN;ELEC CONT,DRAWING REVISION A |  |  | BRUSH,CARBON;TYPE:ELECTRICAL CONTACT,ADDITIONAL FEATURES EN:DRAWING REVISION A,MNFR:01)MORGANIT,PTNO:01)CM3H-22.22-31.75-38.1 | EN_01)ELECTRICAL CONTACT,01)DRAWING REVISION A,01)MORGANIT,01)CM3H-22.22-31.75-38.1 |  |  | MORGANIT | MORGAN ADVANCED MATERIALS | CM3H-22.22-31.75-38.1 | [5 empty] | https://www.morganadvancedmaterials.com/media/7438/carbon-brushes-materials.pdf | [7 empty] | REV A |  |  | CLEANSED | 26101404 Motor brush | BRUSH | CARBON | TYPE | ELECTRICAL CONTACT | THICKNESS |  | WIDTH |  | LENGTH |  | CONNECTION TYPE |  | CURRENT RATING |  | HAZARD CLASS |  | CERTIFICATION/STANDARD |  | ADDITIONAL FEATURES | [56 empty] | Production Completed
STP_009 - Lot4 | Data Enrichment | CIR |  | 2023-07-21 | 2/8/2023 | ok | 1286444 | 1286444 | EA | BRUSH,CARBN;ELEC CONT,DRAWING REVISION B |  |  | BRUSH,CARBON;TYPE:ELECTRICAL CONTACT,ADDITIONAL FEATURES EN:DRAWING REVISION B,MNFR:01)MORGANIT,PTNO:01)IM8876K-6.35-38.1-50.8 | EN_01)ELECTRICAL CONTACT,01)DRAWING REVISION B,01)MORGANIT,01)IM8876K-6.35-38.1-50.8 |  |  | MORGANIT | MORGAN ADVANCED MATERIALS | IM8876K-6.35-38.1-50.8 | [13 empty] | REV B |  |  | CLEANSED | 26101404 Motor brush | BRUSH | CARBON | TYPE | ELECTRICAL CONTACT | THICKNESS |  | WIDTH |  | LENGTH |  | CONNECTION TYPE |  | CURRENT RATING |  | HAZARD CLASS |  | CERTIFICATION/STANDARD |  | ADDITIONAL FEATURES | [56 empty] | Production Completed
STP_009 - Lot4 | Data Enrichment | CIR | Partial Match | 2023-07-21 | 2/8/2023 | ok | 1319769 | 1319769 | EA | BRUSH,CARBN;ELEC CONT,MORGANIT |  |  | BRUSH,CARBON;TYPE:ELECTRICAL CONTACT,ADDITIONAL FEATURES EN:SPLIT BRUSH, NON INSULATED PIGTAILS, DRAWING REVISION A,MNFR:01) MORGANIT,PTNO:01)EG236S-25-32-72 | EN_01)ELECTRICAL CONTACT,01)SPLIT BRUSH, NON INSULATED,01)MORGANIT,01)EG236S-25-32-72 |  |  | MORGANIT | MORGAN ADVANCED MATERIALS | EG236S-25-32-72 | [5 empty] | https://www.morganelectricalmaterials.com/en-gb/products/carbon-brushes/ | https://www.industrialautomationcanada.com/morganite-eg236s-carbon-motor-brush-31mm-x-19mm-x-64mm-wow/ | [6 empty] | REV A |  |  | ENRICHED | 26101404 Motor brush | BRUSH | CARBON | TYPE | ELECTRICAL CONTACT,SPLIT | THICKNESS | 19 MM | WIDTH | 31 MM | LENGTH | 64 MM | CONNECTION TYPE |  | CURRENT RATING |  | HAZARD CLASS |  | CERTIFICATION/STANDARD |  | ADDITIONAL FEATURES | NON INSULATED PIGTAILS | [55 empty] | Production Completed
STP_009 - Lot4 | Data Enrichment | CIR | Partial Match | 2023-07-21 | 2/8/2023 | ok | 1347428 | 1347428 | EA | BRUSH,CARBN;ELEC CONT,MORGANIT |  |  | BRUSH,CARBON;TYPE:ELECTRICAL CONTACT,ADDITIONAL FEATURES EN:NOTE SPLIT BRUSH, DRAWING REVISION C,MNFR:01)MORGANIT,PTNO:01)EG12-12. 7-25.4-31.75 | EN_01)ELECTRICAL CONTACT,01)NOTE SPLIT BRUSH, DRAWING R,01)MORGANIT,01)EG12-12.7-25.4-31.75 |  |  | MORGANIT | MORGAN ADVANCED MATERIALS | EG12-12. 7-25.4-31.75 | [5 empty] | https://www.industrialautomationcanada.com/generic-eg12-split-carbon-motor-brush-20x12x25mm-lot-of-6-nop/ | [7 empty] | REV C |  |  | ENRICHED | 26101404 Motor brush | BRUSH | CARBON | TYPE | ELECTRICAL CONTACT,SPLIT | THICKNESS | 12 MM | WIDTH | 20 MM | LENGTH | 25 MM | CONNECTION TYPE |  | CURRENT RATING |  | HAZARD CLASS |  | CERTIFICATION/STANDARD |  | ADDITIONAL FEATURES | [56 empty] | Production Completed
STP_009 - Lot4 | Data Enrichment | CIR |  | 2023-07-21 | 2/8/2023 | ok | 1346734 | 1346734 | EA | BRUSH,CARBN;ELECTRIC CONTACT,THK 18 MM |  |  | BRUSH,CARBON;TYPE:ELECTRIC CONTACT,THICKNESS:18 MM,WIDTH:20 MM,LENGTH:101.6 MM,ADDITIONAL FEATURES EN:3V COLLECTOR, 7.5 MM RAD, 60 DEG ANGLE ON ENDS,MNFR:01)MORGANIT,PTNO:01)FC121 | EN_01)ELECTRIC CONTACT,18 MM,20 MM,101.6 MM,01)3V COLLECTOR, 7.5 MM RAD, 6,01)MORGANIT,01)FC121 |  |  | MORGANIT | MORGAN ADVANCED MATERIALS | FC121 | [16 empty] | CLEANSED | 26101404 Motor brush | BRUSH | CARBON | TYPE | ELECTRICAL CONTACT | THICKNESS | 18 MM | WIDTH | 20 MM | LENGTH | 101.6 MM | CONNECTION TYPE |  | CURRENT RATING |  | HAZARD CLASS |  | CERTIFICATION/STANDARD |  | ADDITIONAL FEATURES | 3V COLLECTOR,7.5 MM RAD,60 DEG ANGLE ON ENDS | [55 empty] | Production Completed
STP_009 - Lot4 | Data Enrichment | CIR |  | 2023-07-21 | 2/8/2023 | ok | 1347475 | 1347475 | EA | BRUSH,CARBN;SPLT,PIGTL,MORGANIT |  |  | BRUSH,CARBON;TYPE:SPLIT,CONNECTION TYPE:PIGTAIL,ADDITIONAL FEATURES EN:ELECTRIC CONTACT, C/W INSULATED, TO DWG REV B,MNFR:01) MORGANIT,PTNO:01)EG236S-25-32-72 | EN_01)SPLIT,PIGTAIL,01)ELECTRIC CONTACT, C/W INSUL,01)MORGANIT,01)EG236S-25-32-72 |  |  | MORGANIT | MORGAN ADVANCED MATERIALS | EG236S-25-32-72 | [5 empty] | https://sn-industry.en.made-in-china.com/product/jKDxIJBzHZrn/China-Electro-Graphite-Carbon-Brush-Eg236s-for-DC-Motor.html | [7 empty] | REV B |  |  | CLEANSED | 26101404 Motor brush | BRUSH | CARBON | TYPE | ELECTRICAL CONTACT,SPLIT | THICKNESS |  | WIDTH |  | LENGTH |  | CONNECTION TYPE | PIGTAIL | CURRENT RATING |  | HAZARD CLASS |  | CERTIFICATION/STANDARD |  | ADDITIONAL FEATURES | C/W INSULATED | [55 empty] | Production Completed
STP_009 - Lot4 | Data Enrichment | CIR |  | 2023-07-21 | 2/8/2023 | ok | 1295357 | 1295357 | EA | BRUSH;APM DUST SHELTER, APM HORIZONTAL L |  |  | BRUSH;ADDITIONAL FEATURES EN:APM DUST SHELTER, APM HORIZONTAL LUG AND BODY PRESS,MNFR:01)WENMEC,PTNO:01)819589-3 | 01)WENMEC,01)819589-3,01)APM DUST SHELTER, APM HORIZ |  |  | WENMEC SYSTEMS INC | WENMEC | 819589-3 | [16 empty] | CLEANSED | 27113000 Brushes | BRUSH | NO MODIFIER | TYPE |  | SIZE |  | MATERIAL |  | HAZARD CLASS |  | CERTIFICATION/STANDARD |  | ADDITIONAL FEATURES | APM DUST SHELTER,APM HORIZONTAL LUG AND BODY PRESS | [61 empty] | Production Completed
STP_009 - Lot4 | Data Enrichment | CIR |  | 2023-07-21 | 2/8/2023 | ok | 1353679 | 1353679 | EA | BRUSH,PNT;FLAT,WD 63 MM,TIMBER,BLKWOODS |  |  | BRUSH,PAINT;TYPE:FLAT,SIZE:WD 63 MM,BRISTLE MATERIAL:PURE BRISTLE SET IN EPOXY RESIN,HANDLE MATERIAL:TIMBER,ADDITIONAL FEATURES EN:PAINTED HANDLE,MNFR:01)BLKWOODS,PTNO:01)04889357 | 01)BLKWOODS,01)04889357 |  |  | BLACKWOODS | BLACKWOODS | 04889357 |  | OLDFIELDS | 40450 |  |  | https://www.blackwoods.com.au/paints-marking-spray-equipment/brushes-rollers/trade-special-contractor-paint-brushes/brush-paint-trade-special-varnish-50mm/p/04889357 | https://www.bayengineerssupplies.co.nz/products/paint-of404501 | [9 empty] | CLEANSED | 31211904 Paint brushes | BRUSH | PAINT | TYPE | FLAT | SIZE | 50 MM | BRISTLE MATERIAL | EPOXY RESIN | HANDLE MATERIAL | TIMBER | BRISTLE LENGTH |  | HAZARD CLASS |  | CERTIFICATION/STANDARD |  | ADDITIONAL FEATURES | PAINTED HANDLE,PURE BRISTLE SET | [57 empty] | Production Completed
STP_009 - Lot4 | Data Enrichment | CIR |  | 2023-07-21 | 2/8/2023 | ok | 1296679 | 1296679 | EA | BRUSH,PNT;ROUND,14.5 MM,FITCH NO.12 |  |  | BRUSH,PAINT;TYPE:ROUND,SIZE:14.5 MM,ADDITIONAL FEATURES EN:FITCH NO.12,MNFR:01)BLKWOODS,PTNO:01)04131904 | ROUND,EN_01)14.5 MM,01)FITCH NO.12,01)BLKWOODS,01)04131904 |  |  | BLACKWOODS | BLACKWOODS | 04131904 |  | C AND A BRUSHWARE | 416 |  |  | https://www.blackwoods.com.au/paints-marking-spray-equipment/brushes-rollers/round-fitch-brushes-777-series-oldfields/brush-fitch-round-416-size-12-14-5mm/p/04131904 | http://cabrush.com/wp-content/uploads/2015/06/CACatalogue.pdf | [9 empty] | CLEANSED | 31211904 Paint brushes | BRUSH | PAINT | TYPE | ROUND | SIZE | 14.5 MM | BRISTLE MATERIAL |  | HANDLE MATERIAL |  | BRISTLE LENGTH |  | HAZARD CLASS |  | CERTIFICATION/STANDARD |  | ADDITIONAL FEATURES | FITCH NO.12 | [57 empty] | Production Completed
STP_009 - Lot4 | Data Enrichment | CIR |  | 2023-07-21 | 2/8/2023 | ok | 1229930 | 1229930 | EA | BRUSH,WIRE;ROTARY CUP,DIA 50 MM,STEEL |  |  | BRUSH,WIRE;TYPE:ROTARY CUP,DIAMETER:50 MM,WIRE MATERIAL:STEEL,SHANK SIZE:6 MM,WIRE FILL TYPE:CRIMPED,MNFR:01)BLKWOODS,PTNO:01) 04466103 | 01)BLKWOODS,01)04466103,ROTARY CUP,STEEL,50 MM,6 MM,CRIMPED |  |  | BLACKWOODS | BLACKWOODS | 04466103 |  | SIT | T50 |  |  | https://www.blackwoods.com.au/abrasives/wire-brushes/crimped-wire-brush/brush-cup-crimp-wire-mounted-50x6mm-shk/p/04466103 | https://www.sitbrush.com/Brushes-for-Drills/Crimped-Wire-Drill-Cup-T50-T60-T70.php | [9 empty] | ENRICHED | 27111907 Wire brushes | BRUSH | WIRE | TYPE | ROTARY CUP | HANDLE MATERIAL |  | OVERALL LENGTH |  | BRISTLE MATERIAL |  | FACE WIDTH |  | BRISTLE LENGTH |  | BRISTLE DIAMETER |  | DIAMETER | 50 MM | SPEED RATING | 12000 RPM | HUB DIAMETER |  | SHANK SIZE | 6 MM | WIRE FILL TYPE | CRIMPED | FILL QUANTITY |  | MOUNTING TYPE |  | HUB MATERIAL |  | HAZARD CLASS |  | CERTIFICATION/STANDARD |  | ADDITIONAL FEATURES | STEEL WIRE | [36 empty] | WIRE MATERIAL:STEEL | Production Completed
STP_009 - Lot4 | Data Enrichment | CIR |  | 2023-07-21 | 2/8/2023 | ok | 1278860 | 1278860 | EA | CHARGER,BATT;12 V,3.6 A |  |  | CHARGER,BATTERY;OUTPUT VOLTAGE RATING:12 V,CURRENT RATING:3.6 A,MNFR:01)CNW (MOUNT ISA) ELECT WHOLESALER,PTNO:01)BTMX3.6 | 01)CNW (MOUNT ISA) ELECT WHOLE,01)BTMX3.6,12 V,EN_01)3.6 A |  |  | CNW (MOUNT ISA) ELECT WHOLESALER | CNW ELECTRICAL WHOLESALER | BTMX3.6 | [16 empty] | CLEANSED | 26111704 Battery chargers | CHARGER | BATTERY | TYPE |  | OUTPUT VOLTAGE RATING | 12 V | CHARGING CAPACITY |  | INPUT VOLTAGE |  | CURRENT RATING | 3.6 A | SIZE |  | NUMBER OF BATTERIES |  | CHARGING TIME |  | TEMPERATURE RATING |  | HAZARD CLASS |  | CERTIFICATION/STANDARD |  | ADDITIONAL FEATURES | [50 empty] | Production Completed
STP_009 - Lot4 | Data Enrichment | CIR | Part_no updated | 2023-07-21 | 2/8/2023 | ok | 1352799 | 1352799 | EA | CHARGER,BATT;12/18 V,3,RAPID |  |  | CHARGER,BATTERY;OUTPUT VOLTAGE RATING:12/18 V,NUMBER OF BATTERIES:3,CHARGING TIME:RAPID,ADDITIONAL FEATURES EN:BAY SEQUENTIAL, MNFR:01)MIMS,PTNO:01)M12-18-C3 | 01)MIMS,01)M12-18-C3,12/18 V,RAPID,01)BAY SEQUENTIAL |  |  | MIMS | MIMS | M12-18-C3 | MILWAUKEE |  |  |  |  | https://www.milwaukeetool.com.au/power-tools/batteries-and-chargers/chargers/M12-18C3.html | [10 empty] | CLEANSED | 26111704 Battery chargers | CHARGER | BATTERY | TYPE | RAPID | OUTPUT VOLTAGE RATING | 12 TO 18 V | CHARGING CAPACITY |  | INPUT VOLTAGE |  | CURRENT RATING |  | SIZE |  | NUMBER OF BATTERIES | 3 | CHARGING TIME |  | TEMPERATURE RATING |  | HAZARD CLASS |  | CERTIFICATION/STANDARD |  | ADDITIONAL FEATURES | BAY SEQUENTIAL | [49 empty] | Production Completed
STP_009 - Lot4 | Data Enrichment | CIR |  | 2023-07-21 | 2/8/2023 | ok | 1352770 | 1352770 | EA | CHARGER,BATT;14/18 V,240 V,6 |  |  | CHARGER,BATTERY;OUTPUT VOLTAGE RATING:14/18 V,INPUT VOLTAGE:240 V,NUMBER OF BATTERIES:6,ADDITIONAL FEATURES EN:M18 BAY PACK, SEQUENTIAL CHARGING,MNFR:01)CNW,PTNO:01)MILM1418C6,MNFR:02)TOOLMART,PTNO:02)M1418C6 | 01)CNW,02)TOOLMART,01)MILM1418C6,02)M1418C6,14/18 V,240 V,01)M18 BAY PACK, SEQUENTIAL CH |  |  | TOOLMART | CNW ELECTRICAL WHOLESALER | MILM1418C6 | MILWAUKEE ELECTRIC TOOL CORPORATION | TOOLMART | M1418C6 | MILWAUKEE ELECTRIC TOOL CORPORATION | 4932430086 | https://www.milwaukeetool.eu/en-eu/m14-m18-multibay-charger/m1418c6/ | https://www.tradingdepot.co.uk/milwaukee-m14-m18-multibay-multi-voltage-charger-for-14-18-volt-li-ion-240-volt-milm1418c6 | [9 empty] | ENRICHED | 26111704 Battery chargers | CHARGER | BATTERY | TYPE | MULTIBAY | OUTPUT VOLTAGE RATING | 14 TO 18 V | CHARGING CAPACITY | 5 A HR | INPUT VOLTAGE | 240 V | CURRENT RATING |  | SIZE |  | NUMBER OF BATTERIES | 6 | CHARGING TIME | 40/80 MIN | TEMPERATURE RATING |  | HAZARD CLASS |  | CERTIFICATION/STANDARD |  | ADDITIONAL FEATURES | M18 BAY PACK,SEQUENTIAL CHARGING | [49 empty] | Production Completed
STP_009 - Lot4 | Data Enrichment | CIR |  | 2023-07-21 | 2/8/2023 | ok | 1279030 | 1279030 | EA | CHARGER,BATT;24 V,10 A |  |  | CHARGER,BATTERY;OUTPUT VOLTAGE RATING:24 V,CURRENT RATING:10 A,ADDITIONAL FEATURES EN:NILFISK SCRUBBER SPE,MNFR:01)CNW (MOUNT ISA) ELECT WHOLESALER,PTNO:01)NILSPE-CBHD1-24-10 | 01)CNW (MOUNT ISA) ELECT WHOLE,01)NILSPE-CBHD1-24-10,24 V,EN_01)10 A,01)NILFISK SCRUBBER SPE |  |  | CNW (MOUNT ISA) ELECT WHOLESALER | CNW ELECTRICAL WHOLESALER | SPE-CBHD1-24-10 | [5 empty] | https://www.cloudelectric.com/product-p/cbhd12410.htm | [10 empty] | ENRICHED | 26111704 Battery chargers | CHARGER | BATTERY | TYPE |  | OUTPUT VOLTAGE RATING | 24 V | CHARGING CAPACITY |  | INPUT VOLTAGE | 100 TO 240 VAC | CURRENT RATING | 10 A | SIZE |  | NUMBER OF BATTERIES |  | CHARGING TIME |  | TEMPERATURE RATING |  | HAZARD CLASS |  | CERTIFICATION/STANDARD |  | ADDITIONAL FEATURES | NILFISK SCRUBBER | [49 empty] | Production Completed
STP_009 - Lot4 | Data Enrichment | CIR |  | 2023-07-21 | 2/8/2023 | ok | 1278828 | 1278828 | EA | CHARGER,BATT;28.4-30.1 V,90-265 VAC,30 A |  |  | CHARGER,BATTERY;OUTPUT VOLTAGE RATING:28.4-30.1 V,INPUT VOLTAGE:90-265 VAC,CURRENT RATING:30 A,MNFR:01)CNW (MOUNT ISA) ELECT WHOLESALER,PTNO:01)EN32430 | 01)CNW (MOUNT ISA) ELECT WHOLE,01)EN32430,28.4-30.1 V,90-265 VAC,EN_01)30 A |  |  | CNW (MOUNT ISA) ELECT WHOLESALER | CNW ELECTRICAL WHOLESALER | EN32430 | ENERDRIVE |  |  |  |  | https://enerdrive.com.au/product/epower-24v-30a-battery-charger/ | https://www.outbackmarine.com.au/epower-30amp-24v-smart-charger-enerdrine-en32430 | [9 empty] | ENRICHED | 26111704 Battery chargers | CHARGER | BATTERY | TYPE | SMART | OUTPUT VOLTAGE RATING | 28.4 TO 30.1 V | CHARGING CAPACITY |  | INPUT VOLTAGE | 207 TO 265 VAC | CURRENT RATING | 30 A | SIZE | 356 LGX206 WDX99 HT MM | NUMBER OF BATTERIES |  | CHARGING TIME |  | TEMPERATURE RATING | -20 TO 60 DEG C | HAZARD CLASS |  | CERTIFICATION/STANDARD |  | ADDITIONAL FEATURES | [50 empty] | Production Completed
STP_009 - Lot4 | Data Enrichment | CIR |  | 2023-07-21 | 2/8/2023 | ok | 1352771 | 1352771 | EA | CHARGER,BATT;AUTOMTV,12/18 V |  |  | CHARGER,BATTERY;TYPE:AUTOMOTIVE,OUTPUT VOLTAGE RATING:12/18 V,MNFR:01)MIMS,PTNO:01)M12-18AC | 01)MIMS,01)M12-18AC,EN_01)AUTOMOTIVE,12/18 V |  |  | MIMS | MIMS | M12-18AC | MILWAUKEE |  |  |  |  | https://www.milwaukeetool.com.au/power-tools/batteries-and-chargers/chargers/M12-18AC.html | [10 empty] | CLEANSED | 26111704 Battery chargers | CHARGER | BATTERY | TYPE | AUTOMOTIVE | OUTPUT VOLTAGE RATING | 12 TO 18 V | CHARGING CAPACITY |  | INPUT VOLTAGE |  | CURRENT RATING |  | SIZE |  | NUMBER OF BATTERIES |  | CHARGING TIME |  | TEMPERATURE RATING |  | HAZARD CLASS |  | CERTIFICATION/STANDARD |  | ADDITIONAL FEATURES | [50 empty] | Production Completed
STP_009 - Lot4 | Data Enrichment | CIR |  | 2023-07-21 | 2/8/2023 | ok | 1278595 | 1278595 | EA | CHARGER,BATT;CHARGING BASE, THERMAL |  |  | CHARGER,BATTERY;TYPE:CHARGING BASE, THERMAL,MNFR:01)CNW (MOUNT ISA) ELECT WHOLESALER,PTNO:01)FLUKLK-TI-SBC3B | 01)CNW (MOUNT ISA) ELECT WHOLE,01)FLUKLK-TI-SBC3B,EN_01)CHARGING BASE, THERMAL |  |  | CNW (MOUNT ISA) ELECT WHOLESALER | CNW ELECTRICAL WHOLESALER | FLUKLK-TI-SBC3B | FLUKE |  |  |  |  | https://www.fluke.com/en-in/product/accessories/batteries/fluke-sbc3b | https://docs.rs-online.com/fc1e/A700000008615747.pdf | [9 empty] | ENRICHED | 31162300 Mounting hardware | BASE | NO MODIFIER | TYPE | CHARGING | SIZE | 159.5X68.9X51.3 MM | MATERIAL |  | HAZARD CLASS |  | CERTIFICATION/STANDARD |  | ADDITIONAL FEATURES | FOR THERMAL IMAGERS | [61 empty] | Production Completed
STP_009 - Lot4 | Data Enrichment | CIR |  | 2023-07-21 | 2/8/2023 | ok | 1278631 | 1278631 | EA | CHARGER,BATT;FULLY AUTOMATIC SWITCH MODE |  |  | CHARGER,BATTERY;TYPE:FULLY AUTOMATIC SWITCH MODE,INPUT VOLTAGE:12 V,CURRENT RATING:25 A,SIZE:WD 238 X HT 97 X DP 297 MM,MNFR:01) CNW (MOUNT ISA) ELECT WHOLESALER,PTNO:01)BCS-1225C | 01)CNW (MOUNT ISA) ELECT WHOLE,01)BCS-1225C,EN_01)FULLY AUTOMATIC SWITCH M,12 V,EN_01)25 A,EN_01)WD 238 X HT 97 X DP 297 |  |  | CNW (MOUNT ISA) ELECT WHOLESALER | CNW ELECTRICAL WHOLESALER | BCS-1225C | DURST MOTOR AND ELECTRIC INDUSTRIES PTY LTD | [15 empty] | ENRICHED | 26111704 Battery chargers | CHARGER | BATTERY | TYPE | FULLY AUTOMATIC | OUTPUT VOLTAGE RATING | 207 TO 253 V | CHARGING CAPACITY |  | INPUT VOLTAGE | 12 V | CURRENT RATING | 25 A | SIZE | 238 WDX97 HTX297 DP MM | NUMBER OF BATTERIES |  | CHARGING TIME |  | TEMPERATURE RATING |  | HAZARD CLASS |  | CERTIFICATION/STANDARD |  | ADDITIONAL FEATURES | SWITCH MODE BATTERY | [49 empty] | Production Completed
STP_009 - Lot4 | Data Enrichment | CIR |  | 2023-07-21 | 2/8/2023 | ok | 1278649 | 1278649 | EA | CHARGER,BATT;MULTI STAGE CONTROLLER, TRI |  |  | CHARGER,BATTERY;TYPE:MULTI STAGE CONTROLLER, TRICKLE,OUTPUT VOLTAGE RATING:12 V,INPUT VOLTAGE:100-240 V,CURRENT RATING:1 A,SIZE: WD 40 X LG 70 X DP 40 MM,ADDITIONAL FEATURES EN:*ALLIGATOR CLIPS CONNECTION, 2 M CABLE,MNFR:01)CNW (MOUNT ISA) ELECT WHOLESALER, PTNO:01)MB3619 | 01)CNW (MOUNT ISA) ELECT WHOLE,01)MB3619,EN_01)MULTI STAGE CONTROLLER,12 V,100-240 V,EN_01)1 A,EN_01)WD 40 X LG 70 X DP 40 MM,01)*ALLIGATOR CLIPS CONNECTION |  |  | CNW (MOUNT ISA) ELECT WHOLESALER | CNW ELECTRICAL WHOLESALER | MB3619 | [5 empty] | https://rmscomponents.com.au/shop/battery-products/battery-chargers/mb3619/ | [10 empty] | CLEANSED | 26111704 Battery chargers | CHARGER | BATTERY | TYPE | MULTI STAGE CONTROLLER | OUTPUT VOLTAGE RATING | 12 V | CHARGING CAPACITY |  | INPUT VOLTAGE | 100 TO 240 V | CURRENT RATING | 1 A | SIZE | 70 LGX40 WDX40 DP MM | NUMBER OF BATTERIES |  | CHARGING TIME |  | TEMPERATURE RATING |  | HAZARD CLASS |  | CERTIFICATION/STANDARD |  | ADDITIONAL FEATURES | TRICKLE,ALLIGATOR CLIPS CONNECTION,2 M CABLE | [49 empty] | Production Completed
STP_009 - Lot4 | Data Enrichment | CIR |  | 2023-07-21 | 2/8/2023 | ok | 1296646 | 1296646 | EA | CONVEYOR;CHIP,ANODE COMPA,WENMEC |  |  | CONVEYOR;TYPE:CHIP,ADDITIONAL FEATURES EN:ANODE COMPA,MNFR:01)WENMEC,PTNO:01)818163-2 | CHIP,01)ANODE COMPA,01)WENMEC,01)818163-2 |  |  | WENMEC SYSTEMS INC | WENMEC | 818163-2 | [16 empty] | CLEANSED | 24101709 Roller conveyors | CONVEYOR | NO MODIFIER | TYPE | CHIP | CAPACITY |  | SPEED RATING |  | SIZE |  | POWER RATING |  | DRIVE DETAILS |  | ELECTRICAL RATING |  | MATERIAL |  | HAZARD CLASS |  | CERTIFICATION/STANDARD |  | ADDITIONAL FEATURES | ANODE COMPA | [51 empty] | Production Completed
STP_009 - Lot4 | Data Enrichment | CIR |  | 2023-07-21 | 2/8/2023 | ok | 1283273 | 1283273 | EA | CUTTER,CBL;CIRCULAR,45 MM2 |  |  | CUTTER,CABLE;TYPE:CIRCULAR,CUTTING CAPACITY:45 MM2,MNFR:01)CNW (MOUNT ISA) ELECT WHOLESALER,PTNO:01)WEI9202040000 | CIRCULAR,45 MM2,01)CNW (MOUNT ISA) ELECT WHOLE,01)WEI9202040000 |  |  | CNW (MOUNT ISA) ELECT WHOLESALER | CNW ELECTRICAL WHOLESALER | WEI9202040000 | [16 empty] | CLEANSED | 23241616 Wire or cable cutter | CUTTER | CABLE | TYPE | CIRCULAR | CUTTING ACTION |  | CUTTING CAPACITY | 45 MM2 | JAW SIZE |  | BLADE MATERIAL |  | HANDLE MATERIAL |  | LENGTH |  | HANDLE TYPE |  | HAZARD CLASS |  | CERTIFICATION/STANDARD |  | ADDITIONAL FEATURES | [52 empty] | Production Completed
STP_009 - Lot4 | Data Enrichment | CIR |  | 2023-07-21 | 2/8/2023 | ok | 1283222 | 1283222 | EA | CUTTER,CBL;HAND OPERATED,LG 290 MM |  |  | CUTTER,CABLE;TYPE:HAND OPERATED,LENGTH:290 MM,MNFR:01)CNW (MOUNT ISA) ELECT WHOLESALER,PTNO:01)HTARCC325PH | HAND OPERATED,290 MM,01)CNW (MOUNT ISA) ELECT WHOLE,01)HTARCC325PH |  |  | CNW (MOUNT ISA) ELECT WHOLESALER | CNW ELECTRICAL WHOLESALER | HTARCC325PH | [16 empty] | CLEANSED | 23241616 Wire or cable cutter | CUTTER | CABLE | TYPE | HAND OPERATED | CUTTING ACTION |  | CUTTING CAPACITY |  | JAW SIZE |  | BLADE MATERIAL |  | HANDLE MATERIAL |  | LENGTH | 290 MM | HANDLE TYPE |  | HAZARD CLASS |  | CERTIFICATION/STANDARD |  | ADDITIONAL FEATURES | [52 empty] | Production Completed
STP_009 - Lot4 | Data Enrichment | CIR |  | 2023-07-21 | 2/8/2023 | ok | 1283553 | 1283553 | EA | CUTTER,CBL;PARROT BEAK,240 MM2,LG 610 MM |  |  | CUTTER,CABLE;TYPE:PARROT BEAK,CUTTING CAPACITY:240 MM2,LENGTH:610 MM,MNFR:01)CNW (MOUNT ISA) ELECT WHOLESALER,PTNO:01)CABKME2 | PARROT BEAK,240 MM2,610 MM,01)CNW (MOUNT ISA) ELECT WHOLE,01)CABKME2 |  |  | CNW (MOUNT ISA) ELECT WHOLESALER | CNW ELECTRICAL WHOLESALER | CABKME2 | [16 empty] | CLEANSED | 23241616 Wire or cable cutter | CUTTER | CABLE | TYPE | PARROT BEAK | CUTTING ACTION |  | CUTTING CAPACITY | 240 MM2 | JAW SIZE |  | BLADE MATERIAL |  | HANDLE MATERIAL |  | LENGTH | 610 MM | HANDLE TYPE |  | HAZARD CLASS |  | CERTIFICATION/STANDARD |  | ADDITIONAL FEATURES | [52 empty] | Production Completed
STP_009 - Lot4 | Data Enrichment | CIR |  | 2023-07-21 | 2/8/2023 | ok | 1283244 | 1283244 | EA | CUTTER,CBL;RATCHET,300 MM2,LG 260 MM |  |  | CUTTER,CABLE;TYPE:RATCHET,CUTTING CAPACITY:300 MM2,LENGTH:260 MM,MNFR:01)CNW (MOUNT ISA) ELECT WHOLESALER,PTNO:01)CABK683/T | RATCHET,300 MM2,260 MM,01)CNW (MOUNT ISA) ELECT WHOLE,01)CABK683/T |  |  | CNW (MOUNT ISA) ELECT WHOLESALER | CNW ELECTRICAL WHOLESALER | CABK683/T | [16 empty] | CLEANSED | 23241616 Wire or cable cutter | CUTTER | CABLE | TYPE | RATCHET | CUTTING ACTION |  | CUTTING CAPACITY | 300 MM2 | JAW SIZE |  | BLADE MATERIAL |  | HANDLE MATERIAL |  | LENGTH | 260 MM | HANDLE TYPE |  | HAZARD CLASS |  | CERTIFICATION/STANDARD |  | ADDITIONAL FEATURES | [52 empty] | Production Completed
STP_009 - Lot4 | Data Enrichment | CIR |  | 2023-07-21 | 2/8/2023 | ok | 1283233 | 1283233 | EA | CUTTER,CBL;RATCHET,38 MM2 |  |  | CUTTER,CABLE;TYPE:RATCHET,CUTTING CAPACITY:38 MM2,MNFR:01)CNW (MOUNT ISA) ELECT WHOLESALER,PTNO:01)RCC325PH | RATCHET,38 MM2,01)CNW (MOUNT ISA) ELECT WHOLE,01)RCC325PH |  |  | CNW (MOUNT ISA) ELECT WHOLESALER | CNW ELECTRICAL WHOLESALER | RCC325PH | [5 empty] | https://www.hellermanntyton.com/binaries/content/assets/downloads/sg/brochures/australia/crimp_tools_and-cable_cutters_au.pdf | [10 empty] | ENRICHED | 23241616 Wire or cable cutter | CUTTER | CABLE | TYPE | RATCHET | CUTTING ACTION |  | CUTTING CAPACITY | 380 MM2 | JAW SIZE |  | BLADE MATERIAL |  | HANDLE MATERIAL |  | LENGTH | 290 MM | HANDLE TYPE |  | HAZARD CLASS |  | CERTIFICATION/STANDARD |  | ADDITIONAL FEATURES | [52 empty] | Production Completed
STP_009 - Lot4 | Data Enrichment | CIR |  | 2023-07-21 | 2/8/2023 | ok | 1283514 | 1283514 | EA | CUTTER,CBL;STEEL WIRE ARMOURED,1000 V |  |  | CUTTER,CABLE;TYPE:STEEL WIRE ARMOURED,ADDITIONAL FEATURES EN:1000 V,MNFR:01)CNW (MOUNT ISA) ELECT WHOLESALER,PTNO:01) KNI9536315AAF | STEEL WIRE ARMOURED,01)1000 V,01)CNW (MOUNT ISA) ELECT WHOLE,01)KNI9536315AAF |  |  | CNW (MOUNT ISA) ELECT WHOLESALER | CNW ELECTRICAL WHOLESALER | KNI9536315AAF | [16 empty] | CLEANSED | 23241616 Wire or cable cutter | CUTTER | CABLE | TYPE |  | CUTTING ACTION |  | CUTTING CAPACITY |  | JAW SIZE |  | BLADE MATERIAL |  | HANDLE MATERIAL |  | LENGTH |  | HANDLE TYPE |  | HAZARD CLASS |  | CERTIFICATION/STANDARD |  | ADDITIONAL FEATURES | 1000 V,STEEL WIRE ARMOURED | [51 empty] | Production Completed
STP_009 - Lot4 | Data Enrichment | CIR |  | 2023-07-21 | 2/8/2023 | ok | 1317100 | 1317100 | EA | CUTTER,CBL;TIE TENSIONER,7.8 MM |  |  | CUTTER,CABLE;TYPE:TIE TENSIONER,CUTTING ACTION:SINGLE OPPERATION,JAW SIZE:7.8 MM,BLADE MATERIAL:STAINLESS STEEL,MNFR:01)CNW (MOUNT ISA) ELECT WHOLESALER,PTNO:01)CABSSTTT2 | TIE TENSIONER,SINGLE OPPERATION,7.8 MM,STAINLESS STEEL,01)CNW (MOUNT ISA) ELECT WHOLE,01)CABSSTTT2 |  |  | CNW (MOUNT ISA) ELECT WHOLESALER | CNW ELECTRICAL WHOLESALER | CABSSTTT2 | CABAC |  |  |  |  | https://www.cabac.com.au/p/tools-and-equipment/hand-tools/cable-tie-tensioners/ssttt2 | https://shop.cnw.com.au/cnw/en/AUD/AllCategories/Tools-and-Test-Equipment/Cable-Tie-Tensioner/CABLE-TIE-TENSIONER-%26-CUTTER-S-STEEL/p/CABSSTTT2M02 | [9 empty] | ENRICHED | 23241616 Wire or cable cutter | CUTTER | CABLE | TYPE | TIE TENSIONER | CUTTING ACTION | SINGLE OPERATION | CUTTING CAPACITY |  | JAW SIZE | 7.8 MM | BLADE MATERIAL | STAINLESS STEEL | HANDLE MATERIAL |  | LENGTH | 180 MM | HANDLE TYPE |  | HAZARD CLASS |  | CERTIFICATION/STANDARD |  | ADDITIONAL FEATURES | [52 empty] | Production Completed
STP_009 - Lot4 | Data Enrichment | CIR |  | 2023-07-21 | 2/8/2023 | ok | 1358728 | 1358728 | EA | CUTTER,CBL;ULTIMAX PRO BLACK PANTHER GEN |  |  | CUTTER,CABLE;TYPE:ULTIMAX PRO BLACK PANTHER GEN 2,CUTTING ACTION:SPRING LOADED MECHANISM WITH BLADE LOCK,CUTTING CAPACITY:SOFT CABLE 50 MM2,JAW SIZE:165 MM,BLADE MATERIAL:STAINLESS STEEL,HANDLE MATERIAL:TPR,HANDLE TYPE:ANTI SLIP RIDGES,ADDITIONAL FEATURES EN:CA REQUIRED TO REPLACE STORE STOCK,MNFR:01)ELLIOTT TIMBER SALES PTY LTD,PTNO:01)9313601010356 | ULTIMAX PRO BLACK PANTHER GEN,SPRING LOADED MECHANISM WITH B,SOFT CABLE 50 MM2,165 MM,STAINLESS STEEL,EN_01)TPR,ANTI SLIP RIDGES,01)CA REQUIRED TO REPLACE STOR,01)ELLIOTT TIMBER SALES PTY LT,01)9313601010356 |  |  | ELLIOTT TIMBER SALES PTY LTD | ELLIOTT TIMBER SALES PTY LTD | 9313601010356 | [15 empty] | CA REQUIRED TO REPLACE STORE STOCK | CLEANSED | 23241616 Wire or cable cutter | CUTTER | CABLE | TYPE |  | CUTTING ACTION | SPRING LOADED MECHANISM WITH BLADE LOCK | CUTTING CAPACITY | 50 MM2 | JAW SIZE | 165 MM | BLADE MATERIAL | STAINLESS STEEL | HANDLE MATERIAL | TPR | LENGTH |  | HANDLE TYPE | ANTI SLIP RIDGES | HAZARD CLASS |  | CERTIFICATION/STANDARD |  | ADDITIONAL FEATURES | SOFT CABLE ,ULTIMAX PRO BLACK PANTHER GEN 2 | [51 empty] | Production Completed
STP_009 - Lot4 | Data Enrichment | CIR |  | 2023-07-21 | 2/8/2023 | ok | 1285783 | 1285783 | EA | CUTTER,HSE;CONDUIT,3-42 MM,STL,PVC,STL |  |  | CUTTER,HOSE;TYPE:CONDUIT,HOSE SIZE:3-42 MM,BLADE MATERIAL:STEEL,CUT MATERIAL:PVC,BODY MATERIAL:STEEL,MNFR:01)CNW (MOUNT ISA) ELECT WHOLESALER,PTNO:01)CRECCC42 | 01)CNW (MOUNT ISA) ELECT WHOLE,01)CRECCC42,CONDUIT,3-42 MM,STEEL,PVC,STEEL |  |  | CNW (MOUNT ISA) ELECT WHOLESALER | CNW ELECTRICAL WHOLESALER | CRECCC42 | CRESCENT |  |  |  |  | https://housetradesupplies.com.au/crescent-cutter-plastic-conduit-heavy-duty-ccc42.html | [10 empty] | CLEANSED | 27111513 Hose cutter | CUTTER | HOSE | TYPE | CONDUIT | HOSE SIZE | 3 TO 42 MM | BLADE MATERIAL | STEEL | CUT MATERIAL | PVC | HANDLE MATERIAL |  | BODY MATERIAL | STEEL | HANDLE SIZE |  | HAZARD CLASS |  | CERTIFICATION/STANDARD |  | ADDITIONAL FEATURES | [54 empty] | Production Completed
STP_009 - Lot4 | Data Enrichment | CIR |  | 2023-07-21 | 2/8/2023 | ok | 1278540 | 1278540 | EA | CUTTER,MIL;ANNULAR, 50 X 55 MM |  |  | CUTTER,MILLING;TYPE:ANNULAR,ADDITIONAL FEATURES EN:TCT EUROBOOR REQUIRED FOR U/G PROJECTS CREW REQ, 50 X 55 MM,MNFR:01)ELLIOTT TIMBER SALES PTY LTD,PTNO:01)8718858036660 | ANNULAR,01)TCT EUROBOOR REQUIRED FOR U,02) 50 X 55 MM,01)ELLIOTT TIMBER SALES PTY LT,01)8718858036660 |  |  | ELLIOTT TIMBER SALES PTY LTD | ELLIOTT TIMBER SALES PTY LTD | 8718858036660 |  | EUROBOOR | [14 empty] | CLEANSED | 23241600 Metal cutting tools | CUTTER | MILLING | TYPE | ANNULAR | DIAMETER |  | WIDTH |  | LENGTH |  | NUMBER OF TEETH |  | TOOTH TYPE |  | DIRECTION OF CUT |  | OVERALL LENGTH |  | SHANK TYPE |  | DRIVE SIZE |  | MATERIAL |  | MATERIAL SPECIFICATION |  | COATING/FINISH |  | HAZARD CLASS |  | CERTIFICATION/STANDARD |  | ADDITIONAL FEATURES | TCT,FOR U/G PROJECTS CREW REQ,50 X 55 MM | [41 empty] | Production Completed
STP_009 - Lot4 | Data Enrichment | CIR |  | 2023-07-21 | 2/8/2023 | ok | 1278272 | 1278272 | EA | CUTTER,MIL;ANNULAR,DIA 20 MM,LG 50 MM |  |  | CUTTER,MILLING;TYPE:ANNULAR,DIAMETER:20 MM,LENGTH:50 MM,ADDITIONAL FEATURES EN:EUROBOOR,MNFR:01)ELLIOTT TIMBER SALES PTY LTD,PTNO: 01)8718858033614 | ANNULAR,EN_01)20 MM,50 MM,01)EUROBOOR,01)ELLIOTT TIMBER SALES PTY LT,01)8718858033614 |  |  | ELLIOTT TIMBER SALES PTY LTD | ELLIOTT TIMBER SALES PTY LTD | 8718858033614 |  | EUROBOOR | [14 empty] | CLEANSED | 23241600 Metal cutting tools | CUTTER | MILLING | TYPE | ANNULAR | DIAMETER | 20 MM | WIDTH |  | LENGTH | 50 MM | NUMBER OF TEETH |  | TOOTH TYPE |  | DIRECTION OF CUT |  | OVERALL LENGTH |  | SHANK TYPE |  | DRIVE SIZE |  | MATERIAL |  | MATERIAL SPECIFICATION |  | COATING/FINISH |  | HAZARD CLASS |  | CERTIFICATION/STANDARD |  | ADDITIONAL FEATURES | [42 empty] | Production Completed
STP_009 - Lot4 | Data Enrichment | CIR |  | 2023-07-21 | 2/8/2023 | ok | 1278271 | 1278271 | EA | CUTTER,MIL;ANNULAR,DIA 22 MM,LG 55 MM |  |  | CUTTER,MILLING;TYPE:ANNULAR,DIAMETER:22 MM,OVERALL LENGTH:55 MM,SHANK TYPE:MULTI FIT,COATING/FINISH:BLACK OXIDE,MNFR:01)ELLIOTT TIMBER SALES PTY LTD,PTNO:01)8718858033638 | ANNULAR,EN_01)22 MM,55 MM,MULTI FIT,BLACK OXIDE,01)ELLIOTT TIMBER SALES PTY LT,01)8718858033638 |  |  | ELLIOTT TIMBER SALES PTY LTD | ELLIOTT TIMBER SALES PTY LTD | 8718858033638 | [16 empty] | CLEANSED | 23241600 Metal cutting tools | CUTTER | MILLING | TYPE | ANNULAR | DIAMETER | 22 MM | WIDTH |  | LENGTH |  | NUMBER OF TEETH |  | TOOTH TYPE |  | DIRECTION OF CUT |  | OVERALL LENGTH | 55 MM | SHANK TYPE | MULTI FIT | DRIVE SIZE |  | MATERIAL |  | MATERIAL SPECIFICATION |  | COATING/FINISH | BLACK OXIDE | HAZARD CLASS |  | CERTIFICATION/STANDARD |  | ADDITIONAL FEATURES | [42 empty] | Production Completed
STP_009 - Lot4 | Data Enrichment | CIR |  | 2023-07-21 | 2/8/2023 | ok | 1278253 | 1278253 | EA | CUTTER,MIL;ANNULAR,DIA 32 MM,BLKOXD |  |  | CUTTER,MILLING;TYPE:ANNULAR,DIAMETER:32 MM,COATING/FINISH:BLACK OXIDE,ADDITIONAL FEATURES EN:CUTTING DEPTH 55 MM,MNFR:01)ELLIOTT TIMBER SALES PTY LTD,PTNO:01)8718858033737 | ANNULAR,EN_01)32 MM,BLACK OXIDE,01)CUTTING DEPTH 55 MM,01)ELLIOTT TIMBER SALES PTY LT,01)8718858033737 |  |  | ELLIOTT TIMBER SALES PTY LTD | ELLIOTT TIMBER SALES PTY LTD | 8718858033737 | [16 empty] | CLEANSED | 23241600 Metal cutting tools | CUTTER | MILLING | TYPE | ANNULAR | DIAMETER | 32 MM | WIDTH |  | LENGTH |  | NUMBER OF TEETH |  | TOOTH TYPE |  | DIRECTION OF CUT |  | OVERALL LENGTH |  | SHANK TYPE |  | DRIVE SIZE |  | MATERIAL |  | MATERIAL SPECIFICATION |  | COATING/FINISH | BLACK OXIDE | HAZARD CLASS |  | CERTIFICATION/STANDARD |  | ADDITIONAL FEATURES | CUTTING DEPTH 55 MM | [41 empty] | Production Completed
STP_009 - Lot4 | Data Enrichment | CIR |  | 2023-07-21 | 2/8/2023 | ok | 1278252 | 1278252 | EA | CUTTER,MIL;ANNULAR,DIA 34 MM,MULTI FIT |  |  | CUTTER,MILLING;TYPE:ANNULAR,DIAMETER:34 MM,SHANK TYPE:MULTI FIT,COATING/FINISH:BLACK OXIDE,ADDITIONAL FEATURES EN:CUTTING DEPTH 55 MM,MNFR:01)ELLIOTT TIMBER SALES PTY LTD,PTNO:01)8718858033751 | ANNULAR,EN_01)34 MM,MULTI FIT,BLACK OXIDE,01)CUTTING DEPTH 55 MM,01)ELLIOTT TIMBER SALES PTY LT,01)8718858033751 |  |  | ELLIOTT TIMBER SALES PTY LTD | ELLIOTT TIMBER SALES PTY LTD | 8718858033751 | [16 empty] | CLEANSED | 23241600 Metal cutting tools | CUTTER | MILLING | TYPE | ANNULAR | DIAMETER | 34 MM | WIDTH |  | LENGTH |  | NUMBER OF TEETH |  | TOOTH TYPE |  | DIRECTION OF CUT |  | OVERALL LENGTH |  | SHANK TYPE | MULTI FIT | DRIVE SIZE |  | MATERIAL |  | MATERIAL SPECIFICATION |  | COATING/FINISH | BLACK OXIDE | HAZARD CLASS |  | CERTIFICATION/STANDARD |  | ADDITIONAL FEATURES | CUTTING DEPTH 55 MM | [41 empty] | Production Completed
STP_009 - Lot4 | Data Enrichment | CIR |  | 2023-07-21 | 2/8/2023 | ok | 1278515 | 1278515 | EA | CUTTER,MIL;ANNULAR,DIA 36 MM,CLOCKWISE |  |  | CUTTER,MILLING;TYPE:ANNULAR,DIAMETER:36 MM,DIRECTION OF CUT:CLOCKWISE,MATERIAL:HIGH SPEED STEEL,ADDITIONAL FEATURES EN:CUTTING DEPTH 55 MM, SHANK DIA 3/4 IN, REQUIRED,JECT WORKSREQUESTED BY D BREEN,MNFR:01)ELLIOTT TIMBER SALES PTY LTD,PTNO:01)HCLU.360 | ANNULAR,EN_01)36 MM,CLOCKWISE,EN_01)HIGH SPEED STEEL,01)CUTTING DEPTH 55 MM, SHANK,02)JECT WORKSREQUESTED BY D BR,01)ELLIOTT TIMBER SALES PTY LT,01)HCLU.360 |  |  | ELLIOTT TIMBER SALES PTY LTD | ELLIOTT TIMBER SALES PTY LTD | HCLU.360 | EUROBOOR | [15 empty] | ENRICHED | 23241600 Metal cutting tools | CUTTER | MILLING | TYPE | ANNULAR | DIAMETER | 36 MM | WIDTH | 36 MM | LENGTH | 55 MM | NUMBER OF TEETH |  | TOOTH TYPE |  | DIRECTION OF CUT | CLOCKWISE | OVERALL LENGTH |  | SHANK TYPE | MULTI FIT | DRIVE SIZE |  | MATERIAL | HIGH SPEED STEEL | MATERIAL SPECIFICATION |  | COATING/FINISH |  | HAZARD CLASS |  | CERTIFICATION/STANDARD |  | ADDITIONAL FEATURES | CUTTING DEPTH 55 MM,SHANK DIA 3/4 IN,REQUIRED,JECT WORKSREQUESTED BY D BREEN | [41 empty] | Production Completed
STP_009 - Lot4 | Data Enrichment | CIR |  | 2023-07-21 | 2/8/2023 | ok | 1278255 | 1278255 | EA | CUTTER,MIL;ANNULAR,DIA 36 MM,MULTI FIT |  |  | CUTTER,MILLING;TYPE:ANNULAR,DIAMETER:36 MM,SHANK TYPE:MULTI FIT,COATING/FINISH:BLACK OXIDE,ADDITIONAL FEATURES EN:CUTTING DEPTH 55 MM,MNFR:01)ELLIOTT TIMBER SALES PTY LTD,PTNO:01)8718858033775 | ANNULAR,EN_01)36 MM,MULTI FIT,BLACK OXIDE,01)CUTTING DEPTH 55 MM,01)ELLIOTT TIMBER SALES PTY LT,01)8718858033775 |  |  | ELLIOTT TIMBER SALES PTY LTD | ELLIOTT TIMBER SALES PTY LTD | 8718858033775 | [16 empty] | CLEANSED | 23241600 Metal cutting tools | CUTTER | MILLING | TYPE | ANNULAR | DIAMETER | 36 MM | WIDTH |  | LENGTH |  | NUMBER OF TEETH |  | TOOTH TYPE |  | DIRECTION OF CUT |  | OVERALL LENGTH |  | SHANK TYPE | MULTI FIT | DRIVE SIZE |  | MATERIAL |  | MATERIAL SPECIFICATION |  | COATING/FINISH | BLACK OXIDE | HAZARD CLASS |  | CERTIFICATION/STANDARD |  | ADDITIONAL FEATURES | CUTTING DEPTH 55 MM | [41 empty] | Production Completed
STP_009 - Lot4 | Data Enrichment | CIR |  | 2023-07-21 | 2/8/2023 | ok | 1278412 | 1278412 | EA | CUTTER,MIL;ANNULAR,DIA 36 MM,MULTI FIT |  |  | CUTTER,MILLING;TYPE:ANNULAR,DIAMETER:36 MM,SHANK TYPE:MULTI FIT,MATERIAL:TIP TUNGSTEN CARBIDE,ADDITIONAL FEATURES EN:CUTTING DEPTH 50 MM, REQUIRED FOR X41 WORKSHOPR,MNFR:01)ELLIOTT TIMBER SALES PTY LTD,PTNO:01)9342386054743 | ANNULAR,EN_01)36 MM,MULTI FIT,EN_01)TIP TUNGSTEN CARBIDE,01)CUTTING DEPTH 50 MM, REQUIR,01)ELLIOTT TIMBER SALES PTY LT,01)9342386054743 |  |  | ELLIOTT TIMBER SALES PTY LTD | ELLIOTT TIMBER SALES PTY LTD | 9342386054743 | [16 empty] | CLEANSED | 23241600 Metal cutting tools | CUTTER | MILLING | TYPE | ANNULAR | DIAMETER | 36 MM | WIDTH |  | LENGTH |  | NUMBER OF TEETH |  | TOOTH TYPE |  | DIRECTION OF CUT |  | OVERALL LENGTH |  | SHANK TYPE | MULTI FIT | DRIVE SIZE |  | MATERIAL | TIP TUNGSTEN CARBIDE | MATERIAL SPECIFICATION |  | COATING/FINISH |  | HAZARD CLASS |  | CERTIFICATION/STANDARD |  | ADDITIONAL FEATURES | CUTTING DEPTH 50 MM,REQUIRED FOR X41 WORKSHOPR | [41 empty] | Production Completed
STP_009 - Lot4 | Data Enrichment | CIR |  | 2023-07-21 | 2/8/2023 | ok | 1278251 | 1278251 | EA | CUTTER,MIL;ANNULAR,DIA 38 MM,MULTI FIT |  |  | CUTTER,MILLING;TYPE:ANNULAR,DIAMETER:38 MM,SHANK TYPE:MULTI FIT,COATING/FINISH:BLACK OXIDE,ADDITIONAL FEATURES EN:CUTTING DEPTH 55 MM,MNFR:01)ELLIOTT TIMBER SALES PTY LTD,PTNO:01)8718858033799 | ANNULAR,EN_01)38 MM,MULTI FIT,BLACK OXIDE,01)CUTTING DEPTH 55 MM,01)ELLIOTT TIMBER SALES PTY LT,01)8718858033799 |  |  | ELLIOTT TIMBER SALES PTY LTD | ELLIOTT TIMBER SALES PTY LTD | 8718858033799 | [16 empty] | CLEANSED | 23241600 Metal cutting tools | CUTTER | MILLING | TYPE | ANNULAR | DIAMETER | 38 MM | WIDTH |  | LENGTH |  | NUMBER OF TEETH |  | TOOTH TYPE |  | DIRECTION OF CUT |  | OVERALL LENGTH |  | SHANK TYPE | MULTI FIT | DRIVE SIZE |  | MATERIAL |  | MATERIAL SPECIFICATION |  | COATING/FINISH | BLACK OXIDE | HAZARD CLASS |  | CERTIFICATION/STANDARD |  | ADDITIONAL FEATURES | CUTTING DEPTH 55 MM | [41 empty] | Production Completed
STP_009 - Lot4 | Data Enrichment | CIR |  | 2023-07-21 | 2/8/2023 | ok | 1278190 | 1278190 | EA | CUTTER,MIL;EUROBOOR ANNULAR,DIA 26 MM |  |  | CUTTER,MILLING;TYPE:EUROBOOR ANNULAR,DIAMETER:26 MM,LENGTH:50 MM,OVERALL LENGTH:55 MM,MNFR:01)ELLIOTT TIMBER SALES PTY LTD,PTNO: 01)8718858033676 | EUROBOOR ANNULAR,EN_01)26 MM,50 MM,55 MM,01)ELLIOTT TIMBER SALES PTY LT,01)8718858033676 |  |  | ELLIOTT TIMBER SALES PTY LTD | ELLIOTT TIMBER SALES PTY LTD | 8718858033676 |  | EUROBOOR | [14 empty] | CLEANSED | 23241600 Metal cutting tools | CUTTER | MILLING | TYPE | ANNULAR | DIAMETER | 26 MM | WIDTH |  | LENGTH | 50 MM | NUMBER OF TEETH |  | TOOTH TYPE |  | DIRECTION OF CUT |  | OVERALL LENGTH | 55 MM | SHANK TYPE |  | DRIVE SIZE |  | MATERIAL |  | MATERIAL SPECIFICATION |  | COATING/FINISH |  | HAZARD CLASS |  | CERTIFICATION/STANDARD |  | ADDITIONAL FEATURES | [42 empty] | Production Completed
STP_009 - Lot4 | Data Enrichment | CIR |  | 2023-07-21 | 2/8/2023 | ok | 1278254 | 1278254 | EA | CUTTER,MIL;EUROBOOR ANNULAR,DIA 28 MM |  |  | CUTTER,MILLING;TYPE:EUROBOOR ANNULAR,DIAMETER:28 MM,LENGTH:50 MM,OVERALL LENGTH:55 MM,MNFR:01)ELLIOTT TIMBER SALES PTY LTD,PTNO: 01)8718858033690 | EUROBOOR ANNULAR,EN_01)28 MM,50 MM,55 MM,01)ELLIOTT TIMBER SALES PTY LT,01)8718858033690 |  |  | ELLIOTT TIMBER SALES PTY LTD | ELLIOTT TIMBER SALES PTY LTD | 8718858033690 |  | EUROBOOR |  |  |  | https://www.blackwoods.com.au/tools-cutting-threading-carbide/tools-cutting-threading-carbide-other/annular-cutter-euroboor/euroboor-hclu-360-annular-cutter-clockwise-hss-3655mm/p/03519429 | [10 empty] | CLEANSED | 23241600 Metal cutting tools | CUTTER | MILLING | TYPE | ANNULAR | DIAMETER | 28 MM | WIDTH |  | LENGTH | 50 MM | NUMBER OF TEETH |  | TOOTH TYPE |  | DIRECTION OF CUT |  | OVERALL LENGTH | 55 MM | SHANK TYPE |  | DRIVE SIZE |  | MATERIAL |  | MATERIAL SPECIFICATION |  | COATING/FINISH |  | HAZARD CLASS |  | CERTIFICATION/STANDARD |  | ADDITIONAL FEATURES | [42 empty] | Production Completed
STP_009 - Lot4 | Data Enrichment | CIR |  | 2023-07-21 | 2/8/2023 | ok | 1284853 | 1284853 | EA | CUTTER;ANNULAR, EUROBOOR,DIA 30 MM |  |  | CUTTER;TYPE:ANNULAR, EUROBOOR,SIZE:DIA 30 MM,LENGTH:55 MM,MNFR:01)ELLIOTT TIMBER SALES PTY LTD,PTNO:01)8718858033713 | ANNULAR, EUROBOOR,EN_01)DIA 30 MM,55 MM,01)ELLIOTT TIMBER SALES PTY LT,01)8718858033713 |  |  | ELLIOTT TIMBER SALES PTY LTD | ELLIOTT TIMBER SALES PTY LTD | 8718858033713 | [16 empty] | CLEANSED | 23151901 Cutters | CUTTER | NO MODIFIER | TYPE | ANNULAR,EUROBOOR | ELECTRICAL RATING |  | CUTTING CAPACITY |  | JAW SIZE |  | SIZE | 30 MM DIA | CUTTER TYPE |  | HANDLE TYPE |  | BLADE MATERIAL |  | HANDLE MATERIAL |  | LENGTH | 55 MM | HAZARD CLASS |  | CERTIFICATION/STANDARD |  | ADDITIONAL FEATURES | [48 empty] | Production Completed
STP_009 - Lot4 | Data Enrichment | CIR |  | 2023-07-21 | 2/8/2023 | ok | 1358983 | 1358983 | EA | CUTTER;THREADED ROD,LG 250 MM,MIMS |  |  | CUTTER;TYPE:THREADED ROD,LENGTH:250 MM,ADDITIONAL FEATURES EN:DIE HEAD, HAND,MNFR:01)MIMS,PTNO:01)M18BLTRC-0X | THREADED ROD,250 MM,01)DIE HEAD, HAND,01)MIMS,01)M18BLTRC-0X |  |  | MIMS | MIMS | M18BLTRC-0X | [16 empty] | CLEANSED | 23151901 Cutters | CUTTER | NO MODIFIER | TYPE | THREADED ROD | ELECTRICAL RATING |  | CUTTING CAPACITY |  | JAW SIZE |  | SIZE |  | CUTTER TYPE |  | HANDLE TYPE |  | BLADE MATERIAL |  | HANDLE MATERIAL |  | LENGTH | 250 MM | HAZARD CLASS |  | CERTIFICATION/STANDARD |  | ADDITIONAL FEATURES | DIE HEAD,HAND | [47 empty] | Production Completed
STP_009 - Lot4 | Data Enrichment | CIR |  | 2023-07-21 | 2/8/2023 | ok | 1279250 | 1279250 | EA | FERRULE;INSULATION LUG, BULLET TERMINAL |  |  | FERRULE;TYPE:INSULATION LUG, BULLET TERMINAL,NOMINAL SIZE:5 MM,END CONNECTION:FEMALE,MATERIAL:PVC,ADDITIONAL FEATURES EN:COLOUR: BLUE, STYLE: DOUBLE GRIP,MNFR:01)CNW (MOUNT ISA) ELECT WHOLESALER,PTNO:01)CABFBC2DG | EN_01)INSULATION LUG, BULLET T,5 MM,FEMALE,PVC,01)COLOUR: BLUE, STYLE: DOUBLE,01)CNW (MOUNT ISA) ELECT WHOLE,01)CABFBC2DG |  |  | CNW (MOUNT ISA) ELECT WHOLESALER | CNW ELECTRICAL WHOLESALER | FBC2DG | CABAC |  |  |  |  | https://www.cabac.com.au/media/CAB-CAT-VOL18.pdf | [10 empty] | CLEANSED | 31163102 Ferrule | FERRULE | NO MODIFIER | TYPE | INSULATION LUG,BULLET TERMINAL | NOMINAL SIZE | 5 MM | END CONNECTION | FEMALE | MATERIAL | PVC | TEMPERATURE RATING |  | HAZARD CLASS |  | CERTIFICATION/STANDARD |  | ADDITIONAL FEATURES | COLOR:BLUE | [56 empty] | STYLE: DOUBLE GRIP | Production Completed
STP_009 - Lot4 | Data Enrichment | CIR |  | 2023-07-21 | 2/8/2023 | ok | 1279361 | 1279361 | EA | FERRULE;INSULATION LUG, BULLET TERMINAL |  |  | FERRULE;TYPE:INSULATION LUG, BULLET TERMINAL,NOMINAL SIZE:4 MM,END CONNECTION:FEMALE,MATERIAL:PVC,ADDITIONAL FEATURES EN:COLOUR: RED, STYLE: DOUBLE GRIP,MNFR:01)CNW (MOUNT ISA) ELECT WHOLESALER,PTNO:01)CABFBC1.25DG | EN_01)INSULATION LUG, BULLET T,4 MM,FEMALE,PVC,01)COLOUR: RED, STYLE: DOUBLE,01)CNW (MOUNT ISA) ELECT WHOLE,01)CABFBC1.25DG |  |  | CNW (MOUNT ISA) ELECT WHOLESALER | CNW ELECTRICAL WHOLESALER | FBC1.25DG | CABAC |  |  |  |  | https://www.cabac.com.au/media/CAB-CAT-VOL18.pdf | [10 empty] | CLEANSED | 31163102 Ferrule | FERRULE | NO MODIFIER | TYPE | INSULATION LUG,BULLET TERMINAL | NOMINAL SIZE | 4 MM | END CONNECTION | FEMALE | MATERIAL | PVC | TEMPERATURE RATING |  | HAZARD CLASS |  | CERTIFICATION/STANDARD |  | ADDITIONAL FEATURES | COLOR:RED | [56 empty] | STYLE: DOUBLE GRIP | Production Completed
STP_009 - Lot4 | Data Enrichment | CIR |  | 2023-07-21 | 2/8/2023 | ok | 1279106 | 1279106 | EA | FERRULE;LNK, BARRIER,COPPER |  |  | FERRULE;TYPE:LINK, BARRIER,MATERIAL:COPPER,MNFR:01)CNW (MOUNT ISA) ELECT WHOLESALER,PTNO:01)CKB120 | EN_01)LINK, BARRIER,COPPER,01)CNW (MOUNT ISA) ELECT WHOLE,01)CKB120 |  |  | CNW (MOUNT ISA) ELECT WHOLESALER | CNW ELECTRICAL WHOLESALER | CKB120 | [16 empty] | CLEANSED | 31163102 Ferrule | FERRULE | NO MODIFIER | TYPE | LINK,BARRIER | NOMINAL SIZE |  | END CONNECTION |  | MATERIAL | COPPER | TEMPERATURE RATING |  | HAZARD CLASS |  | CERTIFICATION/STANDARD |  | ADDITIONAL FEATURES | [58 empty] | Production Completed
STP_009 - Lot4 | Data Enrichment | CIR |  | 2023-07-21 | 2/8/2023 | ok | 1279452 | 1279452 | EA | FERRULE;NOM 2.5 MM,COPPER |  |  | FERRULE;NOMINAL SIZE:2.5 MM,MATERIAL:COPPER,ADDITIONAL FEATURES EN:1000PK(25 STRIPS)GREY,MNFR:01)CNW (MOUNT ISA) ELECT WHOLESALER, PTNO:01)LEG37666 | 2.5 MM,COPPER,01)1000PK(25 STRIPS)GREY,01)CNW (MOUNT ISA) ELECT WHOLE,01)LEG37666 |  |  | CNW (MOUNT ISA) ELECT WHOLESALER | CNW ELECTRICAL WHOLESALER | LEG37666 | [16 empty] | CLEANSED | 31163102 Ferrule | FERRULE | NO MODIFIER | TYPE |  | NOMINAL SIZE | 2.5 MM | END CONNECTION |  | MATERIAL | COPPER | TEMPERATURE RATING |  | HAZARD CLASS |  | CERTIFICATION/STANDARD |  | ADDITIONAL FEATURES | COLOR:GREY,PACKAGE QUANTITY:1000/PK(25 STRIPS) | [57 empty] | Production Completed
STP_009 - Lot4 | Data Enrichment | CIR |  | 2023-07-21 | 2/8/2023 | ok | 1279478 | 1279478 | EA | FERRULE;NOM 25 MM2,COPPER |  |  | FERRULE;NOMINAL SIZE:25 MM2,MATERIAL:COPPER,MNFR:01)CNW (MOUNT ISA) ELECT WHOLESALER,PTNO:01)HTACS25-1 | 25 MM2,COPPER,01)CNW (MOUNT ISA) ELECT WHOLE,01)HTACS25-1 |  |  | CNW (MOUNT ISA) ELECT WHOLESALER | CNW ELECTRICAL WHOLESALER | HTACS25-1 | [16 empty] | CLEANSED | 31163102 Ferrule | FERRULE | NO MODIFIER | TYPE |  | NOMINAL SIZE | 25 MM2 | END CONNECTION |  | MATERIAL | COPPER | TEMPERATURE RATING |  | HAZARD CLASS |  | CERTIFICATION/STANDARD |  | ADDITIONAL FEATURES | [58 empty] | Production Completed
STP_009 - Lot4 | Data Enrichment | CIR |  | 2023-07-21 | 2/8/2023 | ok | 1279137 | 1279137 | EA | FERRULE;NOM 6 MM2,250PK(10 STRIPS)GREEN |  |  | FERRULE;NOMINAL SIZE:6 MM2,ADDITIONAL FEATURES EN:250PK(10 STRIPS)GREEN,MNFR:01)CNW (MOUNT ISA) ELECT WHOLESALER,PTNO:01)LEG37668 | 6 MM2,01)250PK(10 STRIPS)GREEN,01)CNW (MOUNT ISA) ELECT WHOLE,01)LEG37668 |  |  | CNW (MOUNT ISA) ELECT WHOLESALER | CNW ELECTRICAL WHOLESALER | LEG37668 | [16 empty] | CLEANSED | 31163102 Ferrule | FERRULE | NO MODIFIER | TYPE |  | NOMINAL SIZE | 6 MM2 | END CONNECTION |  | MATERIAL |  | TEMPERATURE RATING |  | HAZARD CLASS |  | CERTIFICATION/STANDARD |  | ADDITIONAL FEATURES | COLOR:GREEN,PACKAGE QUANTITY:250/PK(10 STRIPS) | [57 empty] | Production Completed
STP_009 - Lot4 | Data Enrichment | CIR |  | 2023-07-21 | 2/8/2023 | ok | 1279295 | 1279295 | EA | FERRULE;SLEEVE LINK,NOM 240 MM2,COPPER |  |  | FERRULE;TYPE:SLEEVE LINK,NOMINAL SIZE:240 MM2,MATERIAL:COPPER,MNFR:01)CNW MOUNT ISA ELECT WHOLESALER,PTNO:01)CABCAS240 | EN_01)SLEEVE LINK,240 MM2,COPPER,01)CNW MOUNT ISA ELECT WHOLESA,01)CABCAS240 |  |  | CNW MOUNT ISA ELECT WHOLESALER | CNW ELECTRICAL WHOLESALER | CABCAS240 | [16 empty] | CLEANSED | 31163102 Ferrule | FERRULE | NO MODIFIER | TYPE | SLEEVE LINK | NOMINAL SIZE | 240 MM2 | END CONNECTION |  | MATERIAL | COPPER | TEMPERATURE RATING |  | HAZARD CLASS |  | CERTIFICATION/STANDARD |  | ADDITIONAL FEATURES | [58 empty] | Production Completed
STP_009 - Lot4 | Data Enrichment | CIR |  | 2023-07-21 | 2/8/2023 | ok | 1279142 | 1279142 | EA | FERRULE;SLEEVE LINK,NOM 300 MM2,COPPER |  |  | FERRULE;TYPE:SLEEVE LINK,NOMINAL SIZE:300 MM2,MATERIAL:COPPER,MNFR:01)CNW MOUNT ISA ELECT WHOLESALER,PTNO:01)CABCAS300 | EN_01)SLEEVE LINK,300 MM2,COPPER,01)CNW MOUNT ISA ELECT WHOLESA,01)CABCAS300 |  |  | CNW MOUNT ISA ELECT WHOLESALER | CNW ELECTRICAL WHOLESALER | CABCAS300 | [16 empty] | CLEANSED | 31163102 Ferrule | FERRULE | NO MODIFIER | TYPE | SLEEVE LINK | NOMINAL SIZE | 300 MM2 | END CONNECTION |  | MATERIAL | COPPER | TEMPERATURE RATING |  | HAZARD CLASS |  | CERTIFICATION/STANDARD |  | ADDITIONAL FEATURES | [58 empty] | Production Completed
STP_009 - Lot4 | Data Enrichment | CIR |  | 2023-07-21 | 2/8/2023 | ok | 1279247 | 1279247 | EA | FERRULE;SLV,NOM 1.5 MM2,COPPER,PER EACH |  |  | FERRULE;TYPE:SLEEVE,NOMINAL SIZE:1.5 MM2,MATERIAL:COPPER,TEMPERATURE RATING:-55 TO 155 DEG C,ADDITIONAL FEATURES EN:PER EACH,MNFR: 01)CNW MOUNT ISA ELECT WHOLESALER,PTNO:01)HTACS1.5-1 | EN_01)SLEEVE,1.5 MM2,COPPER,-55 TO 155 DEG C,01)PER EACH,01)CNW MOUNT ISA ELECT WHOLESA,01)HTACS1.5-1 |  |  | CNW MOUNT ISA ELECT WHOLESALER | CNW ELECTRICAL WHOLESALER | HTACS1.5-1 | [16 empty] | CLEANSED | 31163102 Ferrule | FERRULE | NO MODIFIER | TYPE | SLEEVE | NOMINAL SIZE | 1.5 MM2 | END CONNECTION |  | MATERIAL | COPPER | TEMPERATURE RATING | -55 TO 155 DEG C | HAZARD CLASS |  | CERTIFICATION/STANDARD |  | ADDITIONAL FEATURES | PER EACH | [57 empty] | Production Completed
STP_009 - Lot4 | Data Enrichment | CIR |  | 2023-07-21 | 2/8/2023 | ok | 1279400 | 1279400 | EA | FERRULE;SLV,NOM 2.5 MM2,COPPER,PER EACH |  |  | FERRULE;TYPE:SLEEVE,NOMINAL SIZE:2.5 MM2,MATERIAL:COPPER,TEMPERATURE RATING:-55 TO 155 DEG C,ADDITIONAL FEATURES EN:PER EACH,MNFR: 01)CNW MOUNT ISA ELECT WHOLESALER,PTNO:01)HTACS2.5-1 | EN_01)SLEEVE,2.5 MM2,COPPER,-55 TO 155 DEG C,01)PER EACH,01)CNW MOUNT ISA ELECT WHOLESA,01)HTACS2.5-1 |  |  | CNW MOUNT ISA ELECT WHOLESALER | CNW ELECTRICAL WHOLESALER | HTACS2.5-1 | [16 empty] | CLEANSED | 31163102 Ferrule | FERRULE | NO MODIFIER | TYPE | SLEEVE | NOMINAL SIZE | 2.5 MM2 | END CONNECTION |  | MATERIAL | COPPER | TEMPERATURE RATING | -55 TO 155 DEG C | HAZARD CLASS |  | CERTIFICATION/STANDARD |  | ADDITIONAL FEATURES | PER EACH | [57 empty] | Production Completed
STP_009 - Lot4 | Data Enrichment | CIR |  | 2023-07-21 | 2/8/2023 | ok | 1279445 | 1279445 | EA | FERRULE;SLV,NOM 6 MM2,COPPER |  |  | FERRULE;TYPE:SLEEVE,NOMINAL SIZE:6 MM2,MATERIAL:COPPER,TEMPERATURE RATING:-55 TO 155 DEG C,MNFR:01)CNW MOUNT ISA ELECT WHOLESALER, PTNO:01)1 HTACS6-1 | EN_01)SLEEVE,6 MM2,COPPER,-55 TO 155 DEG C,01)CNW MOUNT ISA ELECT WHOLESA,01)1 HTACS6-1 |  |  | CNW MOUNT ISA ELECT WHOLESALER | CNW ELECTRICAL WHOLESALER | 1 HTACS6-1 | [16 empty] | CLEANSED | 31163102 Ferrule | FERRULE | NO MODIFIER | TYPE | SLEEVE | NOMINAL SIZE | 6 MM2 | END CONNECTION |  | MATERIAL | COPPER | TEMPERATURE RATING | -55 TO 155 DEG C | HAZARD CLASS |  | CERTIFICATION/STANDARD |  | ADDITIONAL FEATURES | [58 empty] | Production Completed
STP_009 - Lot4 | Data Enrichment | CIR |  | 2023-07-21 | 2/8/2023 | ok | 1279365 | 1279365 | EA | FERRULE;SLV,NOM 95 MM2,COPPER,PER EACH |  |  | FERRULE;TYPE:SLEEVE,NOMINAL SIZE:95 MM2,MATERIAL:COPPER,TEMPERATURE RATING:-55 TO 155 DEG C,ADDITIONAL FEATURES EN:PER EACH,MNFR: 01)CNW MOUNT ISA ELECT WHOLESALER,PTNO:01)HTACS95-1 | EN_01)SLEEVE,95 MM2,COPPER,-55 TO 155 DEG C,01)PER EACH,01)CNW MOUNT ISA ELECT WHOLESA,01)HTACS95-1 |  |  | CNW MOUNT ISA ELECT WHOLESALER | CNW ELECTRICAL WHOLESALER | HTACS95-1 | [16 empty] | CLEANSED | 31163102 Ferrule | FERRULE | NO MODIFIER | TYPE | SLEEVE | NOMINAL SIZE | 95 MM2 | END CONNECTION |  | MATERIAL | COPPER | TEMPERATURE RATING | -55 TO 155 DEG C | HAZARD CLASS |  | CERTIFICATION/STANDARD |  | ADDITIONAL FEATURES | PER EACH | [57 empty] | Production Completed
STP_009 - Lot4 | Data Enrichment | CIR |  | 2023-07-21 | 2/8/2023 | ok | 1279364 | 1279364 | EA | FERRULE;SLV,NOM SQ 120 MM,COPPER |  |  | FERRULE;TYPE:SLEEVE,NOMINAL SIZE:SQ 120 MM,MATERIAL:COPPER,TEMPERATURE RATING:-55 TO 155 DEG C,MNFR:01)CNW MOUNT ISA ELECT WHOLESALER,PTNO:01)HTACS120-1 | EN_01)SLEEVE,SQ 120 MM,COPPER,-55 TO 155 DEG C,01)CNW MOUNT ISA ELECT WHOLESA,01)HTACS120-1 |  |  | CNW MOUNT ISA ELECT WHOLESALER | CNW ELECTRICAL WHOLESALER | HTACS120-1 | [16 empty] | CLEANSED | 31163102 Ferrule | FERRULE | NO MODIFIER | TYPE | SLEEVE | NOMINAL SIZE | 120 MM SQ | END CONNECTION |  | MATERIAL | COPPER | TEMPERATURE RATING | -55 TO 155 DEG C | HAZARD CLASS |  | CERTIFICATION/STANDARD |  | ADDITIONAL FEATURES | [58 empty] | Production Completed
STP_009 - Lot4 | Data Enrichment | CIR |  | 2023-07-21 | 2/8/2023 | ok | 1385211 | 1385211 | EA | INDICATOR,DIAL;PHASE CONDITION PLUG |  |  | INDICATOR,DIAL;TYPE:PHASE CONDITION PLUG,ADDITIONAL FEATURES EN:CMI, 60 A, 1100 V,MNFR:01)CRISTAUDO'S INDUSTRIAL ELECTRICS,PTNO: 01)AT614R | PHASE CONDITION PLUG,01)CMI, 60 A, 1100 V,01)CRISTAUDO'S INDUSTRIAL ELEC,01)AT614R |  |  | CRISTAUDO'S INDUSTRIAL ELECTRICS | CRISTAUDO'S INDUSTRIAL ELECTRICS | AT614R |  | CMI ELECTRICAL |  |  |  | https://www.cmielectrical.com.au/product/at664r | [10 empty] | CLEANSED | 41111900 Indicating and recording instruments | INDICATOR | DIAL | TYPE | PHASE CONDITION PLUG | MEASURING RANGE |  | GRADUATION |  | DIAL READING |  | DIAL SIZE |  | STEM DIAMETER |  | STEM LENGTH |  | HAZARD CLASS |  | CERTIFICATION/STANDARD |  | ADDITIONAL FEATURES | 60 A,1100 V | [53 empty] | Production Completed
STP_009 - Lot4 | Data Enrichment | CIR |  | 2023-07-21 | 2/8/2023 | ok | 1385376 | 1385376 | EA | INDICATOR,DIAL;PHASE CONDITION PLUG |  |  | INDICATOR,DIAL;TYPE:PHASE CONDITION PLUG,ADDITIONAL FEATURES EN:CMI, 150 A, 1100 V,MNFR:01)CRISTAUDO'S INDUSTRIAL ELECTRICS,PTNO: 01)AT114R | PHASE CONDITION PLUG,01)CMI, 150 A, 1100 V,01)CRISTAUDO'S INDUSTRIAL ELEC,01)AT114R |  |  | CRISTAUDO'S INDUSTRIAL ELECTRICS | CRISTAUDO'S INDUSTRIAL ELECTRICS | AT114R |  | CMI ELECTRICAL |  |  |  | https://www.cmielectrical.com.au/product/at161r | [10 empty] | CLEANSED | 41111900 Indicating and recording instruments | INDICATOR | DIAL | TYPE | PHASE CONDITION PLUG | MEASURING RANGE |  | GRADUATION |  | DIAL READING |  | DIAL SIZE |  | STEM DIAMETER |  | STEM LENGTH |  | HAZARD CLASS |  | CERTIFICATION/STANDARD |  | ADDITIONAL FEATURES | 150 A,1100 V | [53 empty] | Production Completed
STP_009 - Lot4 | Data Enrichment | CIR |  | 2023-07-21 | 2/8/2023 | ok | 1300259 | 1300259 | EA | INDICATOR,FLW;LIQ,RATE OF FLOW, 110 V AC |  |  | INDICATOR,FLOW;TYPE:LIQUID,ADDITIONAL FEATURES EN:RATE OF FLOW, 110 V AC,MNFR:01)HYDAC,PTNO:01)VD2GC.0/113 | EN_01)LIQUID,01)RATE OF FLOW, 110 V AC,01)HYDAC,01)VD2GC.0/113 |  |  | HYDAC | HYDAC | VD2GC.0/113 |  | HYDAC | 1265213 |  |  | https://www.hydac.com.au/pub/media/productattach/e/7/e7050-15-11-16_filter_clogging_indicators.pdf | https://www.airlinehyd.com/product/HYDAC-1265213/90347 | [9 empty] | ENRICHED | 41112510 Sight flow indicators | INDICATOR | CLOGGING | TYPE | LIQUID | VACUUM RANGE |  | PRESSURE RATING | 420 BAR | CONNECTION TYPE | G1/2 THREADED | MATERIAL | STAINLESS STEEL | DEGREE OF PROTECTION | IP65 | TEMPERATURE RATING | -30 TO 100 DEG C | HAZARD CLASS |  | CERTIFICATION/STANDARD | ATEX,CSA,UL |  | ADDITIONAL FEATURES | FLOW,110 VAC | [52 empty] | Production Completed
STP_009 - Lot4 | Data Enrichment | CIR |  | 2023-07-21 | 2/8/2023 | ok | 1299833 | 1299833 | EA | INDICATOR,FLW;LIQ,RATE OF, 110 V AC,IFM |  |  | INDICATOR,FLOW;TYPE:LIQUID,ADDITIONAL FEATURES EN:RATE OF, 110 V AC,MNFR:01)IFM,PTNO:01)SV0100 | EN_01)LIQUID,01)RATE OF, 110 V AC,01)IFM,01)SV0100 |  |  | IFM | IFM | SV0100 | [16 empty] | CLEANSED | 41112510 Sight flow indicators | INDICATOR | FLOW | TYPE | LIQUID | NOMINAL SIZE |  | CONNECTION TYPE |  | MATERIAL |  | PRESSURE RATING |  | TEMPERATURE RATING |  | HAZARD CLASS |  | CERTIFICATION/STANDARD |  | ADDITIONAL FEATURES | VOLTAGE:110 VAC | [55 empty] | Production Completed
STP_009 - Lot4 | Data Enrichment | CIR | MFR Name not valid | 2023-07-21 | 2/8/2023 | ok | 1346491 | 1346491 | EA | INDICATOR,FLW;RATE OF, 0 - 75 L/M, SIMIL |  |  | INDICATOR,FLOW;ADDITIONAL FEATURES EN:RATE OF, 0 - 75 L/M, SIMILAR TO,MNFR:01)UNIVFLOW,PTNO:01)MH-CSB-100LM-6-1000V.9-TTO.WU | 01)RATE OF, 0 - 75 L/M, SIMILA,01)UNIVFLOW,01)MH-CSB-100LM-6-1000V.9-TTO. |  |  | UNIVFLOW | UNIVFLOW | MH-CSB-100LM-6-1000V.9-TTO.WU | [16 empty] | CLEANSED | 41112510 Sight flow indicators | INDICATOR | FLOW | TYPE |  | NOMINAL SIZE |  | CONNECTION TYPE |  | MATERIAL |  | PRESSURE RATING |  | TEMPERATURE RATING |  | HAZARD CLASS |  | CERTIFICATION/STANDARD |  | ADDITIONAL FEATURES | FLOW RATING:0 TO 75 L/M | [55 empty] | Production Completed
STP_009 - Lot4 | Data Enrichment | CIR | MFR Name not valid | 2023-07-21 | 2/8/2023 | ok | 1299547 | 1299547 | EA | INDICATOR,FLW;RATE OF, 0-6 L/M, S |  |  | INDICATOR,FLOW;ADDITIONAL FEATURES EN:RATE OF, 0-6 L/M, S,MNFR:01)UNIVFLOW,PTNO:01)SN-ASB6LM-4-1000V.9-TTO.WU | 01)RATE OF, 0-6 L/M, S,01)UNIVFLOW,01)SN-ASB6LM-4-1000V.9-TTO.WU |  |  | UNIVFLOW | UNIVFLOW | SN-ASB6LM-4-1000V.9-TTO.WU | [16 empty] | CLEANSED | 41112510 Sight flow indicators | INDICATOR | FLOW | TYPE |  | NOMINAL SIZE |  | CONNECTION TYPE |  | MATERIAL |  | PRESSURE RATING |  | TEMPERATURE RATING |  | HAZARD CLASS |  | CERTIFICATION/STANDARD |  | ADDITIONAL FEATURES | FLOW RATING:0 TO 6 L/M,S | [55 empty] | Production Completed
STP_009 - Lot4 | Data Enrichment | CIR |  | 2023-07-21 | 2/8/2023 | ok | 1318683 | 1318683 | EA | INDICATOR,FLW;WTR,1/2 IN FNPT,SS,AESSEAL |  |  | INDICATOR,FLOW;TYPE:WATER,CONNECTION TYPE:1/2 IN FNPT,MATERIAL:STAINLESS STEEL,ADDITIONAL FEATURES EN:SS STEEL BALL TYPE,MNFR:01) AESSEAL,PTNO:01)VSE/FLINDNSSN-04 | EN_01)WATER,1/2 IN FNPT,EN_01)STAINLESS STEEL,01)SS STEEL BALL TYPE,01)AESSEAL,01)VSE/FLINDNSSN-04 |  |  | AESSEAL | AESSEAL | VSE/FLINDNSSN-04 | [5 empty] | http://www.equipment.solutions4mfg.com/resource/flyers/PC-2201_Dwg.pdf | [10 empty] | CLEANSED | 41112510 Sight flow indicators | INDICATOR | FLOW | TYPE | WATER | NOMINAL SIZE |  | CONNECTION TYPE | 1/2 IN FNPT | MATERIAL |  | PRESSURE RATING |  | TEMPERATURE RATING |  | HAZARD CLASS |  | CERTIFICATION/STANDARD |  | ADDITIONAL FEATURES | STAINLESS STEEL BALL TYPE | [55 empty] | Production Completed
STP_009 - Lot4 | Data Enrichment | CIR | Proceesed based on web source,conflict wrt input | 2023-07-21 | 2/8/2023 | ok | 1351832 | 1351832 | EA | INDICATOR,SPD;0-40 KL/HR,SQ 96 MM |  |  | INDICATOR,SPEED;MEASURING RANGE:0-40 KL/HR,SIZE:SQ 96 MM,ADDITIONAL FEATURES EN:1 M.AMP,MNFR:01)CROMPTON,PTNO:01)244-05AG-FA | 0-40 KL/HR,SQ 96 MM,01)1 M.AMP,01)CROMPTON,01)244-05AG-FA |  |  | CROMPTON | CROMPTON | 244-05AG-FA | [5 empty] | http://www.crompton-instruments.com/datasheets/2011/Analogue_instruments_10_2011.pdf | https://aeliyamarinetech.com/product/crompton-instruments-244-05ag-fa-4t-panel-meter | [9 empty] | ENRICHED | 41110000 Measuring and observing and testing instruments | METER | NO MODIFIER | TYPE |  | MEASURING RANGE |  | ACCURACY |  | CONNECTION TYPE |  | DISPLAY TYPE |  | POWER SUPPLY |  | MOUNTING TYPE | PANEL | SIZE |  | ENCLOSURE |  | HAZARD CLASS |  | CERTIFICATION/STANDARD |  | ADDITIONAL FEATURES | 1.M AMP | [49 empty] | Production Completed
STP_009 - Lot4 | Data Enrichment | CIR |  | 2023-07-21 | 2/8/2023 | ok | 1353023 | 1353023 | EA | INDICATOR,SPD;WHEEL CASTING |  |  | INDICATOR,SPEED;TYPE:WHEEL CASTING,MEASURING RANGE:0-135/0-1000 MM/S,MNFR:01)TOYKEIKI,PTNO:01)CVF-12V(60V.FSD) | WHEEL CASTING,0-135/0-1000 MM/S,01)TOYKEIKI,01)CVF-12V(60V.FSD) |  |  | TOYKEIKI | TOYKEIKI | CVF-12V(60V.FSD) | [16 empty] | CLEANSED | 41111900 Indicating and recording instruments | INDICATOR | SPEED | TYPE | WHEEL CASTING | MEASURING RANGE | 0-135/0-1000 MM/S | ACCURACY |  | RESOLUTION |  | OUTPUT TYPE |  | DISPLAY TYPE |  | POWER SUPPLY |  | CONNECTION TYPE |  | SIZE |  | MATERIAL |  | MOUNTING TYPE |  | HAZARD CLASS |  | CERTIFICATION/STANDARD |  | ADDITIONAL FEATURES | [46 empty] | Production Completed