## Sheet1
Project | Activities | Production User | Production Comments | Start Date | End Date | Remarks | Griha ID | MATNR | MEINS | MAKTX_EN | MAKTX_ES | MAKTX_FR | TEXT_EN | Class_Char_Catted | MFRPN | MFRNR | MFRNR DES | MNFR | PTNO | Verified MNFR from web | MNFR 1 | PTNO 1 | MNFR 2 | PTNO 2 | Reference URL | Reference URL1 | Item Number | Equipment Type | Equipment Manufacturer | Equipment Model | Equipment Serial | DWG | DRAWING VERSION | POS/TAG | Unused Text | Enriched/Cleansed | UNSPSC Ver.23.07 | Noun | Modifier | Attribute Name 1 | Attribute Value 1 | Attribute Name 2 | Attribute Value 2 | Attribute Name 3 | Attribute Value 3 | Attribute Name 4 | Attribute Value 4 | Attribute Name 5 | Attribute Value 5 | Attribute Name 6 | Attribute Value 6 | Attribute Name 7 | Attribute Value 7 | Attribute Name 8 | Attribute Value 8 | Attribute Name 9 | Attribute Value 9 | Attribute Name 10 | Attribute Value 10 | Attribute Name 11 | Attribute Value 11 | Attribute Name 12 | Attribute Value 12 | Attribute Name 13 | Attribute Value 13 | Attribute Name 14 | Attribute Value 14 | Attribute Name 15 | Attribute Value 15 | Attribute Name 16 | Attribute Value 16 | Attribute Name 17 | Attribute Value 17 | Attribute Name 18 | Attribute Value 18 | Attribute Name 19 | Attribute Value 19 | Attribute Name 20 | Attribute Value 20 | Attribute Name 21 | Attribute Value 21 | Attribute Name 22 | Attribute Value 22 | Attribute Name 23 | Attribute Value 23 | Attribute Name 24 | Attribute Value 24 | Attribute Name 25 | Attribute Value 25 | Attribute Name 26 | Attribute Value 26 | Attribute Name 27 | Attribute Value 27 | Attribute Name 28 | Attribute Value 28 | Attribute Name 29 | Attribute Value 29 | Attribute Name 30 | Attribute Value 30 | Attribute Name 31 | Attribute Value 31 | Attribute Name 32 | Attribute Value 32 | Attribute Name 33 | Attribute Value 33 | Attribute Name 34 | Attribute Value 34 | Attribute Name 35 | Attribute Value 35 | Attribute Name 36 | Attribute Value 36 | Remaining_Information | Status
STP_009 - Lot4 | Data Enrichment | SOZ | OK | 2023-07-21 | 2023-08-02 |  | 1284336 | 1284336 | EA | AMPLIFIER;THERMOCOUPLE/VOLTAGE |  |  | AMPLIFIER;TYPE:THERMOCOUPLE/VOLTAGE,CONNECTION TYPE:TERMINAL BLOCK M4,MNFR:01)VENDOR LINK PTY LTD,PTNO:01)AP11-106A | EN_01)THERMOCOUPLE/VOLTAGE,TERMINAL BLOCK M4,01)VENDOR LINK PTY LTD,01)AP11-106A |  |  | VENDOR LINK PTY LTD | VENDOR LINK PTY LTD | AP11-106A | AND |  |  |  |  | https://www.aandd.jp/products/industrial/pdf/brochure_ra2000series.pdf | https://measurement.andonline.com/product/ap11-106a-tc-dc-amplifier/ | [9 empty] | E |  | AMPLIFIER | No Modifier | TYPE | Thermocouple/VOLTAGE,DC | GAIN |  | INPUT SIGNAL |  | OUTPUT SIGNAL |  | CONNECTION TYPE | TERMINAL BLOCK M4 | MOUNTING TYPE |  | POWER SUPPLY |  | NUMBER OF PINS |  | NUMBER OF CHANNELS | 2 | SIZE |  | TEMPERATURE RATING |  | HAZARD CLASS |  | CERTIFICATION/STANDARD |  | ADDITIONAL FEATURES | [46 empty] | Production completed
STP_009 - Lot4 | Data Enrichment | SOZ | OK | 2023-07-21 | 2023-08-02 |  | 1284282 | 1284282 | EA | AMPLIFIER;VIBRATION/RMS,BNC |  |  | AMPLIFIER;TYPE:VIBRATION/RMS,CONNECTION TYPE:BNC,MNFR:01)VENDOR LINK PTY LTD,PTNO:01)AP11-109 | EN_01)VIBRATION/RMS,BNC,01)VENDOR LINK PTY LTD,01)AP11-109 |  |  | VENDOR LINK PTY LTD | VENDOR LINK PTY LTD | AP11-109 | [5 empty] | https://www.aandd.jp/products/industrial/pdf/brochure_ra2000series.pdf | [10 empty] | E |  | AMPLIFIER | No Modifier | TYPE | VIBRATION/RMS | GAIN |  | INPUT SIGNAL |  | OUTPUT SIGNAL |  | CONNECTION TYPE | BNC | MOUNTING TYPE |  | POWER SUPPLY |  | NUMBER OF PINS |  | NUMBER OF CHANNELS | 2 | SIZE |  | TEMPERATURE RATING |  | HAZARD CLASS |  | CERTIFICATION/STANDARD |  | ADDITIONAL FEATURES | [46 empty] | Production completed
STP_009 - Lot4 | Data Enrichment | SOZ | OK | 2023-07-21 | 2023-08-02 |  | 1284545 | 1284545 | EA | AMPLIFIER;ZERO SUPPRESSION,(2) BNC |  |  | AMPLIFIER;TYPE:ZERO SUPPRESSION,CONNECTION TYPE:(2) BNC,MNFR:01)VENDOR LINK PTY LTD,PTNO:01)AP11-111 | EN_01)ZERO SUPPRESSION,(2) BNC,01)VENDOR LINK PTY LTD,01)AP11-111 |  |  | VENDOR LINK PTY LTD | VENDOR LINK PTY LTD | AP11-111 | [5 empty] | https://www.aandd.jp/products/industrial/pdf/brochure_ra2000series.pdf | [10 empty] | E |  | AMPLIFIER | No Modifier | TYPE | ZERO SUPPRESSION | GAIN |  | INPUT SIGNAL |  | OUTPUT SIGNAL |  | CONNECTION TYPE | (2) BNC | MOUNTING TYPE |  | POWER SUPPLY |  | NUMBER OF PINS |  | NUMBER OF CHANNELS | 2 | SIZE |  | TEMPERATURE RATING |  | HAZARD CLASS |  | CERTIFICATION/STANDARD |  | ADDITIONAL FEATURES | [46 empty] | Production completed
STP_009 - Lot4 | Data Enrichment | SOZ | OK | 2023-07-21 | 2023-08-02 |  | 1383762 | 1383762 | EA | CABLE,ASSY;30 AWG,COPPER,PVC (OFNR) |  |  | CABLE,ASSEMBLY;CONDUCTOR SIZE:30 AWG,CONDUCTOR MATERIAL:COPPER,JACKET MATERIAL:PVC (OFNR),LENGTH:3 M,ADDITIONAL FEATURES EN:CISCO SFP, PASSIVE, SFP+ TO SFP+ CONNECTOR, TWI,MNFR:01)DATA NO. 3 GROUP,PTNO:01)SFP-H10GB-CU3M | 30 AWG,COPPER,PVC (OFNR),3 M,01)CISCO SFP, PASSIVE, SFP+ TO,01)DATA NO. 3 GROUP,01)SFP-H10GB-CU3M |  |  | DATA NO. 3 GROUP | Cisco | SFP-H10GB-CU3M | [5 empty] | https://www.cisco.com/c/en_in/products/collateral/interfaces-modules/transceiver-modules/data_sheet_c78-455693.html | [10 empty] | C |  | CABLE | ASSEMBLY | TYPE | TwinaX,passive | VOLTAGE RATING |  | CURRENT RATING |  | CONDUCTOR SIZE | 30 AWG | NUMBER OF CONDUCTORS |  | CORE STRANDS |  | CONDUCTOR MATERIAL | COPPER | JACKET MATERIAL | PVC (OFNR) | INSULATION MATERIAL |  | TEMPERATURE RATING |  | LENGTH | 3 M | JACKET COLOUR |  | HAZARD CLASS |  | CERTIFICATION/STANDARD |  | ADDITIONAL FEATURES | SERIES:SFP,C/W SFP+ TO SFP+ CONNECTOR,DATA NO 3 GROUP | [43 empty] | Production completed
STP_009 - Lot4 | Data Enrichment | SOZ | OK | 2023-07-21 | 2023-08-02 |  | 1383763 | 1383763 | EA | CABLE,ASSY;30 AWG,COPPER,PVC (OFNR) |  |  | CABLE,ASSEMBLY;CONDUCTOR SIZE:30 AWG,CONDUCTOR MATERIAL:COPPER,JACKET MATERIAL:PVC (OFNR),TEMPERATURE RATING:0-70 DEG C,LENGTH:1 M,ADDITIONAL FEATURES EN:SFP, TWINAX DIRECT,MNFR:01)DATA NO. 3 GROUP,PTNO:01)SFP-H10GB-CU1M | 30 AWG,COPPER,PVC (OFNR),0-70 DEG C,1 M,01)SFP, TWINAX DIRECT,01)DATA NO. 3 GROUP,01)SFP-H10GB-CU1M |  |  | DATA NO. 3 GROUP |  | SFP-H10GB-CU1M | Cisco |  |  |  |  | https://www.cisco.com/c/en_in/products/collateral/interfaces-modules/transceiver-modules/data_sheet_c78-455693.html | [10 empty] | C |  | CABLE | ASSEMBLY | TYPE | TwinaX,passive | VOLTAGE RATING |  | CURRENT RATING |  | CONDUCTOR SIZE | 30 AWG | NUMBER OF CONDUCTORS |  | CORE STRANDS |  | CONDUCTOR MATERIAL | COPPER | JACKET MATERIAL | PVC (OFNR) | INSULATION MATERIAL |  | TEMPERATURE RATING | 0 to 70 DEG C | LENGTH | 1 M | JACKET COLOUR |  | HAZARD CLASS |  | CERTIFICATION/STANDARD |  | ADDITIONAL FEATURES | SERIES:SFP,DIRECT | [43 empty] | Production completed
STP_009 - Lot4 | Data Enrichment | SOZ | OK | 2023-07-21 | 2023-08-02 |  | 1293380 | 1293380 | EA | CABLE,ASSY;ACTUATOR CONTROL,BAM |  |  | CABLE,ASSEMBLY;TYPE:ACTUATOR CONTROL,MNFR:01)BAM,PTNO:01)02 LVSLACC | ACTUATOR CONTROL,01)BAM,01)02 LVSLACC |  |  | BAM | BAM | 02 LVSLACC | [5 empty] | U | [10 empty] | C |  | CABLE | ASSEMBLY | TYPE | ACTUATOR CONTROL | VOLTAGE RATING |  | CURRENT RATING |  | CONDUCTOR SIZE |  | NUMBER OF CONDUCTORS |  | CORE STRANDS |  | CONDUCTOR MATERIAL |  | JACKET MATERIAL |  | INSULATION MATERIAL |  | TEMPERATURE RATING |  | LENGTH |  | JACKET COLOUR |  | HAZARD CLASS |  | CERTIFICATION/STANDARD |  | ADDITIONAL FEATURES | [44 empty] | Production completed
STP_009 - Lot4 | Data Enrichment | SOZ | OK | 2023-07-21 | 2023-08-02 |  | 1383735 | 1383735 | EA | CABLE,ASSY;ANGLED,250 VAC, 300 VDC,4 |  |  | CABLE,ASSEMBLY;TYPE:ANGLED,VOLTAGE RATING:250 VAC, 300 VDC,CONDUCTOR SIZE:0.34 MM2,NUMBER OF CONDUCTORS:4,TEMPERATURE RATING:-25 TO 90 DEG C,LENGTH:15 M,ADDITIONAL FEATURES EN:GOLD-PLATED CONTACTS, M12 CONNECTOR, C/W SOCKET,MNFR:01)IFM EFECTOR PTY LTD,PTNO: 01)EVC086 | ANGLED,250 VAC, 300 VDC,0.34 MM2,-25 TO 90 DEG C,15 M,01)GOLD-PLATED CONTACTS, M12 C,01)IFM EFECTOR PTY LTD,01)EVC086 |  |  | IFM EFECTOR PTY LTD | IFM EFECTOR PTY LTD | EVC086 | [5 empty] | https://www.ifm.com/in/en/product/EVC086 | [10 empty] | E |  | CABLE | ASSEMBLY | TYPE | ANGLED,CONNECTING | VOLTAGE RATING | 250/300 VAC/DC | CURRENT RATING | 4 A | CONDUCTOR SIZE | 0.34 MM2 | NUMBER OF CONDUCTORS | 4 | CORE STRANDS |  | CONDUCTOR MATERIAL |  | JACKET MATERIAL | PUR | INSULATION MATERIAL |  | TEMPERATURE RATING | -25 TO 90 DEG C | LENGTH | 15 M | JACKET COLOUR | BLACK | HAZARD CLASS | IP65,IP67,IP68,IP69K | CERTIFICATION/STANDARD | EN 60512-5-2 | ADDITIONAL FEATURES | GOLD-PLATED CONTACTS,M12 CONNECTOR,C/W SOCKET | [43 empty] | Production completed
STP_009 - Lot4 | Data Enrichment | SOZ | OK | 2023-07-21 | 2023-08-02 |  | 1383659 | 1383659 | EA | CABLE,ASSY;ANGLED,250 VAC, 300 VDC,4 A |  |  | CABLE,ASSEMBLY;TYPE:ANGLED,VOLTAGE RATING:250 VAC, 300 VDC,CURRENT RATING:4 A,LENGTH:20 M,JACKET COLOUR:BLACK,ADDITIONAL FEATURES EN:GOLD-PLATED CONTACTS, C/W SOCKET,MNFR:01)IFM EFECTOR PTY LTD,PTNO:01)EVC087 | ANGLED,250 VAC, 300 VDC,4 A,20 M,BLACK,01)GOLD-PLATED CONTACTS, C/W S,01)IFM EFECTOR PTY LTD,01)EVC087 |  |  | IFM EFECTOR PTY LTD | IFM EFECTOR PTY LTD | EVC087 | [5 empty] | https://www.ifm.com/in/en/product/EVC087 | [10 empty] | E |  | CABLE | ASSEMBLY | TYPE | ANGLED,CONNECTING | VOLTAGE RATING | 250/300 VAC/DC | CURRENT RATING | 4 A | CONDUCTOR SIZE | 0.34 MM2 | NUMBER OF CONDUCTORS | 4 | CORE STRANDS |  | CONDUCTOR MATERIAL |  | JACKET MATERIAL | PUR | INSULATION MATERIAL |  | TEMPERATURE RATING | -25 TO 90 DEG C | LENGTH | 20 M | JACKET COLOUR | BLACK | HAZARD CLASS | IP65,IP67,IP68,IP69K | CERTIFICATION/STANDARD | EN 60512-5-2 | ADDITIONAL FEATURES | GOLD-PLATED CONTACTS,M12 CONNECTOR,C/W SOCKET | [43 empty] | Production completed
STP_009 - Lot4 | Data Enrichment | SOZ | OK | 2023-07-21 | 2023-08-02 |  | 1383900 | 1383900 | EA | CABLE,ASSY;ANTENNA |  |  | CABLE,ASSEMBLY;TYPE:ANTENNA,ADDITIONAL FEATURES EN:WIRELESS MESH -PER METRE,MNFR:01)MINE SITE TECHNOLOGIES PTY LTD,PTNO:01)R- CNT400-1 | ANTENNA,01)WIRELESS MESH -PER METRE,01)MINE SITE TECHNOLOGIES PTY,01)R-CNT400-1 |  |  | MINE SITE TECHNOLOGIES PTY LTD | MINE SITE TECHNOLOGIES PTY LTD | R- CNT400-1 | [5 empty] | U | [10 empty] | C |  | CABLE | ASSEMBLY | TYPE | ANTENNA | VOLTAGE RATING |  | CURRENT RATING |  | CONDUCTOR SIZE |  | NUMBER OF CONDUCTORS |  | CORE STRANDS |  | CONDUCTOR MATERIAL |  | JACKET MATERIAL |  | INSULATION MATERIAL |  | TEMPERATURE RATING |  | LENGTH |  | JACKET COLOUR |  | HAZARD CLASS |  | CERTIFICATION/STANDARD |  | ADDITIONAL FEATURES | WIRELESS MESH -PER METRE | [43 empty] | Production completed
STP_009 - Lot4 | Data Enrichment | SOZ | OK | 2023-07-21 | 2023-08-02 |  | 1349238 | 1349238 | EA | CABLE,ASSY;BACKPLANE, FLEXIBLE PRINTED |  |  | CABLE,ASSEMBLY;TYPE:BACKPLANE, FLEXIBLE PRINTED,MNFR:01)OMRON,PTNO:01)CV500-CN112 | BACKPLANE, FLEXIBLE PRINTED,01)OMRON,01)CV500-CN112 |  |  | OMRON | OMRON | CV500-CN112 | [5 empty] | U | [10 empty] | C |  | CABLE | ASSEMBLY | TYPE | BACKPLANE,FLEXIBLE PRINTED | VOLTAGE RATING |  | CURRENT RATING |  | CONDUCTOR SIZE |  | NUMBER OF CONDUCTORS |  | CORE STRANDS |  | CONDUCTOR MATERIAL |  | JACKET MATERIAL |  | INSULATION MATERIAL |  | TEMPERATURE RATING |  | LENGTH |  | JACKET COLOUR |  | HAZARD CLASS |  | CERTIFICATION/STANDARD |  | ADDITIONAL FEATURES | [44 empty] | Production completed
STP_009 - Lot4 | Data Enrichment | SOZ | OK | 2023-07-21 | 2023-08-02 |  | 1299083 | 1299083 | EA | CABLE,ASSY;BOOM ASSEMBLY,RME,30R6771 |  |  | CABLE,ASSEMBLY;TYPE:BOOM ASSEMBLY,MNFR:01)RME,PTNO:01)30R6771 | BOOM ASSEMBLY,01)RME,01)30R6771 |  |  | RME | RME | 30R6771 | [5 empty] | U | [10 empty] | C |  | CABLE | ASSEMBLY | TYPE | BOOM | VOLTAGE RATING |  | CURRENT RATING |  | CONDUCTOR SIZE |  | NUMBER OF CONDUCTORS |  | CORE STRANDS |  | CONDUCTOR MATERIAL |  | JACKET MATERIAL |  | INSULATION MATERIAL |  | TEMPERATURE RATING |  | LENGTH |  | JACKET COLOUR |  | HAZARD CLASS |  | CERTIFICATION/STANDARD |  | ADDITIONAL FEATURES | [44 empty] | Production completed
STP_009 - Lot4 | Data Enrichment | SOZ | OK | 2023-07-21 | 2023-08-02 |  | 1359593 | 1359593 | EA | CABLE,ASSY;CAMERA/MONITOR LINK,30 V,2 |  |  | CABLE,ASSEMBLY;TYPE:CAMERA/MONITOR LINK,VOLTAGE RATING:30 V,NUMBER OF CONDUCTORS:2,CORE STRANDS:(10) 0.12 MM,CONDUCTOR MATERIAL: COPPER,JACKET MATERIAL:PVC,INSULATION MATERIAL:PVC,TEMPERATURE RATING:80 DEG C,LENGTH:20 M,ADDITIONAL FEATURES EN:ASSEMBLY, SPECIFIC PURPOSE, DIAMETER: 3.80 MM,MNFR:01)REARVISY,PTNO:01)W3020 | CAMERA/MONITOR LINK,30 V,(10) 0.12 MM,COPPER,PVC,PVC,80 DEG C,20 M,01)ASSEMBLY, SPECIFIC PURPOSE,01)REARVISY,01)W3020 |  |  | REARVISY | REARVISY | W3020 | ALTRONICS |  |  |  |  | https://www.altronics.com.au/p/w3020-2-core-black-twin-audio-shielded-cable/ | [10 empty] | E |  | CABLE | ASSEMBLY | TYPE | Twin | VOLTAGE RATING | 30 V | CURRENT RATING |  | CONDUCTOR SIZE | 27 AWG | NUMBER OF CONDUCTORS | 2 | CORE STRANDS | (10) 0.12 MM | CONDUCTOR MATERIAL | Bare copper | JACKET MATERIAL | PVC | INSULATION MATERIAL | PVC | TEMPERATURE RATING | 80 DEG C | LENGTH | 20 M | JACKET COLOUR | BLACK | HAZARD CLASS |  | CERTIFICATION/STANDARD |  | ADDITIONAL FEATURES | FOR CAMERA/MONITOR LINK,SPECIFIC PURPOSE | [42 empty] | DIAMETER: 3.80 MM | Production completed
STP_009 - Lot4 | Data Enrichment | SOZ | OK | 2023-07-21 | 2023-08-02 |  | 1383751 | 1383751 | EA | CABLE,ASSY;COILED,LG 3 M |  |  | CABLE,ASSEMBLY;TYPE:COILED,LENGTH:3 M,ADDITIONAL FEATURES EN:FOR REMOTE CONTROL HD,MNFR:01)RCS TELECOMMUNICATIONS PTY LTD,PTNO:01) PMKN4173 | COILED,3 M,01)FOR REMOTE CONTROL HD,01)RCS TELECOMMUNICATIONS PTY,01)PMKN4173 |  |  | RCS TELECOMMUNICATIONS PTY LTD | RCS TELECOMMUNICATIONS PTY LTD | PMKN4173 | MOTOROLA |  |  |  |  | https://www.radiotronics.com.au/products/motorola-pmkn4173/ | [10 empty] | C |  | CABLE | ASSEMBLY | TYPE | COILED | VOLTAGE RATING |  | CURRENT RATING |  | CONDUCTOR SIZE |  | NUMBER OF CONDUCTORS |  | CORE STRANDS |  | CONDUCTOR MATERIAL |  | JACKET MATERIAL |  | INSULATION MATERIAL |  | TEMPERATURE RATING |  | LENGTH | 3 M | JACKET COLOUR |  | HAZARD CLASS |  | CERTIFICATION/STANDARD |  | ADDITIONAL FEATURES | FOR REMOTE CONTROL HD | [43 empty] | Production completed
STP_009 - Lot4 | Data Enrichment | SOZ | OK | 2023-07-21 | 2023-08-02 |  | 1365512 | 1365512 | M | CABLE,ASSY;COMPENSATING, EXTERNAL,4 |  |  | CABLE,ASSEMBLY;TYPE:COMPENSATING, EXTERNAL,NUMBER OF CONDUCTORS:4,ADDITIONAL FEATURES EN:SPECIAL PURPOSE,MNFR:01)ELECNITE,PTNO:01) LC33024028 | COMPENSATING, EXTERNAL,01)SPECIAL PURPOSE,01)ELECNITE,01)LC33024028 |  |  | ELECNITE | ELECNITE | LC33024028 | [5 empty] | https://www.idealelectrical.com/aie/category/Cable/Specialty-Cable/Thermocouple-cable/CABLE-ELEC-ELECNITE-EXT-COMPENSATING-4C/HEELC33024028/p/11054512 | [10 empty] | C |  | CABLE | ASSEMBLY | TYPE | COMPENSATING,EXTERNAL | VOLTAGE RATING |  | CURRENT RATING |  | CONDUCTOR SIZE |  | NUMBER OF CONDUCTORS | 4 | CORE STRANDS |  | CONDUCTOR MATERIAL |  | JACKET MATERIAL |  | INSULATION MATERIAL |  | TEMPERATURE RATING |  | LENGTH |  | JACKET COLOUR |  | HAZARD CLASS |  | CERTIFICATION/STANDARD |  | ADDITIONAL FEATURES | SPECIAL PURPOSE | [43 empty] | Production completed
STP_009 - Lot4 | Data Enrichment | SOZ | OK | 2023-07-21 | 2023-08-02 |  | 1295752 | 1295752 | EA | CABLE,ASSY;COMPENSATING, INTERNAL,4 |  |  | CABLE,ASSEMBLY;TYPE:COMPENSATING, INTERNAL,NUMBER OF CONDUCTORS:4,LENGTH:3.2 M,ADDITIONAL FEATURES EN:SPECIAL PURPOSE,MNFR:01) ELECNITE,PTNO:01)LC4-3.2M | COMPENSATING, INTERNAL,3.2 M,01)SPECIAL PURPOSE,01)ELECNITE,01)LC4-3.2M |  |  | ELECNITE | ELECNITE | LC4-3.2M | [5 empty] | U | [10 empty] | C |  | CABLE | ASSEMBLY | TYPE | COMPENSATING,INTERNAL | VOLTAGE RATING |  | CURRENT RATING |  | CONDUCTOR SIZE |  | NUMBER OF CONDUCTORS | 4 | CORE STRANDS |  | CONDUCTOR MATERIAL |  | JACKET MATERIAL |  | INSULATION MATERIAL |  | TEMPERATURE RATING |  | LENGTH | 3.2 M | JACKET COLOUR |  | HAZARD CLASS |  | CERTIFICATION/STANDARD |  | ADDITIONAL FEATURES | SPECIAL PURPOSE | [43 empty] | Production completed
STP_009 - Lot4 | Data Enrichment | SOZ | OK | 2023-07-21 | 2023-08-02 |  | 1301036 | 1301036 | EA | CABLE,ASSY;DIGITAL,LG 1 M,SMC |  |  | CABLE,ASSEMBLY;TYPE:DIGITAL,LENGTH:1 M,ADDITIONAL FEATURES EN:ASSY, ELECT, SPEC.PURPOSE,MNFR:01)SMC,PTNO:01)EX9-AC010-7 | DIGITAL,1 M,01)ASSY, ELECT, SPEC.PURPOSE,01)SMC,01)EX9-AC010-7 |  |  | SMC CORPORATION (AUST) PTY LTD | SMC CORPORATION (AUST) PTY LTD | EX9-AC010-7 | [5 empty] | https://www.smcpneumatics.com/EX9-AC010-7.html | [10 empty] | E |  | CABLE | ASSEMBLY | TYPE | CONNECTOR,DIGITAL,ELECTRICAL | VOLTAGE RATING |  | CURRENT RATING |  | CONDUCTOR SIZE |  | NUMBER OF CONDUCTORS |  | CORE STRANDS |  | CONDUCTOR MATERIAL |  | JACKET MATERIAL |  | INSULATION MATERIAL |  | TEMPERATURE RATING |  | LENGTH | 1 M | JACKET COLOUR |  | HAZARD CLASS |  | CERTIFICATION/STANDARD |  | ADDITIONAL FEATURES | SPECIFIC PURPOSE | [43 empty] | Production completed
STP_009 - Lot4 | Data Enrichment | SOZ | OK | 2023-07-21 | 2023-08-02 |  | 1300091 | 1300091 | M | CABLE,ASSY;ELECTRICAL, STRANDED,2,CAT5 |  |  | CABLE,ASSEMBLY;TYPE:ELECTRICAL, STRANDED,NUMBER OF CONDUCTORS:2,CERTIFICATION/STANDARD:CAT5,ADDITIONAL FEATURES EN:SPECIFIC PURPOSE, 2.5 MM,MNFR:01)ECAM,PTNO:01)CAB-CAT-00035 | ELECTRICAL, STRANDED,EN_01)CAT5,01)SPECIFIC PURPOSE, 2.5 MM,01)ECAM,01)CAB-CAT-00035 |  |  | ECAM | ECAM | CAB-CAT-00035 | [5 empty] | U | [10 empty] | C |  | CABLE | ASSEMBLY | TYPE | ELECTRICAL,STRANDED | VOLTAGE RATING |  | CURRENT RATING |  | CONDUCTOR SIZE |  | NUMBER OF CONDUCTORS | 2 | CORE STRANDS |  | CONDUCTOR MATERIAL |  | JACKET MATERIAL |  | INSULATION MATERIAL |  | TEMPERATURE RATING |  | LENGTH |  | JACKET COLOUR |  | HAZARD CLASS |  | CERTIFICATION/STANDARD | CAT5 | ADDITIONAL FEATURES | SPECIFIC PURPOSE,2.5 MM | [43 empty] | Production completed
STP_009 - Lot4 | Data Enrichment | SOZ | OK | 2023-07-21 | 2023-08-02 |  | 1353486 | 1353486 | EA | CABLE,ASSY;ELECTRICAL,3,H, SPEC.PURPOSE |  |  | CABLE,ASSEMBLY;TYPE:ELECTRICAL,NUMBER OF CONDUCTORS:3,ADDITIONAL FEATURES EN:H, SPEC.PURPOSE,MNFR:01)REMCONT,PTNO:01)4623 | ELECTRICAL,01)H, SPEC.PURPOSE,01)REMCONT,01)4623 |  |  | REMCONT | REMCONT | 4623 | [5 empty] | U | [10 empty] | C |  | CABLE | ASSEMBLY | TYPE | ELECTRICAL | VOLTAGE RATING |  | CURRENT RATING |  | CONDUCTOR SIZE |  | NUMBER OF CONDUCTORS | 3 | CORE STRANDS |  | CONDUCTOR MATERIAL |  | JACKET MATERIAL |  | INSULATION MATERIAL |  | TEMPERATURE RATING |  | LENGTH |  | JACKET COLOUR |  | HAZARD CLASS |  | CERTIFICATION/STANDARD |  | ADDITIONAL FEATURES | H,SPECIFIC PURPOSE | [43 empty] | Production completed
STP_009 - Lot4 | Data Enrichment | SOZ | OK | 2023-07-21 | 2023-08-02 |  | 1301005 | 1301005 | EA | CABLE,ASSY;ELECTRICAL,30 V,0.22 MM2 |  |  | CABLE,ASSEMBLY;TYPE:ELECTRICAL,VOLTAGE RATING:30 V,CONDUCTOR SIZE:0.22 MM2,NUMBER OF CONDUCTORS:12 PIN,LENGTH:1 M,ADDITIONAL FEATURES EN:ALSPA EX, SPEC.PURPOSE,MNFR:01)CEGELEC,PTNO:01)IC693CBL300 | ELECTRICAL,30 V,0.22 MM2,1 M,01)ALSPA EX, SPEC.PURPOSE,01)CEGELEC,01)IC693CBL300 |  |  | CEGELEC | CEGELEC | IC693CBL300 | GE Fanuc |  |  |  |  | https://www.nexinstrument.com/ic693cbl300 | [10 empty] | E |  | CABLE | ASSEMBLY | TYPE | Expansion,ELECTRICAL | VOLTAGE RATING | 30 V | CURRENT RATING |  | CONDUCTOR SIZE | 0.22 MM2 | NUMBER OF CONDUCTORS | 12 PIN | CORE STRANDS |  | CONDUCTOR MATERIAL |  | JACKET MATERIAL |  | INSULATION MATERIAL |  | TEMPERATURE RATING |  | LENGTH | 1 M | JACKET COLOUR |  | HAZARD CLASS |  | CERTIFICATION/STANDARD |  | ADDITIONAL FEATURES | ALSPA EX,SPECIFIC PURPOSE | [43 empty] | Production completed
STP_009 - Lot4 | Data Enrichment | SOZ | OK | 2023-07-21 | 2023-08-02 |  | 1300569 | 1300569 | EA | CABLE,ASSY;ELECTRICAL,35 MM2,AUSLEC |  |  | CABLE,ASSEMBLY;TYPE:ELECTRICAL,CONDUCTOR SIZE:35 MM2,ADDITIONAL FEATURES EN:FE, SPEC.PURPOSE,MNFR:01)AUSLEC,PTNO:01)4OLXMEIR61AA0 | ELECTRICAL,35 MM2,01)FE, SPEC.PURPOSE,01)AUSLEC,01)4OLXMEIR61AA0 |  |  | AUSLEC | AUSLEC | 4OLXMEIR61AA0 | [5 empty] | U | [10 empty] | C |  | CABLE | ASSEMBLY | TYPE | ELECTRICAL | VOLTAGE RATING |  | CURRENT RATING |  | CONDUCTOR SIZE | 35 MM2 | NUMBER OF CONDUCTORS |  | CORE STRANDS |  | CONDUCTOR MATERIAL |  | JACKET MATERIAL |  | INSULATION MATERIAL |  | TEMPERATURE RATING |  | LENGTH |  | JACKET COLOUR |  | HAZARD CLASS |  | CERTIFICATION/STANDARD |  | ADDITIONAL FEATURES | FE,SPECIFIC PURPOSE | [43 empty] | Production completed
STP_009 - Lot4 | Data Enrichment | SOZ | OK | 2023-07-21 | 2023-08-02 |  | 1300567 | 1300567 | EA | CABLE,ASSY;ELECTRICAL,50 MM2,AUSLEC |  |  | CABLE,ASSEMBLY;TYPE:ELECTRICAL,CONDUCTOR SIZE:50 MM2,ADDITIONAL FEATURES EN:15, SPEC.PURPOSE,MNFR:01)AUSLEC,PTNO:01)4OLXMEIR62AA0 | ELECTRICAL,50 MM2,01)15, SPEC.PURPOSE,01)AUSLEC,01)4OLXMEIR62AA0 |  |  | AUSLEC | AUSLEC | 4OLXMEIR62AA0 | [5 empty] | U | [10 empty] | C |  | CABLE | ASSEMBLY | TYPE | ELECTRICAL | VOLTAGE RATING |  | CURRENT RATING |  | CONDUCTOR SIZE | 50 MM2 | NUMBER OF CONDUCTORS |  | CORE STRANDS |  | CONDUCTOR MATERIAL |  | JACKET MATERIAL |  | INSULATION MATERIAL |  | TEMPERATURE RATING |  | LENGTH |  | JACKET COLOUR |  | HAZARD CLASS |  | CERTIFICATION/STANDARD |  | ADDITIONAL FEATURES | 15,SPECIFIC PURPOSE | [43 empty] | Production completed
STP_009 - Lot4 | Data Enrichment | SOZ | OK | 2023-07-21 | 2023-08-02 |  | 1300568 | 1300568 | EA | CABLE,ASSY;ELECTRICAL,50 MM2,AUSLEC |  |  | CABLE,ASSEMBLY;TYPE:ELECTRICAL,CONDUCTOR SIZE:50 MM2,ADDITIONAL FEATURES EN:SPEC.PURPOSE, LO,MNFR:01)AUSLEC,PTNO:01)4OLXMEGR62AA0 | ELECTRICAL,50 MM2,01)SPEC.PURPOSE, LO,01)AUSLEC,01)4OLXMEGR62AA0 |  |  | AUSLEC | AUSLEC | 4OLXMEGR62AA0 | [5 empty] | U | [10 empty] | C |  | CABLE | ASSEMBLY | TYPE | ELECTRICAL | VOLTAGE RATING |  | CURRENT RATING |  | CONDUCTOR SIZE | 50 MM2 | NUMBER OF CONDUCTORS |  | CORE STRANDS |  | CONDUCTOR MATERIAL |  | JACKET MATERIAL |  | INSULATION MATERIAL |  | TEMPERATURE RATING |  | LENGTH |  | JACKET COLOUR |  | HAZARD CLASS |  | CERTIFICATION/STANDARD |  | ADDITIONAL FEATURES | SPECIFIC PURPOSE,LO | [43 empty] | Production completed
STP_009 - Lot4 | Data Enrichment | SOZ | OK | 2023-07-21 | 2023-08-02 |  | 1300575 | 1300575 | EA | CABLE,ASSY;ELECTRICAL,DIMAS,3136111486 |  |  | CABLE,ASSEMBLY;TYPE:ELECTRICAL,ADDITIONAL FEATURES EN:BROKK 18, SPEC.PURPOSE,MNFR:01)DIMAS,PTNO:01)3136111486 | ELECTRICAL,01)BROKK 18, SPEC.PURPOSE,01)DIMAS,01)3136111486 |  |  | DIMAS | DIMAS | 3136111486 | BROKK |  |  |  |  | U | [10 empty] | C |  | CABLE | ASSEMBLY | TYPE | ELECTRICAL | VOLTAGE RATING |  | CURRENT RATING |  | CONDUCTOR SIZE |  | NUMBER OF CONDUCTORS |  | CORE STRANDS |  | CONDUCTOR MATERIAL |  | JACKET MATERIAL |  | INSULATION MATERIAL |  | TEMPERATURE RATING |  | LENGTH |  | JACKET COLOUR |  | HAZARD CLASS |  | CERTIFICATION/STANDARD |  | ADDITIONAL FEATURES | SPECIFIC PURPOSE,18 | [43 empty] | Production completed
STP_009 - Lot4 | Data Enrichment | SOZ | OK | 2023-07-21 | 2023-08-02 |  | 1289560 | 1289560 | EA | CABLE,ASSY;ELECTRICAL,INTERNAL P/P |  |  | CABLE,ASSEMBLY;TYPE:ELECTRICAL,ADDITIONAL FEATURES EN:INTERNAL P/P,MNFR:01)RME,PTNO:01)L06-05-407AA | ELECTRICAL,01)INTERNAL P/P,01)RME,01)L06-05-407AA |  |  | RME | RME | L06-05-407AA | [5 empty] | U | [10 empty] | C |  | CABLE | ASSEMBLY | TYPE | ELECTRICAL | VOLTAGE RATING |  | CURRENT RATING |  | CONDUCTOR SIZE |  | NUMBER OF CONDUCTORS |  | CORE STRANDS |  | CONDUCTOR MATERIAL |  | JACKET MATERIAL |  | INSULATION MATERIAL |  | TEMPERATURE RATING |  | LENGTH |  | JACKET COLOUR |  | HAZARD CLASS |  | CERTIFICATION/STANDARD |  | ADDITIONAL FEATURES | INTERNAL P/P | [43 empty] | Production completed
STP_009 - Lot4 | Data Enrichment | SOZ | OK | 2023-07-21 | 2023-08-02 |  | 1301002 | 1301002 | EA | CABLE,ASSY;ELECTRICAL,PR, SPEC.PURPOSE |  |  | CABLE,ASSEMBLY;TYPE:ELECTRICAL,ADDITIONAL FEATURES EN:PR, SPEC.PURPOSE,MNFR:01)EPSON,PTNO:01)ACP0900 | ELECTRICAL,01)PR, SPEC.PURPOSE,01)EPSON,01)ACP0900 |  |  | EPSON | EPSON | ACP0900 | [5 empty] | U | [10 empty] | C |  | CABLE | ASSEMBLY | TYPE | ELECTRICAL | VOLTAGE RATING |  | CURRENT RATING |  | CONDUCTOR SIZE |  | NUMBER OF CONDUCTORS |  | CORE STRANDS |  | CONDUCTOR MATERIAL |  | JACKET MATERIAL |  | INSULATION MATERIAL |  | TEMPERATURE RATING |  | LENGTH |  | JACKET COLOUR |  | HAZARD CLASS |  | CERTIFICATION/STANDARD |  | ADDITIONAL FEATURES | SPECIFIC PURPOSE,PR | [43 empty] | Production completed
STP_009 - Lot4 | Data Enrichment | SOZ | OK | 2023-07-21 | 2023-08-02 |  | 1301035 | 1301035 | EA | CABLE,ASSY;ELECTRICAL,SPEC.PURPOSE, M1 |  |  | CABLE,ASSEMBLY;TYPE:ELECTRICAL,ADDITIONAL FEATURES EN:SPEC.PURPOSE, M1,MNFR:01)SMC,PTNO:01)XDR7123-CABLE | ELECTRICAL,01)SPEC.PURPOSE, M1,01)SMC,01)XDR7123-CABLE |  |  | SMC CORPORATION (AUST) PTY LTD | SMC CORPORATION (AUST) PTY LTD | XDR7123-CABLE | [5 empty] | U | [10 empty] | C |  | CABLE | ASSEMBLY | TYPE | ELECTRICAL | VOLTAGE RATING |  | CURRENT RATING |  | CONDUCTOR SIZE |  | NUMBER OF CONDUCTORS |  | CORE STRANDS |  | CONDUCTOR MATERIAL |  | JACKET MATERIAL |  | INSULATION MATERIAL |  | TEMPERATURE RATING |  | LENGTH |  | JACKET COLOUR |  | HAZARD CLASS |  | CERTIFICATION/STANDARD |  | ADDITIONAL FEATURES | SPECIFIC PURPOSE,M1 | [43 empty] | Production completed
STP_009 - Lot4 | Data Enrichment | SOZ | OK | 2023-07-21 | 2023-08-02 |  | 1292604 | 1292604 | EA | CABLE,ASSY;ELECTRICAL,TOLEDO,3M-CABLE |  |  | CABLE,ASSEMBLY;TYPE:ELECTRICAL,ADDITIONAL FEATURES EN:ASSY, INDICATO, SPEC.PURPOSE,MNFR:01)TOLEDO,PTNO:01)3M-CABLE | ELECTRICAL,01)ASSY, INDICATO, SPEC.PURPOS,01)TOLEDO,01)3M-CABLE |  |  | TOLEDO | TOLEDO | [6 empty] | U | [10 empty] | C |  | CABLE | ASSEMBLY | TYPE | ELECTRICAL | VOLTAGE RATING |  | CURRENT RATING |  | CONDUCTOR SIZE |  | NUMBER OF CONDUCTORS |  | CORE STRANDS |  | CONDUCTOR MATERIAL |  | JACKET MATERIAL |  | INSULATION MATERIAL |  | TEMPERATURE RATING |  | LENGTH | 3 M | JACKET COLOUR |  | HAZARD CLASS |  | CERTIFICATION/STANDARD |  | ADDITIONAL FEATURES | SPECIFIC PURPOSE,INDICATO | [43 empty] | Production completed
STP_009 - Lot4 | Data Enrichment | SOZ | OK | 2023-07-21 | 2023-08-02 |  | 1292812 | 1292812 | EA | CABLE,ASSY;ELECTRICAL,WENMEC,825663-3 |  |  | CABLE,ASSEMBLY;TYPE:ELECTRICAL,ADDITIONAL FEATURES EN:SPECIFIC PURPOSE 50 PIN, FEMALE KEYED EDGE ENDS,MNFR:01)WENMEC,PTNO:01) 825663-3 | ELECTRICAL,01)SPECIFIC PURPOSE 50 PIN, FE,01)WENMEC,01)825663-3 |  |  | WENMEC SYSTEMS INC | WENMEC SYSTEMS INC | 825663-3 | [5 empty] | U | [10 empty] | C |  | CABLE | ASSEMBLY | TYPE | ELECTRICAL | VOLTAGE RATING |  | CURRENT RATING |  | CONDUCTOR SIZE |  | NUMBER OF CONDUCTORS |  | CORE STRANDS |  | CONDUCTOR MATERIAL |  | JACKET MATERIAL |  | INSULATION MATERIAL |  | TEMPERATURE RATING |  | LENGTH |  | JACKET COLOUR |  | HAZARD CLASS |  | CERTIFICATION/STANDARD |  | ADDITIONAL FEATURES | CONNECTION TYPE:50 PIN FEMALE KEYED EDGE ENDS,SPECIFIC PURPOSE | [43 empty] | Production completed
STP_009 - Lot4 | Data Enrichment | SOZ | OK | 2023-07-21 | 2023-08-02 |  | 1295711 | 1295711 | EA | CABLE,ASSY;FLEXIBLE,5,LG 6 M,INGRAMS |  |  | CABLE,ASSEMBLY;TYPE:FLEXIBLE,NUMBER OF CONDUCTORS:5,LENGTH:6 M,ADDITIONAL FEATURES EN:SPECIAL PURPOSE, 4 MM, COILED WIRE, SEMI- RIGID, PRIME MOVER TO TRAI,LER CONNECTION,MNFR:01)INGRAMS,PTNO:01)ACX2845 | FLEXIBLE,6 M,01)SPECIAL PURPOSE, 4 MM, COIL,02)LER CONNECTION,01)INGRAMS,01)ACX2845 |  |  | INGRAMS | INGRAMS | ACX2845 | [5 empty] | U | [10 empty] | C |  | CABLE | ASSEMBLY | TYPE | FLEXIBLE,COILED WIRE,SEMI-RIGID | VOLTAGE RATING |  | CURRENT RATING |  | CONDUCTOR SIZE |  | NUMBER OF CONDUCTORS | 5 | CORE STRANDS |  | CONDUCTOR MATERIAL |  | JACKET MATERIAL |  | INSULATION MATERIAL |  | TEMPERATURE RATING |  | LENGTH | 6 M | JACKET COLOUR |  | HAZARD CLASS |  | CERTIFICATION/STANDARD |  | ADDITIONAL FEATURES | 4 MM,PRIME MOVER TO TRAILER CONNECTION,SPECIAL PURPOSE | [43 empty] | Production completed
STP_009 - Lot4 | Data Enrichment | SOZ | OK | 2023-07-21 | 2023-08-02 |  | 1383780 | 1383780 | EA | CABLE,ASSY;FTB,LG 3 M,DIN 47100/1 |  |  | CABLE,ASSEMBLY;TYPE:FTB,LENGTH:3 M,CERTIFICATION/STANDARD:DIN 47100/1,ADDITIONAL FEATURES EN:20 WIRE,MNFR:01)CNW (MOUNT ISA) ELECT WHOLESALER,PTNO:01)SCHBMXFTW301 | FTB,3 M,EN_01)DIN 47100/1,01)20 WIRE,01)CNW (MOUNT ISA) ELECT WHOLE,01)SCHBMXFTW301 |  |  | CNW (MOUNT ISA) ELECT WHOLESALER | Schneider Electric | BMXFTW301 |  | CNW (MOUNT ISA) ELECT WHOLESALER | BMXFTW301 |  |  | https://www.se.com/in/en/faqs/FA244556/ | [10 empty] | E |  | CABLE | ASSEMBLY | TYPE | FTB | VOLTAGE RATING |  | CURRENT RATING |  | CONDUCTOR SIZE |  | NUMBER OF CONDUCTORS |  | CORE STRANDS |  | CONDUCTOR MATERIAL |  | JACKET MATERIAL |  | INSULATION MATERIAL |  | TEMPERATURE RATING |  | LENGTH | 3 M | JACKET COLOUR |  | HAZARD CLASS |  | CERTIFICATION/STANDARD | DIN 47100/1 | ADDITIONAL FEATURES | CONNECTION:20 pin terminal block TO color coded flying leads | [43 empty] | Production completed
STP_009 - Lot4 | Data Enrichment | SOZ | OK | 2023-07-21 | 2023-08-02 |  | 1352828 | 1352828 | EA | CABLE,ASSY;HDMI 4K,LG 2 M,HARVNORM |  |  | CABLE,ASSEMBLY;TYPE:HDMI 4K,LENGTH:2 M,ADDITIONAL FEATURES EN:SPECIAL PURPOSE, PREMIUM CERTIFIED,MNFR:01)HARVNORM,PTNO:01)CB- HDMI2-4K | HDMI 4K,2 M,01)SPECIAL PURPOSE, PREMIUM CE,01)HARVNORM,01)CB-HDMI2-4K |  |  | HARVNORM | HARVNORM | CB-HDMI2-4K | LASER |  |  |  |  | https://www.elite-electronics.com.au/Home_Entertainment/Accessories/Laser_CB-HDMI2-4KHDMI_2.0_Premium_Certified_4K_2m_Cable | [10 empty] | E |  | CABLE | ASSEMBLY | TYPE | HDMI | VOLTAGE RATING |  | CURRENT RATING |  | CONDUCTOR SIZE |  | NUMBER OF CONDUCTORS |  | CORE STRANDS |  | CONDUCTOR MATERIAL |  | JACKET MATERIAL |  | INSULATION MATERIAL |  | TEMPERATURE RATING |  | LENGTH | 2 M | JACKET COLOUR |  | HAZARD CLASS |  | CERTIFICATION/STANDARD | 4K | ADDITIONAL FEATURES | SPECIAL PURPOSE,PREMIUM CERTIFIED | [43 empty] | Production completed
STP_009 - Lot4 | Data Enrichment | SOZ | OK | 2023-07-21 | 2023-08-02 |  | 1300377 | 1300377 | EA | CABLE,ASSY;HIGH VOLTAGE,POS,ECOTECH |  |  | CABLE,ASSEMBLY;TYPE:HIGH VOLTAGE,ADDITIONAL FEATURES EN:POSITIVE,MNFR:01)ECOTECH,PTNO:01)E112032 | HIGH VOLTAGE,01)POSITIVE,01)ECOTECH,01)E112032 |  |  | ECOTECH | ECOTECH | E112032 | [5 empty] | U | [10 empty] | C |  | CABLE | ASSEMBLY | TYPE | HIGH VOLTAGE,POSITIVE | VOLTAGE RATING |  | CURRENT RATING |  | CONDUCTOR SIZE |  | NUMBER OF CONDUCTORS |  | CORE STRANDS |  | CONDUCTOR MATERIAL |  | JACKET MATERIAL |  | INSULATION MATERIAL |  | TEMPERATURE RATING |  | LENGTH |  | JACKET COLOUR |  | HAZARD CLASS |  | CERTIFICATION/STANDARD |  | ADDITIONAL FEATURES | [44 empty] | Production completed
STP_009 - Lot4 | Data Enrichment | SOZ | OK | 2023-07-21 | 2023-08-02 |  | 1215146 | 1215146 | EA | CABLE,ASSY;INTERCON,10M,ADV OVER,RI1206 | ENSAMBLE CABLE; | ASS CBLE; | CABLE,ASSEMBLY;ADDITIONAL FEATURES EN:INTERCON,10M,ADV OVER,RI1206,MNFR:BOC LIMITED,PTNO:R-52-3510-00-A0 | 01)INTERCON,10M,ADV OVER,RI120,01)BOC LIMITED,01)R-52-3510-00-A0 | R-52-3510-00-A0 | 1068135 | BOC LIMITED | BOC LIMITED | R-52-3510-00-A0 |  | INTERCON |  |  |  | https://www.boc.com.au/wcsstore/AU_BOC_Industrial_Store/pdf/product/en_AU/Essentials%20Guide%20AU%202019%20Web%20v2.pdf | [10 empty] | C |  | CABLE | ASSEMBLY | TYPE |  | VOLTAGE RATING |  | CURRENT RATING |  | CONDUCTOR SIZE |  | NUMBER OF CONDUCTORS |  | CORE STRANDS |  | CONDUCTOR MATERIAL |  | JACKET MATERIAL |  | INSULATION MATERIAL |  | TEMPERATURE RATING |  | LENGTH | 10 M | JACKET COLOUR |  | HAZARD CLASS |  | CERTIFICATION/STANDARD |  | ADDITIONAL FEATURES | REF:RI1206,ADV OVER | [43 empty] | Production completed
STP_009 - Lot4 | Data Enrichment | SOZ | OK | 2023-07-21 | 2023-08-02 |  | 1349769 | 1349769 | EA | CABLE,ASSY;INTERFACE LOGIC,C/W PLUG |  |  | CABLE,ASSEMBLY;TYPE:INTERFACE LOGIC,ADDITIONAL FEATURES EN:C/W PLUG,MNFR:01)AUTOMOTI,PTNO:01)CN-INT-LOG-MIM | INTERFACE LOGIC,01)C/W PLUG,01)AUTOMOTI,01)CN-INT-LOG-MIM |  |  | AUTOMOTI | AUTOMOTI | CN-INT-LOG-MIM | [5 empty] | U | [10 empty] | C |  | CABLE | ASSEMBLY | TYPE | INTERFACE LOGIC | VOLTAGE RATING |  | CURRENT RATING |  | CONDUCTOR SIZE |  | NUMBER OF CONDUCTORS |  | CORE STRANDS |  | CONDUCTOR MATERIAL |  | JACKET MATERIAL |  | INSULATION MATERIAL |  | TEMPERATURE RATING |  | LENGTH |  | JACKET COLOUR |  | HAZARD CLASS |  | CERTIFICATION/STANDARD |  | ADDITIONAL FEATURES | C/W PLUG | [43 empty] | Production completed
STP_009 - Lot4 | Data Enrichment | SOZ | OK | 2023-07-21 | 2023-08-02 |  | 1353053 | 1353053 | EA | CABLE,ASSY;LANDING DOOR RETAINING,KRONE |  |  | CABLE,ASSEMBLY;TYPE:LANDING DOOR RETAINING,ADDITIONAL FEATURES EN:SPECIAL PURPOSE,MNFR:01)KRONE,PTNO:01)504H-4012 | LANDING DOOR RETAINING,01)SPECIAL PURPOSE,01)KRONE,01)504H-4012 |  |  | KRONE | KRONE | 504H-4012 | [5 empty] | U | [10 empty] | C |  | CABLE | ASSEMBLY | TYPE | LANDING DOOR RETAINING | VOLTAGE RATING |  | CURRENT RATING |  | CONDUCTOR SIZE |  | NUMBER OF CONDUCTORS |  | CORE STRANDS |  | CONDUCTOR MATERIAL |  | JACKET MATERIAL |  | INSULATION MATERIAL |  | TEMPERATURE RATING |  | LENGTH |  | JACKET COLOUR |  | HAZARD CLASS |  | CERTIFICATION/STANDARD |  | ADDITIONAL FEATURES | SPECIAL PURPOSE | [43 empty] | Production completed
STP_009 - Lot4 | Data Enrichment | SOZ | OK | 2023-07-21 | 2023-08-02 |  | 1383833 | 1383833 | EA | CABLE,ASSY;LG 10 M,TED TO CASE |  |  | CABLE,ASSEMBLY;LENGTH:10 M,ADDITIONAL FEATURES EN:2 PIN MS SOCKET CONNECTOR - FLY END,OVERBRAIDED,TED TO CASE,MNFR:01)GVS RELIABILITY PRODUCTS PTY LTD,PTNO:01)HS-AC001-10 | 10 M,01)2 PIN MS SOCKET CONNECTOR -,02)TED TO CASE,01)GVS RELIABILITY PRODUCTS PT,01)HS-AC001-10 |  |  | GVS RELIABILITY PRODUCTS PTY LTD | GVS RELIABILITY PRODUCTS PTY LTD | HS-AC001-10 | [5 empty] | https://gvsensors.com.au/vibration-testing/vibration-sensors/cables/cable-assemblies/2-pin-ms-to-free-end/ | https://www.hansfordsensors.com/wp-content/uploads/datasheets/HS-AC001.pdf | [9 empty] | E |  | CABLE | ASSEMBLY | TYPE |  | VOLTAGE RATING | 600 VAC | CURRENT RATING |  | CONDUCTOR SIZE | 20 AWG | NUMBER OF CONDUCTORS |  | CORE STRANDS |  | CONDUCTOR MATERIAL | ETFE | JACKET MATERIAL | FEP | INSULATION MATERIAL |  | TEMPERATURE RATING | -65 TO 150 DEG C | LENGTH | 10 M | JACKET COLOUR | BLACK | HAZARD CLASS |  | CERTIFICATION/STANDARD |  | ADDITIONAL FEATURES | 2 PIN MS SOCKET CONNECTOR - FLY END,OVERBRAIDED ETFE,SCREEN CONNECTED TO CASE | [43 empty] | Production completed
STP_009 - Lot4 | Data Enrichment | SOZ | OK | 2023-07-21 | 2023-08-02 |  | 1384015 | 1384015 | EA | CABLE,ASSY;LG 20 M,ED TO CASE |  |  | CABLE,ASSEMBLY;LENGTH:20 M,ADDITIONAL FEATURES EN:2 PIN MS SOCKET CONNECTOR FLY END, OVER BRAIDED,ED TO CASE,MNFR:01)GVS RELIABILITY PRODUCTS PTY LTD,PTNO:01)HS-AC001-20 | 20 M,01)2 PIN MS SOCKET CONNECTOR F,02)ED TO CASE,01)GVS RELIABILITY PRODUCTS PT,01)HS-AC001-20 |  |  | GVS RELIABILITY PRODUCTS PTY LTD | GVS RELIABILITY PRODUCTS PTY LTD | HS-AC001-20 | [5 empty] | https://gvsensors.com.au/vibration-testing/vibration-sensors/cables/cable-assemblies/2-pin-ms-to-free-end/ | https://www.hansfordsensors.com/wp-content/uploads/datasheets/HS-AC001.pdf | [9 empty] | E |  | CABLE | ASSEMBLY | TYPE |  | VOLTAGE RATING | 600 VAC | CURRENT RATING |  | CONDUCTOR SIZE | 20 AWG | NUMBER OF CONDUCTORS |  | CORE STRANDS |  | CONDUCTOR MATERIAL | ETFE | JACKET MATERIAL | FEP | INSULATION MATERIAL |  | TEMPERATURE RATING | -65 TO 150 DEG C | LENGTH | 20 M | JACKET COLOUR | BLACK | HAZARD CLASS |  | CERTIFICATION/STANDARD |  | ADDITIONAL FEATURES | 2 PIN MS SOCKET CONNECTOR - FLY END,OVERBRAIDED ETFE,SCREEN CONNECTED TO CASE | [43 empty] | Production completed
STP_009 - Lot4 | Data Enrichment | SOZ | OK | 2023-07-21 | 2023-08-02 |  | 1286604 | 1286604 | EA | CABLE,ASSY;LG 21.52 M,RME,31R7720 |  |  | CABLE,ASSEMBLY;LENGTH:21.52 M,ADDITIONAL FEATURES EN:ASSY, GALVANIZED, CORE DIAMETER: 10 MM,MNFR:01)RME,PTNO:01)31R7720 | 21.52 M,01)ASSY, GALVANIZED, CORE DIAM,01)RME,01)31R7720 |  |  | RME | RME | 31R7720 | [5 empty] | U | [10 empty] | C |  | CABLE | ASSEMBLY | TYPE |  | VOLTAGE RATING |  | CURRENT RATING |  | CONDUCTOR SIZE |  | NUMBER OF CONDUCTORS |  | CORE STRANDS |  | CONDUCTOR MATERIAL |  | JACKET MATERIAL |  | INSULATION MATERIAL |  | TEMPERATURE RATING |  | LENGTH | 21.52 M | JACKET COLOUR |  | HAZARD CLASS |  | CERTIFICATION/STANDARD |  | ADDITIONAL FEATURES | GALVANIZED | [42 empty] | CORE DIAMETER: 10 MM | Production completed
STP_009 - Lot4 | Data Enrichment | SOZ | OK | 2023-07-21 | 2023-08-02 |  | 1384071 | 1384071 | EA | CABLE,ASSY;LG 3 M,CTED TO CASE |  |  | CABLE,ASSEMBLY;LENGTH:3 M,ADDITIONAL FEATURES EN:2 PIN MS SOCKET CONNECTOR - FLY END OVER BRAIDE,CTED TO CASE,MNFR:01)GVS RELIABILITY PRODUCTS PTY LTD,PTNO:01)HS-AC001-03 | 3 M,01)2 PIN MS SOCKET CONNECTOR -,02)CTED TO CASE,01)GVS RELIABILITY PRODUCTS PT,01)HS-AC001-03 |  |  | GVS RELIABILITY PRODUCTS PTY LTD | GVS RELIABILITY PRODUCTS PTY LTD | HS-AC001-03 | [5 empty] | https://gvsensors.com.au/vibration-testing/vibration-sensors/cables/cable-assemblies/2-pin-ms-to-free-end/ | https://www.hansfordsensors.com/wp-content/uploads/datasheets/HS-AC001.pdf | [9 empty] | E |  | CABLE | ASSEMBLY | TYPE |  | VOLTAGE RATING | 600 VAC | CURRENT RATING |  | CONDUCTOR SIZE | 20 AWG | NUMBER OF CONDUCTORS |  | CORE STRANDS |  | CONDUCTOR MATERIAL | ETFE | JACKET MATERIAL | FEP | INSULATION MATERIAL |  | TEMPERATURE RATING | -65 TO 150 DEG C | LENGTH | 3 M | JACKET COLOUR | BLACK | HAZARD CLASS |  | CERTIFICATION/STANDARD |  | ADDITIONAL FEATURES | 2 PIN MS SOCKET CONNECTOR - FLY END,OVERBRAIDED ETFE,SCREEN CONNECTED TO CASE | [43 empty] | Production completed
STP_009 - Lot4 | Data Enrichment | SOZ | OK | 2023-07-21 | 2023-08-02 |  | 1229966 | 1229966 | EA | CABLE,ASSY;LG 5 M,DELPHI,301-5S |  |  | CABLE,ASSEMBLY;LENGTH:5 M,ADDITIONAL FEATURES EN:SPECIAL PURPOSE, M12, 4 PIN, STRAIGHT CONNECTOR TO FLYING LEAD,MNFR:01)DELPHI, PTNO:01)301-5S | 5 M,01)SPECIAL PURPOSE, M12, 4 PIN,01)DELPHI,01)301-5S |  |  | DELPHI | DELPHI | 301-5S | [5 empty] | U | [10 empty] | C |  | CABLE | ASSEMBLY | TYPE |  | VOLTAGE RATING |  | CURRENT RATING |  | CONDUCTOR SIZE |  | NUMBER OF CONDUCTORS |  | CORE STRANDS |  | CONDUCTOR MATERIAL |  | JACKET MATERIAL |  | INSULATION MATERIAL |  | TEMPERATURE RATING |  | LENGTH | 5 M | JACKET COLOUR |  | HAZARD CLASS |  | CERTIFICATION/STANDARD |  | ADDITIONAL FEATURES | CONNECTION TYPE:M12 4 PIN STRAIGHT CONNECTOR TO FLYING LEAD,SPECIAL PURPOSE | [43 empty] | Production completed
STP_009 - Lot4 | Data Enrichment | SOZ | CONFLICT IN LENGTH, PROCESSED BASED ON WEBSOURCE | 2023-07-21 | 2023-08-02 |  | 1346900 | 1346900 | EA | CABLE,ASSY;LOOM CAMERA,LG 3 M,REMOTECO |  |  | CABLE,ASSEMBLY;TYPE:LOOM CAMERA,LENGTH:3 M,ADDITIONAL FEATURES EN:SPECIFIC PURPOSE,MNFR:01)REMOTECO,PTNO:01)4931 | LOOM CAMERA,3 M,01)SPECIFIC PURPOSE,01)REMOTECO,01)4931 |  |  | REMOTECO | REMOTECO | 4931 | MONOPRICE |  |  |  |  | U | [10 empty] | C |  | CABLE | ASSEMBLY | TYPE | USB,LOOM CAMERA | VOLTAGE RATING |  | CURRENT RATING |  | CONDUCTOR SIZE |  | NUMBER OF CONDUCTORS |  | CORE STRANDS |  | CONDUCTOR MATERIAL |  | JACKET MATERIAL | BLACK | INSULATION MATERIAL |  | TEMPERATURE RATING |  | LENGTH | 6 M | JACKET COLOUR |  | HAZARD CLASS |  | CERTIFICATION/STANDARD | UL/CSA | ADDITIONAL FEATURES | CONNECTION TYPE:Male to 5 Pin B Mini Male,SPECIFIC PURPOSE | [43 empty] | Production completed
STP_009 - Lot4 | Data Enrichment | SOZ | OK | 2023-07-21 | 2023-08-02 |  | 1350945 | 1350945 | EA | CABLE,ASSY;PLC RIBBON,CEGELEC,41Y6997-10 |  |  | CABLE,ASSEMBLY;TYPE:PLC RIBBON,ADDITIONAL FEATURES EN:ASSEMBLY, ELECTRICAL, GD DELTA,MNFR:01)CEGELEC,PTNO:01)41Y6997-10 | PLC RIBBON,01)ASSEMBLY, ELECTRICAL, GD DE,01)CEGELEC,01)41Y6997-10 |  |  | CEGELEC | CEGELEC | 41Y6997-10 | [5 empty] | U | [10 empty] | C |  | CABLE | ASSEMBLY | TYPE | ELECTRICAL,PLC RIBBON | VOLTAGE RATING |  | CURRENT RATING |  | CONDUCTOR SIZE |  | NUMBER OF CONDUCTORS |  | CORE STRANDS |  | CONDUCTOR MATERIAL |  | JACKET MATERIAL |  | INSULATION MATERIAL |  | TEMPERATURE RATING |  | LENGTH |  | JACKET COLOUR |  | HAZARD CLASS |  | CERTIFICATION/STANDARD |  | ADDITIONAL FEATURES | GD DELTA | [43 empty] | Production completed
STP_009 - Lot4 | Data Enrichment | SOZ | OK | 2023-07-21 | 2023-08-02 |  | 1318629 | 1318629 | EA | CABLE,ASSY;POWER, ELECTRICAL,BOART |  |  | CABLE,ASSEMBLY;TYPE:POWER, ELECTRICAL,ADDITIONAL FEATURES EN:BAYONET 5 PIN (18-11), MALE DCI HEAD,MNFR:01)BOART,PTNO:01)5037747 | POWER, ELECTRICAL,01)BAYONET 5 PIN (18-11), MALE,01)BOART,01)5037747 |  |  | BOART | BOART | 5037747 | [5 empty] | U | [10 empty] | C |  | CABLE | ASSEMBLY | TYPE | POWER,ELECTRICAL | VOLTAGE RATING |  | CURRENT RATING |  | CONDUCTOR SIZE |  | NUMBER OF CONDUCTORS |  | CORE STRANDS |  | CONDUCTOR MATERIAL |  | JACKET MATERIAL |  | INSULATION MATERIAL |  | TEMPERATURE RATING |  | LENGTH |  | JACKET COLOUR |  | HAZARD CLASS |  | CERTIFICATION/STANDARD |  | ADDITIONAL FEATURES | CONNECTION TYPE:BAYONET 5 PIN (18-11),MALE DCI HEAD | [43 empty] | Production completed
STP_009 - Lot4 | Data Enrichment | SOZ | OK | 2023-07-21 | 2023-08-02 |  | 1351277 | 1351277 | EA | CABLE,ASSY;PRINTED,LG 1 M,I/O TRACK |  |  | CABLE,ASSEMBLY;TYPE:PRINTED,LENGTH:1 M,ADDITIONAL FEATURES EN:I/O TRACK,MNFR:01)STRUTDUN,PTNO:01)43215 | PRINTED,1 M,01)I/O TRACK,01)STRUTDUN,01)43215 |  |  | STRUTDUN | STRUTDUN | 43215 | [5 empty] | U | [10 empty] | C |  | CABLE | ASSEMBLY | TYPE | PRINTED | VOLTAGE RATING |  | CURRENT RATING |  | CONDUCTOR SIZE |  | NUMBER OF CONDUCTORS |  | CORE STRANDS |  | CONDUCTOR MATERIAL |  | JACKET MATERIAL |  | INSULATION MATERIAL |  | TEMPERATURE RATING |  | LENGTH | 1 M | JACKET COLOUR |  | HAZARD CLASS |  | CERTIFICATION/STANDARD |  | ADDITIONAL FEATURES | I/O TRACK | [43 empty] | Production completed
STP_009 - Lot4 | Data Enrichment | SOZ | OK | 2023-07-21 | 2023-08-02 |  | 1383989 | 1383989 | EA | CABLE,ASSY;SUB AIR INLET DAMPER CONTROL |  |  | CABLE,ASSEMBLY;TYPE:SUB AIR INLET DAMPER CONTROL,MNFR:01)BELLMORC,PTNO:01)559080K010 | SUB AIR INLET DAMPER CONTROL,01)BELLMORC,01)559080K010 |  |  | BELLMORC | BELLMORC | 559080K010 | TOYOTA |  |  |  |  | https://www.megazip.net/zapchasti-dlya/toyota/cable-sub-assy-air-inlet-damper-control-559080K010 | [10 empty] | C |  | CABLE | ASSEMBLY | TYPE | SUB,AIR INLET DAMPER CONTROL | VOLTAGE RATING |  | CURRENT RATING |  | CONDUCTOR SIZE |  | NUMBER OF CONDUCTORS |  | CORE STRANDS |  | CONDUCTOR MATERIAL |  | JACKET MATERIAL |  | INSULATION MATERIAL |  | TEMPERATURE RATING |  | LENGTH |  | JACKET COLOUR |  | HAZARD CLASS |  | CERTIFICATION/STANDARD |  | ADDITIONAL FEATURES | [44 empty] | Production completed
STP_009 - Lot4 | Data Enrichment | SOZ | OK | 2023-07-21 | 2023-08-02 |  | 1229455 | 1229455 | EA | CABLE,ASSY;THERMOCOUPLE,24 GA,TEFLON,ECE |  |  | CABLE,ASSEMBLY;TYPE:THERMOCOUPLE,CONDUCTOR SIZE:24 GA,JACKET MATERIAL:TEFLON,LENGTH:100 M,ADDITIONAL FEATURES EN:SPECIAL PURPOSE, 7.02 STRAND, WATER PROOF, TYPE N,MNFR:01)ECE,PTNO:01)TW-N24F-TX/TX | THERMOCOUPLE,24 GA,TEFLON,100 M,01)SPECIAL PURPOSE, 7.02 STRAN,01)ECE,01)TW-N24F-TX/TX |  |  | ECE | ECE | TW-N24F-TX/TX | [5 empty] | U | [10 empty] | C |  | CABLE | ASSEMBLY | TYPE | THERMOCOUPLE,WATER PROOF | VOLTAGE RATING |  | CURRENT RATING |  | CONDUCTOR SIZE | 24 GA | NUMBER OF CONDUCTORS |  | CORE STRANDS | 7.02 MM | CONDUCTOR MATERIAL |  | JACKET MATERIAL | TEFLON | INSULATION MATERIAL |  | TEMPERATURE RATING |  | LENGTH | 100 M | JACKET COLOUR |  | HAZARD CLASS |  | CERTIFICATION/STANDARD |  | ADDITIONAL FEATURES | TYPE N,SPECIAL PURPOSE | [43 empty] | Production completed
STP_009 - Lot4 | Data Enrichment | SOZ | OK | 2023-07-21 | 2023-08-02 |  | 1316981 | 1316981 | EA | CABLE,SGNL;LG 2.5 M |  |  | CABLE,SIGNAL;LENGTH:2.5 M,MNFR:01)MAINTECH,PTNO:01)MT3176998380 | 2.5 M,01)MAINTECH,01)MT3176998380 |  |  | MAINTECH | MAINTECH | MT3176998380 | [5 empty] | https://www.aircompressorstrade.com/genuine-ultimate-atlas-copco-spare-parts-catalog-section-27/ | [10 empty] | C |  | CABLE | SIGNAL | TYPE |  | NUMBER OF CONDUCTORS |  | CONDUCTOR SIZE |  | CONNECTION TYPE |  | CONDUCTOR MATERIAL |  | LENGTH | 2.5 M | VOLTAGE RATING |  | JACKET MATERIAL |  | INSULATION MATERIAL |  | TEMPERATURE RATING |  | HAZARD CLASS |  | CERTIFICATION/STANDARD |  | ADDITIONAL FEATURES | [48 empty] | Production completed
STP_009 - Lot4 | Data Enrichment | SOZ | OK | 2023-07-21 | 2023-08-02 |  | 1287106 | 1287106 | EA | CABLE,SGNL;LG 3.5 M |  |  | CABLE,SIGNAL;LENGTH:3.5 M,MNFR:01)MAINTECH,PTNO:01)MT3176001089 | 3.5 M,01)MAINTECH,01)MT3176001089 |  |  | MAINTECH | MAINTECH | MT3176001089 | [5 empty] | https://www.aircompressorstrade.com/3222348907-epiroc-smartroc-d65-genuine-spare-part-catalog-by-cpmc/ | [10 empty] | C |  | CABLE | SIGNAL | TYPE |  | NUMBER OF CONDUCTORS |  | CONDUCTOR SIZE |  | CONNECTION TYPE |  | CONDUCTOR MATERIAL |  | LENGTH | 3.5 M | VOLTAGE RATING |  | JACKET MATERIAL |  | INSULATION MATERIAL |  | TEMPERATURE RATING |  | HAZARD CLASS |  | CERTIFICATION/STANDARD |  | ADDITIONAL FEATURES | [48 empty] | Production completed
STP_009 - Lot4 | Data Enrichment | SOZ | OK | 2023-07-21 | 2023-08-02 |  | 1293018 | 1293018 | EA | CABLE,SGNL;LG 4.5 M |  |  | CABLE,SIGNAL;LENGTH:4.5 M,MNFR:01)MAINTECH,PTNO:01)MT3176998387 | 4.5 M,01)MAINTECH,01)MT3176998387 |  |  | MAINTECH | MAINTECH | MT3176998387 | [5 empty] | https://www.aircompressorstrade.com/genuine-ultimate-atlas-copco-spare-parts-catalog-section-27/ | [10 empty] | C |  | CABLE | SIGNAL | TYPE |  | NUMBER OF CONDUCTORS |  | CONDUCTOR SIZE |  | CONNECTION TYPE |  | CONDUCTOR MATERIAL |  | LENGTH | 4.5 M | VOLTAGE RATING |  | JACKET MATERIAL |  | INSULATION MATERIAL |  | TEMPERATURE RATING |  | HAZARD CLASS |  | CERTIFICATION/STANDARD |  | ADDITIONAL FEATURES | [48 empty] | Production completed
STP_009 - Lot4 | Data Enrichment | SOZ | OK | 2023-07-21 | 2023-08-02 |  | 1383937 | 1383937 | EA | CABLE,WLDG;FLEXIBLE,120 MM2,1702/0 |  |  | CABLE,WELDING;TYPE:FLEXIBLE,CABLE SIZE:120 MM2,ADDITIONAL FEATURES EN:1702/0,MNFR:01)CNW (MOUNT ISA) ELECT WHOLESALER,PTNO:01) ELEZW120-LOT | FLEXIBLE,120 MM2,01)1702/0,01)CNW (MOUNT ISA) ELECT WHOLE,01)ELEZW120-LOT |  |  | CNW (MOUNT ISA) ELECT WHOLESALER | CNW (MOUNT ISA) ELECT WHOLESALER | ELEZW120-LOT | [5 empty] | https://shop.cnw.com.au/cnw/en/AUD/All-Categories/Cable-%26-Wire/Flexible-%26-Industrial/CABLE-WELDING-FLEX-120MM-1702-0/p/ELEZW120A10 | [10 empty] | C |  | CABLE | WELDING | TYPE | FLEXIBLE | CABLE SIZE | 120 MM2 | VOLTAGE RATING |  | CURRENT RATING |  | LENGTH |  | MATERIAL |  | DUTY CYCLE |  | JACKET MATERIAL |  | TEMPERATURE RATING |  | HAZARD CLASS |  | CERTIFICATION/STANDARD |  | ADDITIONAL FEATURES | REF:1702/0 | [49 empty] | Production completed
STP_009 - Lot4 | Data Enrichment | SOZ | OK | 2023-07-21 | 2023-08-02 |  | 1383719 | 1383719 | EA | CABLE,WLDG;FLEXIBLE,35 MM2 |  |  | CABLE,WELDING;TYPE:FLEXIBLE,CABLE SIZE:35 MM2,MNFR:01)CNW (MOUNT ISA) ELECT WHOLESALER,PTNO:01)ELEZW35-LOT | FLEXIBLE,35 MM2,01)CNW (MOUNT ISA) ELECT WHOLE,01)ELEZW35-LOT |  |  | CNW (MOUNT ISA) ELECT WHOLESALER | CNW (MOUNT ISA) ELECT WHOLESALER | ELEZW35-LOT | [5 empty] | https://shop.cnw.com.au/cnw/en/AUD/All-Categories/Cable-%26-Wire/Flexible-Cable/CABLE-WELDING-FLEX-35MM-1121-0-/p/ELEZW35A10 | [10 empty] | C |  | CABLE | WELDING | TYPE | FLEXIBLE | CABLE SIZE | 35 MM2 | VOLTAGE RATING |  | CURRENT RATING |  | LENGTH |  | MATERIAL |  | DUTY CYCLE |  | JACKET MATERIAL |  | TEMPERATURE RATING |  | HAZARD CLASS |  | CERTIFICATION/STANDARD |  | ADDITIONAL FEATURES | [50 empty] | Production completed
STP_009 - Lot4 | Data Enrichment | SOZ | OK | 2023-07-21 | 2023-08-02 |  | 1383913 | 1383913 | EA | CABLE,WLDG;FLEXIBLE,50 MM2 |  |  | CABLE,WELDING;TYPE:FLEXIBLE,CABLE SIZE:50 MM2,ADDITIONAL FEATURES EN:1596/0 ELECT - JUDI / MAIER,MNFR:01)CNW (MOUNT ISA) ELECT WHOLESALER,PTNO:01)ELEZW50-LOT | FLEXIBLE,50 MM2,01)1596/0 ELECT - JUDI / MAIER,01)CNW (MOUNT ISA) ELECT WHOLE,01)ELEZW50-LOT |  |  | CNW (MOUNT ISA) ELECT WHOLESALER | CNW (MOUNT ISA) ELECT WHOLESALER | ELEZW50-LOT | [5 empty] | U | [10 empty] | C |  | CABLE | WELDING | TYPE | FLEXIBLE | CABLE SIZE | 50 MM2 | VOLTAGE RATING |  | CURRENT RATING |  | LENGTH |  | MATERIAL |  | DUTY CYCLE |  | JACKET MATERIAL |  | TEMPERATURE RATING |  | HAZARD CLASS |  | CERTIFICATION/STANDARD |  | ADDITIONAL FEATURES | REF:1596/0,ELECT-JUDI/MAIER | [49 empty] | Production completed
STP_009 - Lot4 | Data Enrichment | SOZ | OK | 2023-07-21 | 2023-08-02 |  | 1383671 | 1383671 | EA | CABLE,WLDG;FLEXIBLE,95 MM2 |  |  | CABLE,WELDING;TYPE:FLEXIBLE,CABLE SIZE:95 MM2,MNFR:01)CNW (MOUNT ISA) ELECT WHOLESALER,PTNO:01)ELEZW95-LOT | FLEXIBLE,95 MM2,01)CNW (MOUNT ISA) ELECT WHOLE,01)ELEZW95-LOT |  |  | CNW (MOUNT ISA) ELECT WHOLESALER | CNW (MOUNT ISA) ELECT WHOLESALER | ELEZW95-LOT | [5 empty] | https://shop.cnw.com.au/cnw/en/AUD/All-Categories/Cable-%26-Wire/Flexible-%26-Industrial/CABLE-WELDING-FLEX-95MM-2997-0-/p/ELEZW95@06LOTA10 | [10 empty] | C |  | CABLE | WELDING | TYPE | FLEXIBLE | CABLE SIZE | 95 MM2 | VOLTAGE RATING |  | CURRENT RATING |  | LENGTH |  | MATERIAL |  | DUTY CYCLE |  | JACKET MATERIAL |  | TEMPERATURE RATING |  | HAZARD CLASS |  | CERTIFICATION/STANDARD |  | ADDITIONAL FEATURES | [50 empty] | Production completed
STP_009 - Lot4 | Data Enrichment | SOZ | OK | 2023-07-21 | 2023-08-02 |  | 1284560 | 1284560 | EA | CARTRIDGE,FLTR;5 UM,AIR |  |  | CARTRIDGE,FILTER;MICRON RATING:5 UM,SERVICE:AIR,MNFR:01)BURWELL TECHNOLOGIES P/L,PTNO:01)0702-03547 | 5 UM,AIR,01)BURWELL TECHNOLOGIES P/L,01)0702-03547 |  |  | BURWELL TECHNOLOGIES P/L | BURWELL TECHNOLOGIES P/L | 0702-03547 | [5 empty] | https://www.burwell.com.au/products/operator-safety-equipment/respiratory-equipment/breathing-filters/clemco-cpf-breathing-filters | [10 empty] | E |  | CARTRIDGE | FILTER | TYPE | Breathing | FILTRATION RATE |  | MICRON RATING | 5 UM | SIZE |  | SERVICE | AIR | MATERIAL |  | COLOUR |  | FLOW RATING |  | PRESSURE RATING |  | HAZARD CLASS |  | CERTIFICATION/STANDARD |  | ADDITIONAL FEATURES | [50 empty] | Production completed
STP_009 - Lot4 | Data Enrichment | SOZ | ok | 2023-07-21 | 2023-08-02 |  | 1348482 | 1348482 | EA | CARTRIDGE,FLTR;AIR |  |  | CARTRIDGE,FILTER;TYPE:AIR,ADDITIONAL FEATURES EN:SET OF LHS AND RHS C/W SET = 2PBZN BM04 MAIN,MNFR:01)TECO,PTNO:01)900/TAC6172-C | EN_01)AIR,01)SET OF LHS & RHS C/W SET =,01)TECO,01)900/TAC6172-C |  |  | TECO | TECO | 900/TAC6172-C | [5 empty] | U | [10 empty] | C |  | CARTRIDGE | FILTER | TYPE | AIR | FILTRATION RATE |  | MICRON RATING |  | SIZE |  | SERVICE |  | MATERIAL |  | COLOUR |  | FLOW RATING |  | PRESSURE RATING |  | HAZARD CLASS |  | CERTIFICATION/STANDARD |  | ADDITIONAL FEATURES | SET OF LHS AND RHS C/W SET = 2PBZN BM04 MAIN | [49 empty] | Production completed
STP_009 - Lot4 | Data Enrichment | SOZ | ok | 2023-07-21 | 2023-08-02 |  | 1284632 | 1284632 | EA | CARTRIDGE,FLTR;CARBON BLOCK,0.5 UM |  |  | CARTRIDGE,FILTER;TYPE:CARBON BLOCK,MICRON RATING:0.5 UM,MNFR:01)REECE,PTNO:01)1904141 | EN_01)CARBON BLOCK,0.5 UM,01)REECE,01)1904141 |  |  | REECE | REECE | 1904141 | [5 empty] | U | [10 empty] | C |  | CARTRIDGE | FILTER | TYPE | CARBON BLOCK | FILTRATION RATE |  | MICRON RATING | 0.5 UM | SIZE |  | SERVICE |  | MATERIAL |  | COLOUR |  | FLOW RATING |  | PRESSURE RATING |  | HAZARD CLASS |  | CERTIFICATION/STANDARD |  | ADDITIONAL FEATURES | [50 empty] | Production completed
STP_009 - Lot4 | Data Enrichment | SOZ | ok | 2023-07-21 | 2023-08-02 |  | 1284595 | 1284595 | EA | CARTRIDGE,FLTR;CPF |  |  | CARTRIDGE,FILTER;TYPE:CPF,MNFR:01)BURTEC,PTNO:01)0702-03547 | EN_01)CPF,01)BURTEC,01)0702-03547 |  |  | BURTEC | BURTEC | 0702-03547 | [5 empty] | https://www.blackwoods.com.au/electrical/lamps-tubes/gls/clemco-0702-03547-cpf-3547-breathing-filter-cartridge/p/01795306 | [10 empty] | E |  | CARTRIDGE | FILTER | TYPE | CPF | FILTRATION RATE |  | MICRON RATING |  | SIZE |  | SERVICE |  | MATERIAL |  | COLOUR |  | FLOW RATING |  | PRESSURE RATING |  | HAZARD CLASS |  | CERTIFICATION/STANDARD |  | ADDITIONAL FEATURES | [50 empty] | Production completed
STP_009 - Lot4 | Data Enrichment | SOZ | ok | 2023-07-21 | 2023-08-02 |  | 1284563 | 1284563 | EA | CARTRIDGE,FLTR;GAS,DIA 82 X HT 34 MM,PP |  |  | CARTRIDGE,FILTER;TYPE:GAS,SIZE:DIA 82 X HT 34 MM,MATERIAL:PP,ADDITIONAL FEATURES EN:STS ABEK,MNFR:01)ALNCSAFE,PTNO:01)RCA-ABEK1 | EN_01)GAS,EN_01)DIA 82 X HT 34 MM,EN_01)PP,01)STS ABEK,01)ALNCSAFE,01)RCA-ABEK1 |  |  | ALNCSAFE | ALNCSAFE | RCA-ABEK1 | [5 empty] | https://www.audel.com.au/sts-rca-abek1-gas-filter-cartridge/ | [10 empty] | E |  | CARTRIDGE | FILTER | TYPE | GAS | FILTRATION RATE |  | MICRON RATING |  | SIZE | DIA 82 X HT 34 MM | SERVICE |  | MATERIAL | PP | COLOUR |  | FLOW RATING |  | PRESSURE RATING |  | HAZARD CLASS |  | CERTIFICATION/STANDARD |  | ADDITIONAL FEATURES | STS ABEK | [49 empty] | Production completed
STP_009 - Lot4 | Data Enrichment | SOZ | ok | 2023-07-21 | 2023-08-02 |  | 1284319 | 1284319 | EA | CARTRIDGE,FLTR;GAS,ITEM-1 |  |  | CARTRIDGE,FILTER;TYPE:GAS,ADDITIONAL FEATURES EN:ITEM-1,MNFR:01)WELDERS PRO SHOP,PTNO:01)837242 | EN_01)GAS,01)ITEM-1,01)WELDERS PRO SHOP,01)837242 |  |  | WELDERS PRO SHOP | WELDERS PRO SHOP | 837242 | [5 empty] | https://mendipsafetysupplies.com/3m-speedglas-adflo-gas-filter-a1b1e1-837242/ | [10 empty] | E |  | CARTRIDGE | FILTER | TYPE | GAS | FILTRATION RATE |  | MICRON RATING |  | SIZE |  | SERVICE |  | MATERIAL |  | COLOUR |  | FLOW RATING |  | PRESSURE RATING |  | HAZARD CLASS |  | CERTIFICATION/STANDARD |  | ADDITIONAL FEATURES | ITEM-1 | [49 empty] | Production completed
STP_009 - Lot4 | Data Enrichment | SOZ | ok | 2023-07-21 | 2023-08-02 |  | 1286329 | 1286329 | EA | CARTRIDGE,FLTR;HYDAC BREATHER DRYER |  |  | CARTRIDGE,FILTER;TYPE:HYDAC BREATHER DRYER,MATERIAL:SILICA GEL,COLOUR:ORANGE,MNFR:01)ISADRAUL,PTNO:01)BDR800X2W0.0 | EN_01)HYDAC BREATHER DRYER,EN_01)SILICA GEL,ORANGE,01)ISADRAUL,01)BDR800X2W0.0 |  |  | ISADRAUL | ISADRAUL | BDR800X2W0.0 | [5 empty] | U | [10 empty] | C |  | CARTRIDGE | FILTER | TYPE | HYDAC BREATHER DRYER | FILTRATION RATE |  | MICRON RATING |  | SIZE |  | SERVICE |  | MATERIAL | SILICA GEL | COLOUR | ORANGE | FLOW RATING |  | PRESSURE RATING |  | HAZARD CLASS |  | CERTIFICATION/STANDARD |  | ADDITIONAL FEATURES | [50 empty] | Production completed
STP_009 - Lot4 | Data Enrichment | SOZ | ok | 2023-07-21 | 2023-08-02 |  | 1361939 | 1361939 | EA | CARTRIDGE,FLTR;HYPER CONE,196 MM,HEPA | FILTRO CARTU; | CARTCH FILTRANT; | CARTRIDGE,FILTER;TYPE:HYPER CONE,SIZE:196 MM,MATERIAL:,ADDITIONAL FEATURES EN:HEPA,F/PRE MOTOR OF SUPER PRO 700 VACCUM CLEANER, MNFR:PACVAC,PN:FIL001 |  |  |  | PACVAC | PACVAC | FIL001 | [5 empty] | https://anderson-trade.co.uk/collections/filters/products/pacvac-kc270-fil001-superpro-hepa-h14-filter-cartridge | [10 empty] | E |  | CARTRIDGE | FILTER | TYPE | HYPER CONE | FILTRATION RATE |  | MICRON RATING |  | SIZE | 196 MM | SERVICE |  | MATERIAL |  | COLOUR |  | FLOW RATING |  | PRESSURE RATING |  | HAZARD CLASS |  | CERTIFICATION/STANDARD |  | ADDITIONAL FEATURES | HEPA,F/PRE MOTOR OF SUPER PRO 700 VACCUM CLEANER | [48 empty] | PN:FIL001 | Production completed
STP_009 - Lot4 | Data Enrichment | SOZ | ok | 2023-07-21 | 2023-08-02 |  | 1284320 | 1284320 | EA | CARTRIDGE,FLTR;PLSTC,PRO 2 |  |  | CARTRIDGE,FILTER;MATERIAL:PLASTIC,ADDITIONAL FEATURES EN:PRO 2,MNFR:01)3M,PTNO:01)B0364-0631,MNFR:02)BLKWOOD,PTNO:02)A1B1E1P3 | EN_01)PLASTIC,01)PRO 2,01)3M,02)BLKWOOD,01)B0364-0631,02)A1B1E1P3 |  |  | BLKWOOD | 3M | B0364-0631 |  | BLKWOOD | A1B1E1P3 |  |  | U | [10 empty] | C |  | CARTRIDGE | FILTER | TYPE |  | FILTRATION RATE |  | MICRON RATING |  | SIZE |  | SERVICE |  | MATERIAL | PLASTIC | COLOUR |  | FLOW RATING |  | PRESSURE RATING |  | HAZARD CLASS |  | CERTIFICATION/STANDARD |  | ADDITIONAL FEATURES | PRO 2 | [49 empty] | Production completed
STP_009 - Lot4 | Data Enrichment | SOZ | ok | 2023-07-21 | 2023-08-02 |  | 1284481 | 1284481 | EA | CARTRIDGE,FLTR;PLSTC,PRO 2 |  |  | CARTRIDGE,FILTER;MATERIAL:PLASTIC,ADDITIONAL FEATURES EN:PRO 2,MNFR:01)BLKWOOD,PTNO:01)B0364-0638 | EN_01)PLASTIC,01)PRO 2,01)BLKWOOD,01)B0364-0638 |  |  | BLKWOOD | BLKWOOD | B0364-0638 | [5 empty] | U | [10 empty] | C |  | CARTRIDGE | FILTER | TYPE |  | FILTRATION RATE |  | MICRON RATING |  | SIZE |  | SERVICE |  | MATERIAL | PLASTIC | COLOUR |  | FLOW RATING |  | PRESSURE RATING |  | HAZARD CLASS |  | CERTIFICATION/STANDARD |  | ADDITIONAL FEATURES | PRO 2 | [49 empty] | Production completed
STP_009 - Lot4 | Data Enrichment | SOZ | OK | 2023-07-21 | 2023-08-02 |  | 1279938 | 1279938 | EA | CARTRIDGE,INK;23.25 ML,PIGMENT BASED |  |  | CARTRIDGE,INK;CAPACITY:23.25 ML,INK TYPE:PIGMENT BASED,AVERAGE YIELD:1600 PG,COMPATIBLE HARDWARE:HP PRINTER OFFICEJET PRO 6230, 6830,MNFR:01)WINC AUSTRALIA PTY LTD,PTNO:01)25146411 | 23.25 ML,EN_01)PIGMENT BASED,EN_01)1600 PG,EN_01)HP PRINTER OFFICEJET PRO,01)WINC AUSTRALIA PTY LTD,01)25146411 |  |  | WINC AUSTRALIA PTY LTD | WINC AUSTRALIA PTY LTD | 25146411 | HP |  |  |  |  | https://www.winc.com.au/main-catalogue-productdetail/hp-965xl-ink-cartridge-16k-magenta/25146411 | [10 empty] | E |  | CARTRIDGE | INK | TYPE | Inkjet | COLOUR | Magenta | CAPACITY | 23.25 ML | MATERIAL |  | INK TYPE | PIGMENT BASED | AVERAGE YIELD | 1600 PG | SIZE |  | COMPATIBLE HARDWARE | HP OfficeJet Pro 9010/9012/9016/9018/9019/9020/9026/9028 AiO Printer | HAZARD CLASS |  | CERTIFICATION/STANDARD |  | ADDITIONAL FEATURES | [52 empty] | Production completed
STP_009 - Lot4 | Data Enrichment | SOZ | OK | 2023-07-21 | 2023-08-02 |  | 1279950 | 1279950 | EA | CARTRIDGE,INK;BLACK,1000 PG |  |  | CARTRIDGE,INK;COLOUR:BLACK,AVERAGE YIELD:1000 PG,MNFR:01)WINC AUSTRALIA PTY LTD,PTNO:01)18825159 | BLACK,EN_01)1000 PG,01)WINC AUSTRALIA PTY LTD,01)18825159 |  |  | WINC AUSTRALIA PTY LTD | WINC AUSTRALIA PTY LTD | 932XL | HP | WINC AUSTRALIA PTY LTD | 18825159 |  |  | https://www.hp.com/in-en/shop/hp-932xl-high-yield-black-original-ink-cartridge-cn053aa.html | https://www.winc.com.au/main-catalogue-productdetail/hp-932xl-black-ink-cartridge-cn053aa/18825159 | [9 empty] | E |  | CARTRIDGE | INK | TYPE | Inkjet | COLOUR | BLACK | CAPACITY |  | MATERIAL |  | INK TYPE |  | AVERAGE YIELD | 1000 PG | SIZE |  | COMPATIBLE HARDWARE | HP Officejet 6100 ePrinter, 6600 H711a, 6700 Premium H711n, 7110 Wide Format ePrinter, 7510 Wide Format, 7610 Wide Format, 7612 Wide Format | HAZARD CLASS |  | CERTIFICATION/STANDARD |  | ADDITIONAL FEATURES | [52 empty] | Production completed
STP_009 - Lot4 | Data Enrichment | SOZ | ok | 2023-07-21 | 2023-08-02 |  | 1279870 | 1279870 | EA | CARTRIDGE,INK;BLACK,2000 PG,ISO 11798 |  |  | CARTRIDGE,INK;COLOUR:BLACK,AVERAGE YIELD:2000 PG,CERTIFICATION/STANDARD:ISO 11798,MNFR:01)MTI AVIT PTY LIMITED T/A MTI,PTNO:01) L0S72AA | BLACK,EN_01)2000 PG,EN_01)ISO 11798,01)MTI AVIT PTY LIMITED T/A MT,01)L0S72AA |  |  | MTI AVIT PTY LIMITED T/A MTI | MTI AVIT PTY LIMITED T/A MTI | L0S72AA | HP |  |  |  |  | https://www.hp.com/in-en/shop/hp-955xl-high-yield-black-original-ink-cartridge-l0s72aa.html | [10 empty] | E |  | CARTRIDGE | INK | TYPE |  | COLOUR | BLACK | CAPACITY |  | MATERIAL |  | INK TYPE |  | AVERAGE YIELD | 2000 PG | SIZE |  | COMPATIBLE HARDWARE |  | HAZARD CLASS |  | CERTIFICATION/STANDARD | ISO 11798 | ADDITIONAL FEATURES | [52 empty] | Production completed
STP_009 - Lot4 | Data Enrichment | SOZ | OK | 2023-07-21 | 2023-08-02 |  | 1279725 | 1279725 | EA | CARTRIDGE,INK;BLACK,42.5 ML,2000 PG |  |  | CARTRIDGE,INK;COLOUR:BLACK,CAPACITY:42.5 ML,INK TYPE:PIGMENT BASED,AVERAGE YIELD:2000 PG,CERTIFICATION/STANDARD:ISO 11798,MNFR:01) WINC AUSTRALIA PTY LTD,PTNO:01)25000470 | BLACK,42.5 ML,EN_01)PIGMENT BASED,EN_01)2000 PG,EN_01)ISO 11798,01)WINC AUSTRALIA PTY LTD,01)25000470 |  |  | WINC AUSTRALIA PTY LTD | WINC AUSTRALIA PTY LTD | 25000470 | [5 empty] | U | [10 empty] | C |  | CARTRIDGE | INK | TYPE |  | COLOUR | BLACK | CAPACITY | 42.5 ML | MATERIAL |  | INK TYPE | PIGMENT BASED | AVERAGE YIELD | 2000 PG | SIZE |  | COMPATIBLE HARDWARE |  | HAZARD CLASS |  | CERTIFICATION/STANDARD | ISO 11798 | ADDITIONAL FEATURES | [52 empty] | Production completed
STP_009 - Lot4 | Data Enrichment | SOZ | OK | 2023-07-21 | 2023-08-02 |  | 1279937 | 1279937 | EA | CARTRIDGE,INK;BLACK,47.86 ML,2000 PG |  |  | CARTRIDGE,INK;COLOUR:BLACK,CAPACITY:47.86 ML,INK TYPE:PIGMENT BASED,AVERAGE YIELD:2000 PG,COMPATIBLE HARDWARE:HP OFFICEJET PRO 9010, 9020,MNFR:01)WINC AUSTRALIA PTY LTD,PTNO:01)25145365 | BLACK,47.86 ML,EN_01)PIGMENT BASED,EN_01)2000 PG,EN_01)HP OFFICEJET PRO 9010, 9,01)WINC AUSTRALIA PTY LTD,01)25145365 |  |  | WINC AUSTRALIA PTY LTD | WINC AUSTRALIA PTY LTD | 965XL | HP | WINC AUSTRALIA PTY LTD | 25145365 |  |  | https://www.hp.com/in-en/shop/hp-965xl-high-yield-black-original-ink-cartridge-3ja84aa.html | https://www.winc.com.au/main-catalogue-productdetail/hp-965xl-black-3ja84aa-ink-cartridge/25145365?feature=browse&feature_ident=ident%3Aink-toner%2Fhewlett-packard%7Cposition%3A94 | [9 empty] | C |  | CARTRIDGE | INK | TYPE |  | COLOUR | BLACK | CAPACITY | 47.86 ML | MATERIAL |  | INK TYPE | PIGMENT BASED | AVERAGE YIELD | 2000 PG | SIZE |  | COMPATIBLE HARDWARE | HP OFFICEJET PRO 9010,9020 All-in-One Printer | HAZARD CLASS |  | CERTIFICATION/STANDARD |  | ADDITIONAL FEATURES | [52 empty] | Production completed
STP_009 - Lot4 | Data Enrichment | SOZ | ok | 2023-07-21 | 2023-08-02 |  | 1280025 | 1280025 | EA | CARTRIDGE,INK;BLACK,600 PG |  |  | CARTRIDGE,INK;COLOUR:BLACK,CAPACITY:600 PG,ADDITIONAL FEATURES EN:REQUIRED FOR 20L STORE OFFICE,MNFR:01)NIGMA BUSINESS PRODUCTS, PTNO:01)PGI-680XXLBK | BLACK,600 PG,01)REQUIRED FOR 20L STORE OFFI,01)NIGMA BUSINESS PRODUCTS,01)PGI-680XXLBK |  |  | NIGMA BUSINESS PRODUCTS | NIGMA BUSINESS PRODUCTS | PGI-680XXLBK | [5 empty] | https://www.inkjetwholesale.com.au/inkjet-printer-cartridges/canon/pgi-680xxlbk/15848/ | [10 empty] | E |  | CARTRIDGE | INK | TYPE |  | COLOUR | BLACK | CAPACITY | 600 PG | MATERIAL |  | INK TYPE |  | AVERAGE YIELD |  | SIZE |  | COMPATIBLE HARDWARE |  | HAZARD CLASS |  | CERTIFICATION/STANDARD |  | ADDITIONAL FEATURES | REQUIRED FOR 20 L STORE OFFICE | [51 empty] | Production completed
STP_009 - Lot4 | Data Enrichment | SOZ | OK | 2023-07-21 | 2023-08-02 |  | 1317112 | 1317112 | EA | CARTRIDGE,INK;BLACK,PIGMENT BASED,550 PG |  |  | CARTRIDGE,INK;COLOUR:BLACK,INK TYPE:PIGMENT BASED,AVERAGE YIELD:550 PG,SIZE:WD 111 X HT 113 X DP 24 MM,MNFR:01)HP,PTNO:01)CN684WA, MNFR:02)ENIGMA,PTNO:02)564XL | BLACK,EN_01)PIGMENT BASED,EN_01)550 PG,EN_01)WD 111 X HT 113 X DP 24,01)HP,02)ENIGMA,01)CN684WA,02)564XL |  |  | ENIGMA | HP | CN684WA |  | ENIGMA | 564XL |  |  | https://www.hp.com/us-en/shop/pdp/hp-564xl-high-yield-black-original-ink-cartridge-p-cn684wn-140--1 | [10 empty] | E |  | CARTRIDGE | INK | TYPE | HIGH YIELD | COLOUR | BLACK | CAPACITY |  | MATERIAL |  | INK TYPE | PIGMENT BASED | AVERAGE YIELD | 550 PG | SIZE | 111 WD X 113 HT X 24 DP MM | COMPATIBLE HARDWARE | HP Photosmart D5460 Printer | HAZARD CLASS |  | CERTIFICATION/STANDARD | ISO/IEC 24711 | ADDITIONAL FEATURES | [52 empty] | Production completed
STP_009 - Lot4 | Data Enrichment | SOZ | ok | 2023-07-21 | 2023-08-02 |  | 1279879 | 1279879 | EA | CARTRIDGE,INK;CMYK,600 PG |  |  | CARTRIDGE,INK;COLOUR:CMYK,AVERAGE YIELD:600 PG,ADDITIONAL FEATURES EN:+40 SHEETS PHOTO PAPER EACH,MNFR:01)OFFICEMAX *USE #34387*, PTNO:01)2458381,MNFR:02)BROTHER,PTNO:02)LC-133PVP | CMYK,EN_01)600 PG,01)+40 SHEETS PHOTO PAPER EACH,01)OFFICEMAX *USE #34387*,02)BROTHER,01)2458381,02)LC-133PVP |  |  | BROTHER | OFFICEMAX *USE #34387* | 2458381 |  | BROTHER | LC-133PVP |  |  | U | [10 empty] | C |  | CARTRIDGE | INK | TYPE |  | COLOUR | CMYK | CAPACITY |  | MATERIAL |  | INK TYPE |  | AVERAGE YIELD | 600 PG | SIZE |  | COMPATIBLE HARDWARE |  | HAZARD CLASS |  | CERTIFICATION/STANDARD |  | ADDITIONAL FEATURES | +40 SHEETS PHOTO PAPER EACH | [51 empty] | Production completed
STP_009 - Lot4 | Data Enrichment | SOZ | ok | 2023-07-21 | 2023-08-02 |  | 1279895 | 1279895 | EA | CARTRIDGE,INK;CMYK,600 PG |  |  | CARTRIDGE,INK;COLOUR:CMYK,AVERAGE YIELD:600 PG,MNFR:01)HARVEY NORMAN,PTNO:01)LC-133PVP | CMYK,EN_01)600 PG,01)HARVEY NORMAN,01)LC-133PVP |  |  | HARVEY NORMAN | HARVEY NORMAN | LC-133PVP | [5 empty] | https://www.harveynorman.com.au/calidad-brother-lc-133-value-pack-ink-cartridge.html | [10 empty] | E |  | CARTRIDGE | INK | TYPE |  | COLOUR | CMYK | CAPACITY |  | MATERIAL |  | INK TYPE |  | AVERAGE YIELD | 600 PG | SIZE |  | COMPATIBLE HARDWARE |  | HAZARD CLASS |  | CERTIFICATION/STANDARD |  | ADDITIONAL FEATURES | [52 empty] | Production completed
STP_009 - Lot4 | Data Enrichment | SOZ | ok | 2023-07-21 | 2023-08-02 |  | 1279869 | 1279869 | EA | CARTRIDGE,INK;CYAN,1600 PG |  |  | CARTRIDGE,INK;COLOUR:CYAN,AVERAGE YIELD:1600 PG,MNFR:01)MTI AVIT PTY LIMITED T/A MTI,PTNO:01)L0S63AA | CYAN,EN_01)1600 PG,01)MTI AVIT PTY LIMITED T/A MT,01)L0S63AA |  |  | MTI AVIT PTY LIMITED T/A MTI | MTI AVIT PTY LIMITED T/A MTI | L0S63AA | HP |  |  |  |  | https://www.hp.com/in-en/shop/hp-955xl-high-yield-cyan-original-ink-cartridge-l0s63aa.html | [10 empty] | E |  | CARTRIDGE | INK | TYPE |  | COLOUR | CYAN | CAPACITY |  | MATERIAL |  | INK TYPE |  | AVERAGE YIELD | 1600 PG | SIZE |  | COMPATIBLE HARDWARE |  | HAZARD CLASS |  | CERTIFICATION/STANDARD |  | ADDITIONAL FEATURES | [52 empty] | Production completed
STP_009 - Lot4 | Data Enrichment | SOZ | OK | 2023-07-21 | 2023-08-02 |  | 1279797 | 1279797 | EA | CARTRIDGE,INK;CYAN,22.77 ML,1600 PG |  |  | CARTRIDGE,INK;COLOUR:CYAN,CAPACITY:22.77 ML,INK TYPE:PIGMENT BASED,AVERAGE YIELD:1600 PG,MNFR:01)WINC AUSTRALIA PTY LTD,PTNO:01) 25146413 | CYAN,22.77 ML,EN_01)PIGMENT BASED,EN_01)1600 PG,01)WINC AUSTRALIA PTY LTD,01)25146413 |  |  | WINC AUSTRALIA PTY LTD | WINC AUSTRALIA PTY LTD | 25146413 | HP |  |  |  |  | https://www.winc.com.au/main-catalogue-productdetail/hp-965xl-ink-cartridge-16k-cyan/25146413 | [10 empty] | E |  | CARTRIDGE | INK | TYPE | Inkjet | COLOUR | CYAN | CAPACITY | 22.77 ML | MATERIAL |  | INK TYPE | PIGMENT BASED | AVERAGE YIELD | 1600 PG | SIZE |  | COMPATIBLE HARDWARE | HP OfficeJet Pro 9010/9012/9016/9018/9019/9020/9026/9028 AiO Printer | HAZARD CLASS |  | CERTIFICATION/STANDARD |  | ADDITIONAL FEATURES | [52 empty] | Production completed
STP_009 - Lot4 | Data Enrichment | SOZ | ok | 2023-07-21 | 2023-08-02 |  | 1347698 | 1347698 | EA | CARTRIDGE,INK;CYAN,2800 PG |  |  | CARTRIDGE,INK;COLOUR:CYAN,AVERAGE YIELD:2800 PG,COMPATIBLE HARDWARE:HP COLOUR PRINTER LASERJET CM2320 MULTI FUNCTION,MNFR:01) HEW/PACK,PTNO:01)CC531A,MNFR:02)CORPEXP,PTNO:02)87217730 | CYAN,EN_01)2800 PG,EN_01)HP COLOUR PRINTER LASERJ,01)HEW/PACK,02)CORPEXP,01)CC531A,02)87217730 |  |  | CORPEXP | HEW/PACK | CC531A | HP | CORPEXP | 87217730 |  |  | https://www.hp.com/ca-en/shop/product.aspx?id=cc531a&opt=&sel=sup | [10 empty] | E |  | CARTRIDGE | INK | TYPE |  | COLOUR | CYAN | CAPACITY |  | MATERIAL |  | INK TYPE |  | AVERAGE YIELD | 2800 PG | SIZE |  | COMPATIBLE HARDWARE | HP COLOUR PRINTER LASERJET CM2320 MULTI FUNCTION | HAZARD CLASS |  | CERTIFICATION/STANDARD |  | ADDITIONAL FEATURES | [52 empty] | Production completed
STP_009 - Lot4 | Data Enrichment | SOZ | ok | 2023-07-21 | 2023-08-02 |  | 1287118 | 1287118 | EA | CARTRIDGE,INK;CYAN,PIGMENT BASED,1600 PG |  |  | CARTRIDGE,INK;COLOUR:CYAN,INK TYPE:PIGMENT BASED,AVERAGE YIELD:1600 PG,MNFR:01)HARVNORM,PTNO:01)L0S63AA,MNFR:02)HP,PTNO:02)955XL | CYAN,EN_01)PIGMENT BASED,EN_01)1600 PG,01)HARVNORM,02)HP,01)L0S63AA,02)955XL |  |  | HP | HARVNORM | L0S63AA |  | HP | 955XL |  |  | https://www.hp.com/in-en/shop/hp-955xl-high-yield-cyan-original-ink-cartridge-l0s63aa.html | [10 empty] | E |  | CARTRIDGE | INK | TYPE |  | COLOUR | CYAN | CAPACITY |  | MATERIAL |  | INK TYPE | PIGMENT BASED | AVERAGE YIELD | 1600 PG | SIZE |  | COMPATIBLE HARDWARE |  | HAZARD CLASS |  | CERTIFICATION/STANDARD |  | ADDITIONAL FEATURES | [52 empty] | Production completed
STP_009 - Lot4 | Data Enrichment | SOZ | OK | 2023-07-21 | 2023-08-02 |  | 1295932 | 1295932 | EA | CARTRIDGE,INK;CYAN,PIGMENT BASED,825 PG |  |  | CARTRIDGE,INK;COLOUR:CYAN,INK TYPE:PIGMENT BASED,AVERAGE YIELD:825 PG,SIZE:WD 103 X HT 24 X DP 111 MM,ADDITIONAL FEATURES EN: ORIGINAL,MNFR:01)HP,PTNO:01)T6M05AA,MNFR:02)ENIGMA,PTNO:02)905XL | CYAN,EN_01)PIGMENT BASED,EN_01)825 PG,EN_01)WD 103 X HT 24 X DP 111,01)ORIGINAL,01)HP,02)ENIGMA,01)T6M05AA,02)905XL |  |  | ENIGMA | HP | T6M05AA |  | ENIGMA | 905XL |  |  | https://www.hp.com/in-en/shop/hp-905xl-high-yield-cyan-original-ink-cartridge-t6m05aa.html | [10 empty] | E |  | CARTRIDGE | INK | TYPE | HIGH YIELD,ORIGINAL | COLOUR | CYAN | CAPACITY | 9.5 ml | MATERIAL |  | INK TYPE | PIGMENT BASED | AVERAGE YIELD | 825 PG | SIZE | 103 WD X 24 HT X 111 DP MM | COMPATIBLE HARDWARE | HP OfficeJet 6950/6960/6970 All-in-One | HAZARD CLASS |  | CERTIFICATION/STANDARD | ISO 11798 | ADDITIONAL FEATURES | [52 empty] | Production completed
STP_009 - Lot4 | Data Enrichment | SOZ | ok | 2023-07-21 | 2023-08-02 |  | 1350635 | 1350635 | EA | CARTRIDGE,INK;DISPENSER,PLSTC |  |  | CARTRIDGE,INK;TYPE:DISPENSER,MATERIAL:PLASTIC,MNFR:01)FOXBORO,PTNO:01)FO109EG | DISPENSER,PLASTIC,01)FOXBORO,01)FO109EG |  |  | FOXBORO | FOXBORO | FO109EG | [5 empty] | U | [10 empty] | C |  | CARTRIDGE | INK | TYPE | DISPENSER | COLOUR |  | CAPACITY |  | MATERIAL | PLASTIC | INK TYPE |  | AVERAGE YIELD |  | SIZE |  | COMPATIBLE HARDWARE |  | HAZARD CLASS |  | CERTIFICATION/STANDARD |  | ADDITIONAL FEATURES | [52 empty] | Production completed
STP_009 - Lot4 | Data Enrichment | SOZ | ok | 2023-07-21 | 2023-08-02 |  | 1279888 | 1279888 | EA | CARTRIDGE,INK;GREEN |  |  | CARTRIDGE,INK;COLOUR:GREEN,MNFR:01)VENDOR LINK PTY LTD,PTNO:01)LAHT10GN | GREEN,01)VENDOR LINK PTY LTD,01)LAHT10GN |  |  | VENDOR LINK PTY LTD | VENDOR LINK PTY LTD | LAHT10GN | [5 empty] | U | [10 empty] | C |  | CARTRIDGE | INK | TYPE |  | COLOUR | GREEN | CAPACITY |  | MATERIAL |  | INK TYPE |  | AVERAGE YIELD |  | SIZE |  | COMPATIBLE HARDWARE |  | HAZARD CLASS |  | CERTIFICATION/STANDARD |  | ADDITIONAL FEATURES | [52 empty] | Production completed
STP_009 - Lot4 | Data Enrichment | SOZ | ok | 2023-07-21 | 2023-08-02 |  | 1279778 | 1279778 | EA | CARTRIDGE,INK;HIGH YIELD,YELLOW,600 PG |  |  | CARTRIDGE,INK;TYPE:HIGH YIELD,COLOUR:YELLOW,AVERAGE YIELD:600 PG,MNFR:01)HARVEY NORMAN,PTNO:01)LC-133Y | HIGH YIELD,YELLOW,EN_01)600 PG,01)HARVEY NORMAN,01)LC-133Y |  |  | HARVEY NORMAN | HARVEY NORMAN | LC-133Y | [5 empty] | https://www.cartridgeworld.com.au/a/ink-cartridge/brother/brother-lc-133-ink-cartridge/100000704 | [10 empty] | E |  | CARTRIDGE | INK | TYPE | HIGH YIELD | COLOUR | YELLOW | CAPACITY |  | MATERIAL |  | INK TYPE |  | AVERAGE YIELD | 600 PG | SIZE |  | COMPATIBLE HARDWARE |  | HAZARD CLASS |  | CERTIFICATION/STANDARD |  | ADDITIONAL FEATURES | [52 empty] | Production completed
STP_009 - Lot4 | Data Enrichment | SOZ | ok | 2023-07-21 | 2023-08-02 |  | 1344338 | 1344338 | EA | CARTRIDGE,INK;INLINE PREMIUM |  |  | CARTRIDGE,INK;TYPE:INLINE PREMIUM,MNFR:01)ESS,PTNO:01)15391075 | INLINE PREMIUM,01)ESS,01)15391075 |  |  | ESS | ESS | 15391075 | [5 empty] | https://irp-cdn.multiscreensite.com/38ca115f/files/uploaded/F0217.pdf | [10 empty] | E |  | CARTRIDGE | INK | TYPE | INLINE PREMIUM | COLOUR |  | CAPACITY |  | MATERIAL |  | INK TYPE |  | AVERAGE YIELD |  | SIZE |  | COMPATIBLE HARDWARE |  | HAZARD CLASS |  | CERTIFICATION/STANDARD |  | ADDITIONAL FEATURES | [52 empty] | Production completed
STP_009 - Lot4 | Data Enrichment | SOZ | ok | 2023-07-21 | 2023-08-02 |  | 1279958 | 1279958 | EA | CARTRIDGE,INK;MAGENTA,1600 PG |  |  | CARTRIDGE,INK;COLOUR:MAGENTA,AVERAGE YIELD:1600 PG,CERTIFICATION/STANDARD:IEC/ISO 24711,MNFR:01)MTI AVIT PTY LIMITED T/A MTI,PTNO: 01)L0S66AA | MAGENTA,EN_01)1600 PG,EN_01)IEC/ISO 24711,01)MTI AVIT PTY LIMITED T/A MT,01)L0S66AA |  |  | MTI AVIT PTY LIMITED T/A MTI | MTI AVIT PTY LIMITED T/A MTI | L0S66AA | HP |  |  |  |  | https://www.hp.com/in-en/shop/hp-955xl-high-yield-magenta-original-ink-cartridge-l0s66aa.html | [10 empty] | E |  | CARTRIDGE | INK | TYPE |  | COLOUR | MAGENTA | CAPACITY |  | MATERIAL |  | INK TYPE |  | AVERAGE YIELD | 1600 PG | SIZE |  | COMPATIBLE HARDWARE |  | HAZARD CLASS |  | CERTIFICATION/STANDARD | IEC/ISO 24711 | ADDITIONAL FEATURES | [52 empty] | Production completed
STP_009 - Lot4 | Data Enrichment | SOZ | ok | 2023-07-21 | 2023-08-02 |  | 1296096 | 1296096 | EA | CARTRIDGE,INK;MAGENTA,8000 PG |  |  | CARTRIDGE,INK;COLOUR:MAGENTA,AVERAGE YIELD:8000 PG,COMPATIBLE HARDWARE:COLOUR PRINTER M3442A,MNFR:01)YOKOGAWA,PTNO:01)TLP-INK8 | MAGENTA,EN_01)8000 PG,EN_01)COLOUR PRINTER M3442A,01)YOKOGAWA,01)TLP-INK8 |  |  | YOKOGAWA | YOKOGAWA | TLP-INK8 | [5 empty] | U | [10 empty] | C |  | CARTRIDGE | INK | TYPE |  | COLOUR | MAGENTA | CAPACITY |  | MATERIAL |  | INK TYPE |  | AVERAGE YIELD | 8000 PG | SIZE |  | COMPATIBLE HARDWARE | COLOUR PRINTER M3442A | HAZARD CLASS |  | CERTIFICATION/STANDARD |  | ADDITIONAL FEATURES | [52 empty] | Production completed
STP_009 - Lot4 | Data Enrichment | SOZ | OK | 2023-07-21 | 2023-08-02 |  | 1295935 | 1295935 | EA | CARTRIDGE,INK;MAGENTA,PIGMENT BASED |  |  | CARTRIDGE,INK;COLOUR:MAGENTA,INK TYPE:PIGMENT BASED,AVERAGE YIELD:825 PG,ADDITIONAL FEATURES EN:ORIGINAL,MNFR:01)HP,PTNO:01) T6M09AA,MNFR:02)ENIGMA,PTNO:02)905XL | MAGENTA,EN_01)PIGMENT BASED,EN_01)825 PG,01)ORIGINAL,01)HP,02)ENIGMA,01)T6M09AA,02)905XL |  |  | ENIGMA | HP | T6M09AA |  | ENIGMA | 905XL |  |  | https://www.hp.com/au-en/shop/hp-905xl-high-yield-magenta-original-ink-cartridge-t6m09aa.html | [10 empty] | E |  | CARTRIDGE | INK | TYPE | HIGH YIELD,ORIGINAL | COLOUR | MAGENTA | CAPACITY | 9.5 ml | MATERIAL |  | INK TYPE | PIGMENT BASED | AVERAGE YIELD | 825 PG | SIZE | 103 WD X 24 HT X 111 DP MM | COMPATIBLE HARDWARE | HP OfficeJet 6950/6960/6970 All-in-One | HAZARD CLASS |  | CERTIFICATION/STANDARD | ISO 11798 | ADDITIONAL FEATURES | [52 empty] | Production completed
STP_009 - Lot4 | Data Enrichment | SOZ | ok | 2023-07-21 | 2023-08-02 |  | 1294208 | 1294208 | EA | CARTRIDGE,INK;OFFICEJET,CMYK |  |  | CARTRIDGE,INK;TYPE:OFFICEJET,COLOUR:CMYK,CAPACITY:BLACK 42.5, CYAN/YELLOW 20, MAGENTA 20.5 ML,INK TYPE:PIGMENT BASED,AVERAGE YIELD:BLACK 2000, CYAN/MAGENTA/YELLOW 1600 PG,ADDITIONAL FEATURES EN:VALUE PACK QUOTE TP8258,MNFR:01)MTI AVIT PTY LIMITED T/A MTI, PTNO:01)2PD46A | OFFICEJET,CMYK,BLACK 42.5, CYAN/YELLOW 20, MA,EN_01)PIGMENT BASED,EN_01)BLACK 2000, CYAN/MAGENTA,01)VALUE PACK QUOTE TP8258,01)MTI AVIT PTY LIMITED T/A MT,01)2PD46A |  |  | MTI AVIT PTY LIMITED T/A MTI | MTI AVIT PTY LIMITED T/A MTI | 2PD46A | [5 empty] | U | [10 empty] | C |  | CARTRIDGE | INK | TYPE | OFFICEJET | COLOUR | CMYK | CAPACITY | BLACK 42.5,CYAN/YELLOW 20,MAGENTA 20.5 ML | MATERIAL |  | INK TYPE | PIGMENT BASED | AVERAGE YIELD | BLACK 2000,CYAN/MAGENTA/YELLOW 1600 PG | SIZE |  | COMPATIBLE HARDWARE |  | HAZARD CLASS |  | CERTIFICATION/STANDARD |  | ADDITIONAL FEATURES | VALUE PACK QUOTE TP8258 | [51 empty] | Production completed
STP_009 - Lot4 | Data Enrichment | SOZ | OK | 2023-07-21 | 2023-08-02 |  | 1279982 | 1279982 | EA | CARTRIDGE,INK;PHOTO,BLACK,130 ML |  |  | CARTRIDGE,INK;TYPE:PHOTO,COLOUR:BLACK,CAPACITY:130 ML,AVERAGE YIELD:72 PHOTOS,MNFR:01)WINC AUSTRALIA PTY LTD,PTNO:01)87148165 | PHOTO,BLACK,130 ML,EN_01)72 PHOTOS,01)WINC AUSTRALIA PTY LTD,01)87148165 |  |  | WINC AUSTRALIA PTY LTD | WINC AUSTRALIA PTY LTD | 87148165 | [5 empty] | U | [10 empty] | C |  | CARTRIDGE | INK | TYPE | PHOTO | COLOUR | BLACK | CAPACITY | 130 ML | MATERIAL |  | INK TYPE |  | AVERAGE YIELD | 72 PHOTOS | SIZE |  | COMPATIBLE HARDWARE |  | HAZARD CLASS |  | CERTIFICATION/STANDARD |  | ADDITIONAL FEATURES | [52 empty] | Production completed
STP_009 - Lot4 | Data Enrichment | SOZ | ok | 2023-07-21 | 2023-08-02 |  | 1279608 | 1279608 | EA | CARTRIDGE,INK;REFILLS,BLUE,1.2 ML,BE |  |  | CARTRIDGE,INK;TYPE:REFILLS,COLOUR:BLUE,CAPACITY:1.2 ML,MATERIAL:PLASTIC RECYCLED,ADDITIONAL FEATURES EN:BE,MNFR:01)VENDOR LINK PTY LTD,PTNO:01)LAHT10BL | REFILLS,BLUE,1.2 ML,PLASTIC RECYCLED,01)BE,01)VENDOR LINK PTY LTD,01)LAHT10BL |  |  | VENDOR LINK PTY LTD | VENDOR LINK PTY LTD | LAHT10BL | [5 empty] | U | [10 empty] | C |  | CARTRIDGE | INK | TYPE | REFILLS | COLOUR | BLUE | CAPACITY | 1.2 ML | MATERIAL | PLASTIC RECYCLED | INK TYPE |  | AVERAGE YIELD |  | SIZE |  | COMPATIBLE HARDWARE |  | HAZARD CLASS |  | CERTIFICATION/STANDARD |  | ADDITIONAL FEATURES | BE | [51 empty] | Production completed
STP_009 - Lot4 | Data Enrichment | SOZ | OK | 2023-07-21 | 2023-08-02 |  | 1279759 | 1279759 | EA | CARTRIDGE,INK;YELLOW,22.92 ML,1600 PG |  |  | CARTRIDGE,INK;COLOUR:YELLOW,CAPACITY:22.92 ML,INK TYPE:PIGMENT BASED,AVERAGE YIELD:1600 PG,COMPATIBLE HARDWARE:HP OFFICEJET PRO 9010, 9020,MNFR:01)WINC AUSTRALIA PTY LTD,PTNO:01)25146412 | YELLOW,22.92 ML,EN_01)PIGMENT BASED,EN_01)1600 PG,EN_01)HP OFFICEJET PRO 9010, 9,01)WINC AUSTRALIA PTY LTD,01)25146412 |  |  | WINC AUSTRALIA PTY LTD | WINC AUSTRALIA PTY LTD | 25146412 | HP |  |  |  |  | https://www.winc.com.au/main-catalogue-productdetail/hp-965xl-ink-cartridge-16k-yellow/25146412 | [10 empty] | E |  | CARTRIDGE | INK | TYPE | Inkjet | COLOUR | YELLOW | CAPACITY | 22.92 ML | MATERIAL |  | INK TYPE | PIGMENT BASED | AVERAGE YIELD | 1600 PG | SIZE |  | COMPATIBLE HARDWARE | HP OfficeJet Pro 9010/9012/9016/9018/9019/9020/9026/9028 AiO Printer | HAZARD CLASS |  | CERTIFICATION/STANDARD |  | ADDITIONAL FEATURES | [52 empty] | Production completed
STP_009 - Lot4 | Data Enrichment | SOZ | OK | 2023-07-21 | 2023-08-02 |  | 1347859 | 1347859 | EA | BREAKER,CIRCT;2 A,P 4,MACLEAN,1029128 |  |  | BREAKER,CIRCUIT;CURRENT RATING:2 A,NUMBER OF POLES:4,MNFR:01)MACLEAN,PTNO:01)1029128 | 2 A,01)MACLEAN,01)1029128 |  |  | MACLEAN | MACLEAN | 1029128 | [5 empty] | U | [10 empty] | C |  | CIRCUIT BREAKER | No Modifier | TYPE |  | CURRENT RATING | 2 A | VOLTAGE RATING |  | FRAME RATING |  | INTERRUPT RATING |  | NUMBER OF POLES | 4 | OVERALL SIZE |  | TRIP SETTING |  | TERMINAL TYPE |  | MOUNTING TYPE |  | CERTIFICATION/STANDARD |  | ADDITIONAL FEATURES | [50 empty] | Production completed
STP_009 - Lot4 | Data Enrichment | SOZ | OK | 2023-07-21 | 2023-08-02 |  | 1381818 | 1381818 | EA | BREAKER,CIRCT;20 A,12 V,P 2P,SPADE |  |  | BREAKER,CIRCUIT;CURRENT RATING:20 A,VOLTAGE RATING:12 V,NUMBER OF POLES:2P,TERMINAL TYPE:SPADE,MOUNTING TYPE:PLUG IN,ADDITIONAL FEATURES EN:BLADE-TYPE FUSE,MNFR:01)BRITAX,PTNO:01)30409-20 | 20 A,12 V,SPADE,PLUG IN,01)BLADE-TYPE FUSE,01)BRITAX,01)30409-20 |  |  | BRITAX | BRITAX | 30409-20 | [5 empty] | https://www.littelfuse.com/products/other-products-and-accessories/circuit-breakers/30409-ato-circuit-breakers/30409_20.aspx | [10 empty] | C |  | CIRCUIT BREAKER | No Modifier | TYPE | BLADE FUSE | CURRENT RATING | 20 A | VOLTAGE RATING | 12 V | FRAME RATING |  | INTERRUPT RATING |  | NUMBER OF POLES | 2P | OVERALL SIZE |  | TRIP SETTING |  | TERMINAL TYPE | SPADE | MOUNTING TYPE | PLUG IN | CERTIFICATION/STANDARD |  | ADDITIONAL FEATURES | [50 empty] | Production completed
STP_009 - Lot4 | Data Enrichment | SOZ | OK | 2023-07-21 | 2023-08-02 |  | 1347930 | 1347930 | EA | BREAKER,CIRCT;20 A,440 VAC |  |  | BREAKER,CIRCUIT;CURRENT RATING:20 A,VOLTAGE RATING:440 VAC,ADDITIONAL FEATURES EN:TEMBREAK 2, DRIVE CHILLERSYSTEM,MNFR:01)NHP, PTNO:01)ZS125NJ20 | 20 A,440 VAC,01)TEMBREAK 2, DRIVE CHILLERSY,01)NHP,01)ZS125NJ20 |  |  | NHP | NHP | ZS125NJ20 | [5 empty] | U | [10 empty] | C |  | CIRCUIT BREAKER | No Modifier | TYPE |  | CURRENT RATING | 20 A | VOLTAGE RATING | 440 VAC | FRAME RATING |  | INTERRUPT RATING |  | NUMBER OF POLES |  | OVERALL SIZE |  | TRIP SETTING |  | TERMINAL TYPE |  | MOUNTING TYPE |  | CERTIFICATION/STANDARD |  | ADDITIONAL FEATURES | TEMBREAK 2,DRIVE CHILLERSYSTEM | [49 empty] | Production completed
STP_009 - Lot4 | Data Enrichment | SOZ | OK | 2023-07-21 | 2023-08-02 |  | 1282058 | 1282058 | EA | BREAKER,CIRCT;25 A,100 MA,DIN RAIL |  |  | BREAKER,CIRCUIT;CURRENT RATING:25 A,INTERRUPT RATING:100 MA,MOUNTING TYPE:DIN RAIL,ADDITIONAL FEATURES EN:RCBO SAFE C CURV E, 21C ELECT - JUDI / MAIER0A,MNFR:01)CNW (MOUNT ISA) ELECT WHOLESALER,PTNO:01)NHPSDRCBH25100A | 25 A,EN_01)100 MA,DIN RAIL,01)RCBO SAFE C CURV E, 21C ELE,01)CNW (MOUNT ISA) ELECT WHOLE,01)NHPSDRCBH25100A |  |  | CNW (MOUNT ISA) ELECT WHOLESALER | CNW (MOUNT ISA) ELECT WHOLESALER | NHPSDRCBH25100A | [5 empty] | https://www.traction.com/en/p/circuit-breaker-auto-reset-100a-mzj577-25100a | [10 empty] | C |  | CIRCUIT BREAKER | MINIATURE | TYPE | C CURVE | CURRENT RATING | 25 A | VOLTAGE RATING |  | NUMBER OF POLES |  | INTERRUPT RATING | 100 MA | FREQUENCY RATING |  | TRIP CLASS |  | TRIP SETTING |  | MOUNTING TYPE | DIN RAIL | TERMINAL TYPE |  | SIZE |  | CERTIFICATION/STANDARD |  | ADDITIONAL FEATURES | RCBO SAFE,21C ELECT - JUDI/MAIER0A | [47 empty] | Production completed
STP_009 - Lot4 | Data Enrichment | SOZ | OK | 2023-07-21 | 2023-08-02 |  | 1386662 | 1386662 | EA | BREAKER,CIRCT;25 A,230 VAC,10 KA,P 1P, N |  |  |  | 25 A,230 VAC,EN_01)10 KA,EN_01)6 KA AT 240 V AC,DIN RAIL,01)4 A, MIN,01)CNW,01)5SM13120,BREAKER | 5SX2 104-7 | 3000032 | SIEMENS | SIEMENS | 5SX2 104-7 |  |  | 3000032 |  |  | https://mall.industry.siemens.com/mall/en/WW/Catalog/Product/5SX21047 | https://www.datasheets.com/en/part-details/5sx2-104-7-siemens-44624862 | [9 empty] | E |  | CIRCUIT BREAKER | MINIATURE | TYPE |  | CURRENT RATING | 4 A | VOLTAGE RATING | 230/400 V | NUMBER OF POLES | 1P | INTERRUPT RATING | 6 KA | FREQUENCY RATING |  | TRIP CLASS |  | TRIP SETTING |  | MOUNTING TYPE |  | TERMINAL TYPE |  | SIZE |  | CERTIFICATION/STANDARD |  | ADDITIONAL FEATURES | [48 empty] | Production completed
STP_009 - Lot4 | Data Enrichment | SOZ | OK | 2023-07-21 | 2023-08-02 |  | 1298982 | 1298982 | EA | BREAKER,CIRCT;32 A,10 KA,P 1P, N,30 MA |  |  | BREAKER,CIRCUIT;CURRENT RATING:32 A,INTERRUPT RATING:10 KA,NUMBER OF POLES:1P, N,TRIP SETTING:30 MA,MNFR:01)MERLIN,PTNO:01)26861 | 32 A,EN_01)10 KA,EN_01)30 MA,01)MERLIN,01)26861 |  |  | MERLIN | MERLIN | 26861 | [5 empty] | https://www.sparkiespares.com/rcbo-breakers/3343-merlin-gerin-26861-c60h-c32r30-1-pole-c32amp-30ma-rcbo.html | [10 empty] | C |  | CIRCUIT BREAKER | No Modifier | TYPE |  | CURRENT RATING | 32 A | VOLTAGE RATING |  | FRAME RATING |  | INTERRUPT RATING | 10 KA | NUMBER OF POLES | 1P | OVERALL SIZE |  | TRIP SETTING | 30 MA | TERMINAL TYPE |  | MOUNTING TYPE |  | CERTIFICATION/STANDARD |  | ADDITIONAL FEATURES | [50 empty] | Production completed
STP_009 - Lot4 | Data Enrichment | SOZ | OK | 2023-07-21 | 2023-08-02 |  | 1381458 | 1381458 | EA | BREAKER,CIRCT;800 A,415 VAC,50 KA,P 3P |  |  | BREAKER,CIRCUIT;CURRENT RATING:800 A,VOLTAGE RATING:415 VAC,INTERRUPT RATING:50 KA,NUMBER OF POLES:3P,TRIP SETTING:800 A,MOUNTING TYPE:BACKPLATE/RAIL,ADDITIONAL FEATURES EN:320 A,MNFR:01)MERLIN,PTNO:01)46600+STR55UE | 800 A,415 VAC,EN_01)50 KA,EN_01)800 A,BACK PLATE/RAIL,01)320 A,01)MERLIN,01)46600+STR55UE |  |  | MERLIN | MERLIN | 46600+STR55UE | [5 empty] | U | [10 empty] | C |  | CIRCUIT BREAKER | No Modifier | TYPE |  | CURRENT RATING | 800 A | VOLTAGE RATING | 415 VAC | FRAME RATING |  | INTERRUPT RATING | 50 KA | NUMBER OF POLES | 3P | OVERALL SIZE |  | TRIP SETTING | 800 A | TERMINAL TYPE |  | MOUNTING TYPE | BACKPLATE/RAIL | CERTIFICATION/STANDARD |  | ADDITIONAL FEATURES | 320 A | [49 empty] | Production completed
STP_009 - Lot4 | Data Enrichment | SOZ | OK | 2023-07-21 | 2023-08-02 |  | 1298377 | 1298377 | EA | BREAKER,CIRCT;MCB, C CURVE,6 A,6 KA,P 1P |  |  | BREAKER,CIRCUIT;MCB, C CURVE,CURRENT RATING:6 A,VOLTAGE RATING:240/415 VAC,INTERRUPT RATING:6 KA,NUMBER OF POLES:1P,OVERALL SIZE: WD 17.5 X HT 83 X DP 70 MM,MOUNTING TYPE:DIN RAIL,MNFR:01)CNW,PTNO:01)HAGNT106C,MNFR:02)HAGER,PTNO:02)NT106C | EN_01)MCB, C CURVE,6 A,240/415 VAC,EN_01)6 KA,EN_01)WD 17.5 X HT 83 X DP 70,DIN RAIL,01)HAGER,02)CNW,01)HAGNT106C,02)NT106C |  |  | HAGER | CNW | HAGNT106C |  | HAGER | NT106C |  |  | https://shop.cnw.com.au/cnw/en/AUD/All-Categories/Electrical-Distribution/Breakers/MCB-10KA-1P-6A/p/HAGNT106CI01 | [10 empty] | E |  | CIRCUIT BREAKER | MINIATURE | TYPE | C CURVE | CURRENT RATING | 6 A | VOLTAGE RATING | 240/415 VAC | NUMBER OF POLES | 1P | INTERRUPT RATING | 10 KA | FREQUENCY RATING | 50/60 Hz | TRIP CLASS |  | TRIP SETTING |  | MOUNTING TYPE | DIN RAIL | TERMINAL TYPE |  | SIZE | 17.5 WD X 83 HT X 70 DP MM | CERTIFICATION/STANDARD | IEC 60898-1, 60947-2 and AS/NZS 60898 | ADDITIONAL FEATURES | [48 empty] | Production completed
STP_009 - Lot4 | Data Enrichment | SOZ | CONFLICT IN NUMBER OF POLE,PROCESSED BASED ON WEBSOURCE | 2023-07-21 | 2023-08-02 |  | 1349853 | 1349853 | EA | BREAKER,CIRCT;MINTR, C CURVE,4 A,240 V |  |  | BREAKER,CIRCUIT;MINIATURE, C CURVE,CURRENT RATING:4 A,VOLTAGE RATING:240 V,INTERRUPT RATING:6 KA,NUMBER OF POLES:2,OVERALL SIZE: WD 18 X LG 68 X HT 86 MM,MOUNTING TYPE:DIN RAIL,AS 3111, 2184, 3947-2,MNFR:01)CNW,PTNO:01)NHPDTCB6104C,MNFR:02)AUSLEC,PTNO:02) 4MER25800 | EN_01)MINIATURE, C CURVE,4 A,240 V,EN_01)6 KA,EN_01)WD 18 X LG 68 X HT 86 MM,DIN RAIL,EN_01)AS 3111, 2184, 3947-2,01)CNW,02)AUSLEC,01)NHPDTCB6104C,02)4MER25800 |  |  | AUSLEC | CNW | NHPDTCB6104C |  | AUSLEC | 4MER25800 |  |  | https://shop.cnw.com.au/cnw/en/AUD/AllCategories/Electrical-Distribution/Breakers/MCB-DIN-T6-6KA-1P-4A-C-CURVE-DIN/p/NHPDTCB6104CI13 | [10 empty] | E |  | CIRCUIT BREAKER | MINIATURE | TYPE | C CURVE | CURRENT RATING | 4 A | VOLTAGE RATING | 240 V | NUMBER OF POLES | 1P | INTERRUPT RATING | 6 KA | FREQUENCY RATING | 50/60 Hz | TRIP CLASS |  | TRIP SETTING |  | MOUNTING TYPE | DIN RAIL | TERMINAL TYPE |  | SIZE | 68 LG X 18 WD X 86 HT MM | CERTIFICATION/STANDARD | IEC 60898, IEC 60947-2, UL94V-2, DIN40046, IEC 60068-2, IEC 60077-16-3, AS/NZS 3111:2009, NSW17481 | ADDITIONAL FEATURES | [48 empty] | Production completed
STP_009 - Lot4 | Data Enrichment | SOZ | OK | 2023-07-21 | 2023-08-02 |  | 1297750 | 1297750 | EA | BREAKER,CIRCT;MOLDED CASE, EARTH LEAKAGE |  |  | BREAKER,CIRCUIT;MOLDED CASE, EARTH LEAKAGE,CURRENT RATING:100 A,VOLTAGE RATING:525 VAC,INTERRUPT RATING:65 KA,NUMBER OF POLES:4P, OVERALL SIZE:WD 120 X HT 155 X DP 68 MM,TRIP SETTING:100 A AT 45 DEG C,MOUNTING TYPE:FRONT,ADDITIONAL FEATURES EN:RCD,MNFR:01)CNW, PTNO:01)ZS125GJ4100,MNFR:02)NHP,PTNO:02)NHPZS125GJ4100 | EN_01)MOLDED CASE, EARTH LEAKA,100 A,525 VAC,EN_01)65 KA,EN_01)WD 120 X HT 155 X DP 68,EN_01)100 A AT 45 DEG C,FRONT,01)RCD,01)CNW,02)NHP,01)ZS125GJ4100,02)NHPZS125GJ4100 |  |  | NHP | NHP | ZS125GJ4100 |  | CNW | ZS125GJ4100 |  |  | https://www.nhp.com.au/product/zs125gj4100 | [10 empty] | E |  | CIRCUIT BREAKER | MOLDED CASE | TYPE |  | CURRENT RATING | 100 A | VOLTAGE RATING | 525 VAC | NUMBER OF POLES | 4P | INTERRUPT RATING | 65 KA | FRAME TYPE | 125 AF | CONTACT RATING |  | FREQUENCY RATING |  | TRIP CLASS |  | TRIP SETTING | 100 A AT 45 DEG C | MOUNTING TYPE | FRONT | TERMINAL TYPE |  | SIZE | 120 WD X 155 HT X 68 DP MM | CERTIFICATION/STANDARD | CE, ASTA | ADDITIONAL FEATURES | RCD | [43 empty] | Production completed
STP_009 - Lot4 | Data Enrichment | SOZ | OK | 2023-07-21 | 2023-08-02 |  | 1237376 | 1237376 | EA | BREAKER,CIRCT;MOULDED CASE, THERMAL MAGN |  |  | BREAKER,CIRCUIT;MOULDED CASE, THERMAL MAGNETIC,CURRENT RATING:200-250 A,VOLTAGE RATING:415 V,INTERRUPT RATING:36 KA,NUMBER OF POLES:6,OVERALL SIZE:WD 105 MM,TERMINAL TYPE:SCREW,MOUNTING TYPE:FIXED BACKPLATE,AS 3858, IEC947.2,ADDITIONAL FEATURES EN:TRIPPER, TRIP UNIT,MNFR:01)MERLIN,PTNO:01)31430 | EN_01)MOULDED CASE, THERMAL MA,200-250 A,415 V,EN_01)36 KA,EN_01)WD 105 MM,SCREW,FIXED BACKPLATE,EN_01)AS 3858, IEC947.2,01)TRIPPER, TRIP UNIT,01)MERLIN,01)31430 |  |  | MERLIN | MERLIN | 31430 | [5 empty] | http://www.xref.be/px/phruk/tm250d-merlin-gerin-31430-uk.html | [10 empty] | C |  | CIRCUIT BREAKER | No Modifier | TYPE | TRIPPER | CURRENT RATING | 200 TO 250 A | VOLTAGE RATING | 415 V | FRAME RATING |  | INTERRUPT RATING | 36 KA | NUMBER OF POLES | 6 | OVERALL SIZE | 105 MM WD | TRIP SETTING |  | TERMINAL TYPE | SCREW | MOUNTING TYPE | FIXED BACKPLATE | CERTIFICATION/STANDARD | AS 3858,IEC947.2 | ADDITIONAL FEATURES | TRIP UNIT | [49 empty] | Production completed
STP_009 - Lot4 | Data Enrichment | SOZ | OK | 2023-07-21 | 2023-08-02 |  | 1381371 | 1381371 | EA | BREAKER,CIRCT;THERMAL MAGNETIC, STANDARD |  |  | BREAKER,CIRCUIT;THERMAL MAGNETIC, STANDARD,CURRENT RATING:200-250 A,VOLTAGE RATING:415 V,INTERRUPT RATING:150 KA,NUMBER OF POLES: 6,OVERALL SIZE:WD 105 X HT 161 X DP 86 MM,TERMINAL TYPE:SCREW,MOUNTING TYPE:FIXED BACKPLATE,AS 3858, IEC947.2,ADDITIONAL FEATURES EN:TRIPPER, TRIP UNIT,MNFR:01)MERLIN,PTNO:01)31405 | EN_01)THERMAL MAGNETIC, STANDA,200-250 A,415 V,EN_01)150 KA,EN_01)WD 105 X HT 161 X DP 86,SCREW,FIXED BACKPLATE,EN_01)AS 3858, IEC947.2,01)TRIPPER, TRIP UNIT,01)MERLIN,01)31405 |  |  | MERLIN | MERLIN | 31405 | [5 empty] | U | [10 empty] | C |  | CIRCUIT BREAKER | No Modifier | TYPE | TRIPPER | CURRENT RATING | 200 TO 250 A | VOLTAGE RATING | 415 V | FRAME RATING |  | INTERRUPT RATING | 150 KA | NUMBER OF POLES | 6 | OVERALL SIZE | 105 WD X 161 HT X 86 DP MM | TRIP SETTING |  | TERMINAL TYPE | SCREW | MOUNTING TYPE | FIXED BACKPLATE | CERTIFICATION/STANDARD | AS 3858,IEC947.2 | ADDITIONAL FEATURES | TRIP UNIT | [49 empty] | Production completed