## Sheet1
Project | Activities | Production User | Production Comments | Start Date | End Date | Remarks | Griha ID | MATNR | MEINS | MAKTX_EN | MAKTX_ES | MAKTX_FR | TEXT_EN | Class_Char_Catted | MFRPN | MFRNR | MFRNR DES | MNFR | PTNO | Verified MNFR from web | MNFR 1 | PTNO 1 | MNFR 2 | PTNO 2 | Reference URL | Reference URL1 | Item Number | Equipment Type | Equipment Manufacturer | Equipment Model | Equipment Serial | DWG | DRAWING VERSION | POS/TAG | Unused Text | Enriched/Cleansed | UNSPSC Ver.23.07 | Noun | Modifier | Attribute Name 1 | Attribute Value 1 | Attribute Name 2 | Attribute Value 2 | Attribute Name 3 | Attribute Value 3 | Attribute Name 4 | Attribute Value 4 | Attribute Name 5 | Attribute Value 5 | Attribute Name 6 | Attribute Value 6 | Attribute Name 7 | Attribute Value 7 | Attribute Name 8 | Attribute Value 8 | Attribute Name 9 | Attribute Value 9 | Attribute Name 10 | Attribute Value 10 | Attribute Name 11 | Attribute Value 11 | Attribute Name 12 | Attribute Value 12 | Attribute Name 13 | Attribute Value 13 | Attribute Name 14 | Attribute Value 14 | Attribute Name 15 | Attribute Value 15 | Attribute Name 16 | Attribute Value 16 | Attribute Name 17 | Attribute Value 17 | Attribute Name 18 | Attribute Value 18 | Attribute Name 19 | Attribute Value 19 | Attribute Name 20 | Attribute Value 20 | Attribute Name 21 | Attribute Value 21 | Attribute Name 22 | Attribute Value 22 | Attribute Name 23 | Attribute Value 23 | Attribute Name 24 | Attribute Value 24 | Attribute Name 25 | Attribute Value 25 | Attribute Name 26 | Attribute Value 26 | Attribute Name 27 | Attribute Value 27 | Attribute Name 28 | Attribute Value 28 | Attribute Name 29 | Attribute Value 29 | Attribute Name 30 | Attribute Value 30 | Attribute Name 31 | Attribute Value 31 | Attribute Name 32 | Attribute Value 32 | Attribute Name 33 | Attribute Value 33 | Attribute Name 34 | Attribute Value 34 | Attribute Name 35 | Attribute Value 35 | Attribute Name 36 | Attribute Value 36 | Remaining_Information | Status
STP_009 - Lot4 | Data Enrichment | SFU | OK | 2023-07-21 | 2023-08-02 |  | 1302289 | 1302289 | EA | ANODE;BLOK, WELD/BOLT-ON,16.8 KG |  |  | ANODE;TYPE:BLOCK, WELD/BOLT-ON,MATERIAL:STRAP MILD STEEL, ZINC ALLOY,DIMENSIONS:BLOCK WD 130 X LG 515 X HT 45, STRAP WD 40 X LG 800 X THK 5 MM,WEIGHT:16.8 KG,ADDITIONAL FEATURES EN:CORROSION PREVENTIVE,MNFR:01)CATHCAST,PTNO:01)CDZ8-20-175S | 01)CATHCAST,01)CDZ8-20-175S,BLOCK, WELD/BOLT-ON,STRAP MILD STEEL, ZINC ALLOY,BLOCK WD 130 X LG 515 X HT 45,16.8 KG,01)CORROSION PREVENTIVE |  |  | CATHCAST |  | CDZ8-20-175S | CATHODIC ANODES AUSTRALIA | CATHCAST | CDZ8-20-175S |  |  | https://www.brierleymarine.com.au/uploads/6/4/2/6/64261285/weld_and_bolt_anodes.pdf | [10 empty] | ENRICHED |  | ANODE | No Modifier | TYPE | BLOCK,CORROSION PREVENTIVE | MATERIAL | MILD STEEL STRAP,ZINC ALLOY | DIMENSIONS | 515 LGX130 WDX50 HT MM BLOCK,800 LGX40 WDX5 THK MM STRAP | WEIGHT | 16.8 KG | CONNECTION | WELD-ON/BOLT-ON | COATING/FINISH |  | HAZARD CLASS |  | CERTIFICATION/STANDARD |  | ADDITIONAL FEATURES | CORROSION PREVENTIVE | [55 empty] | Production Completed
STP_009 - Lot4 | Data Enrichment | SFU | OK | 2023-07-21 | 2023-08-02 |  | 1302350 | 1302350 | EA | ANODE;CORROSION PREVENTIVE,CORROSIO |  |  | ANODE;TYPE:CORROSION PREVENTIVE,MATERIAL:MAGNESIUM ALLOY,DIMENSIONS:SQ 100 MM X LG 1 M,ADDITIONAL FEATURES EN:1.1 M BOLT CENTRES, MNFR:01)CORROSIO,PTNO:01)CSM18LS | 01)CORROSIO,01)CSM18LS,CORROSION PREVENTIVE,MAGNESIUM ALLOY,SQ 100 MM X LG 1 M,01)1.1 M BOLT CENTRES |  |  | CORROSIO | CORROSIO | CSM18LS | [5 empty] | URL NOT FOUND | [10 empty] | CLEANSED |  | ANODE | No Modifier | TYPE | CORROSION PREVENTIVE | MATERIAL | MAGNESIUM ALLOY | DIMENSIONS | 1 LG MX100 WD MMX100 HT MM | WEIGHT |  | CONNECTION |  | COATING/FINISH |  | HAZARD CLASS |  | CERTIFICATION/STANDARD |  | ADDITIONAL FEATURES | BOLT CENTRES: 1.1 M | [55 empty] | Production Completed
STP_009 - Lot4 | Data Enrichment | SFU | OK | 2023-07-21 | 2023-08-02 |  | 1302194 | 1302194 | EA | ANODE;HULL, SACRIFICIAL,3.1 KG,ES |  |  | ANODE;TYPE:HULL, SACRIFICIAL,DIMENSIONS:LG 295, BLOCK WD 85 X LG 170 X HT 50 MM,WEIGHT:3.1 KG,ADDITIONAL FEATURES EN:CORROSION PREVENTIVE: C/W 2 X 11 MM DIA X 25 MM D HOLES@ 240 MM CTR,ES,MNFR:01)CATHCAST,PTNO:01)CD3-9S | 01)CATHCAST,01)CD3-9S,HULL, SACRIFICIAL,LG 295, BLOCK WD 85 X LG 170 X,3.1 KG,01)CORROSION PREVENTIVE: C/W 2,02)ES |  |  | CATHCAST | CATHCAST | CD3-9S | [5 empty] | URL NOT FOUND | [10 empty] | CLEANSED |  | ANODE | No Modifier | TYPE | CORROSION PREVENTIVE,HULL,SACRIFICIAL | MATERIAL |  | DIMENSIONS | 295 MM OAL,170 LGX85 WDX50 HT MM BLOCK | WEIGHT | 3.1 KG | CONNECTION |  | COATING/FINISH |  | HAZARD CLASS |  | CERTIFICATION/STANDARD |  | ADDITIONAL FEATURES | C/W 2 X 11 MM DIAX25 MM HOLES@ 240 MM CTR,ES | [55 empty] | Production Completed
STP_009 - Lot4 | Data Enrichment | SFU | REVISION 5 AND REVISION C BOTH ARE PRESENT | 2023-07-21 | 2023-08-02 |  | 1296710 | 1296710 | EA | ANODE;ROD, CONTROLTHRUST, TO DRAWING REV |  |  | ANODE;ADDITIONAL FEATURES EN:ROD, CONTROLTHRUST, TO DRAWING REVISION C,MNFR:01)MIMDWG,PTNO:01)158-6-5165 REV5 | 01)MIMDWG,01)158-6-5165 REV5,01)ROD, CONTROLTHRUST, TO DRAW |  |  | MIMDWG | MIMDWG | 158-6-5165 REV5 | [5 empty] | URL NOT FOUND | [6 empty] | 158-6-5165 | REV 5 |  |  | CLEANSED |  | ANODE | No Modifier | TYPE | ROD | MATERIAL |  | DIMENSIONS |  | WEIGHT |  | CONNECTION |  | COATING/FINISH |  | HAZARD CLASS |  | CERTIFICATION/STANDARD |  | ADDITIONAL FEATURES | CONTROL THRUST,TO DRAWING REVISION C | [55 empty] | Production Completed
STP_009 - Lot4 | Data Enrichment | SFU | OK | 2023-07-21 | 2023-08-02 |  | 1302227 | 1302227 | EA | ANODE;SCREW IN,UNKNOWN,50K2/1A |  |  | ANODE;TYPE:SCREW IN,ADDITIONAL FEATURES EN:CORROSION PREVENTIVE, MODINE 50EK2/1 HEAT EXCHANGER,MNFR:01)UNKNOWN,PTNO:01)50K2/1A | 01)UNKNOWN,01)50K2/1A,SCREW IN,01)CORROSION PREVENTIVE, MODIN |  |  | UNKNOWN | [7 empty] | URL NOT FOUND |  |  | HEAT EXCHNGER | MODINE | 50EK2/1A | [5 empty] | CLEANSED |  | ANODE | No Modifier | TYPE | CORROSION PREVENTIVE | MATERIAL |  | DIMENSIONS |  | WEIGHT |  | CONNECTION | SCREW-IN | COATING/FINISH |  | HAZARD CLASS |  | CERTIFICATION/STANDARD |  | ADDITIONAL FEATURES | [56 empty] | Production Completed
STP_009 - Lot4 | Data Enrichment | SFU | OK | 2023-07-21 | 2023-08-02 |  | 1230900 | 1230900 | EA | ANODE;ZINC ALLOY Z1,14 KG,CATHCAST |  |  | ANODE;MATERIAL:ZINC ALLOY Z1,DIMENSIONS:WD 38 MM X LG 1.5 M X HT 38 MM,WEIGHT:14 KG,ADDITIONAL FEATURES EN:CORROSION PREVENTIVE: SEE EXTENDED DESCRIPTION, C/W 12 MM ROD MOULD,ED EVENLY THROUGH CENTER, C/W FLAT BAR WELDED AT EACH END, WITH 13,MM HOLES 1.7 M PCD,MNFR:01)CATHCAST,PTNO:01)CDZ860S14KG | 01)CATHCAST,01)CDZ860S14KG,ZINC ALLOY Z1,WD 38 MM X LG 1.5 M X HT 38 MM,14 KG,01)CORROSION PREVENTIVE: SEE E,02)ED EVENLY THROUGH CENTER, C,03)MM HOLES 1.7 M PCD |  |  | CATHCAST |  | CDZ860S14KG | CATHODIC ANODES AUSTRALIA | CATHCAST | CDZ860S14KG |  |  | https://www.brierleymarine.com.au/uploads/6/4/2/6/64261285/weld_and_bolt_anodes.pdf | [10 empty] | ENRICHED |  | ANODE | No Modifier | TYPE | BLOCK,CORROSION PREVENTIVE | MATERIAL | MILD STEEL ROD,ZINC ALLOY Z1 | DIMENSIONS | 1.5 LG MX37 WD MMX38 HT MM BLOCK,12 DIA MMX1.7 LG M ROD | WEIGHT | 14 KG | CONNECTION | WELD-ON/BOLT-ON | COATING/FINISH |  | HAZARD CLASS |  | CERTIFICATION/STANDARD |  | ADDITIONAL FEATURES | C/W 12 MM ROD MOULDED EVENLY THROUGH CENTER, FLAT BAR WELDED AT EACH END,13 MM HOLES | [55 empty] | Production Completed
STP_009 - Lot4 | Data Enrichment | SFU | CLARIFIED BY MUF | 2023-07-21 | 2023-08-02 | Processed based on Websource, Conflict w.r.t Input | 1270711 | 1270711 | EA | ARM,LIFTG;PLP,CAR-053,ROD,7/1.75 HDC | BRAZO ELEVA; | BRAS LEV; | ARM,LIFTING;ADDITIONAL FEATURES EN:PLP,CAR-053,ROD,7/1.75 HDC,MNFR:PREFORMED LINE PRODUCTS (AUST),PTNO:CAR-053 | 01)PLP,CAR-053,02)ROD,7/1.75 HDC,01)PREFORMED LINE PRODUCTS,01)CAR-053 | CAR-053 | 1068388 | PREFORMED LINE PRODUCTS (AUST) | PREFORMED LINE PRODUCTS (AUST) | CAR-053 | [5 empty] | https://preformed.com/au/images/pdfs/Resources/CAR-100/CAR-100_pdf.pdf | [10 empty] | ENRICHED |  | ROD | No Modifier | TYPE | ARMOR | DIAMETER | 5.25 MM CONDUCTOR | LENGTH |  | MATERIAL |  | MATERIAL SPECIFICATION |  | COATING/FINISH |  | HAZARD CLASS |  | CERTIFICATION/STANDARD |  | ADDITIONAL FEATURES | CONDUCTOR STRANDING: 7/1.75, HDC | [55 empty] | Production Completed
STP_009 - Lot4 | Data Enrichment | SFU | CLARIFIED BY MUF | 2023-07-21 | 2023-08-02 | Processed based on Websource, Conflict w.r.t Input | 1270712 | 1270712 | EA | ARM,LIFTG;PLP,CAR-060,ROD,7/2.00 HDC | BRAZO ELEVA; | BRAS LEV; | ARM,LIFTING;ADDITIONAL FEATURES EN:PLP,CAR-060,ROD,7/2.00 HDC,MNFR:PREFORMED LINE PRODUCTS (AUST),PTNO:CAR-060 | 01)PLP,CAR-060,02)ROD,7/2.00 HDC,01)PREFORMED LINE PRODUCTS,01)CAR-060 | CAR-060 | 1068388 | PREFORMED LINE PRODUCTS (AUST) | PREFORMED LINE PRODUCTS (AUST) | CAR-060 | [5 empty] | https://preformed.com/au/images/pdfs/Resources/CAR-100/CAR-100_pdf.pdf | [10 empty] | ENRICHED |  | ROD | No Modifier | TYPE | ARMOR | DIAMETER | 6 MM CONDUCTOR | LENGTH |  | MATERIAL |  | MATERIAL SPECIFICATION |  | COATING/FINISH |  | HAZARD CLASS |  | CERTIFICATION/STANDARD |  | ADDITIONAL FEATURES | CONDUCTOR STRANDING: 7/2.00, HDC | [55 empty] | Production Completed
STP_009 - Lot4 | Data Enrichment | SFU | CLARIFIED BY MUF | 2023-07-21 | 2023-08-02 | Processed based on Websource, Conflict w.r.t Input | 1270713 | 1270713 | EA | ARM,LIFTG;PLP,CAR-100 | BRAZO ELEVA; | BRAS LEV; | ARM,LIFTING;ADDITIONAL FEATURES EN:PLP,CAR-100,ROD,19/2.00,HDC,L044430,MNFR:PREFORMED LINE PRODUCTS (AUST),PTNO:CAR-100 | 01)PLP,CAR-100,02)ROD,19/2.00,HDC,L044430,01)PREFORMED LINE PRODUCTS,01)CAR-100 | CAR-100 | 1068388 | PREFORMED LINE PRODUCTS (AUST) | PREFORMED LINE PRODUCTS (AUST) | CAR-100 | [5 empty] | https://preformed.com/au/images/pdfs/Resources/CAR-100/CAR-100_pdf.pdf | [10 empty] | ENRICHED |  | ROD | No Modifier | TYPE | ARMOR | DIAMETER | 10 MM CONDUCTOR | LENGTH |  | MATERIAL |  | MATERIAL SPECIFICATION |  | COATING/FINISH |  | HAZARD CLASS |  | CERTIFICATION/STANDARD |  | ADDITIONAL FEATURES | CONDUCTOR STRANDING: 19/2.00, HDC,REF: L044430 | [55 empty] | Production Completed
STP_009 - Lot4 | Data Enrichment | SFU | OK | 2023-07-21 | 2023-08-02 |  | 1234723 | 1234723 | EA | ARM;CSM NORTH DOWN ENDER SHAFT (SUPPORT |  |  | ARM;ADDITIONAL FEATURES EN:CSM NORTH DOWN ENDER SHAFT (SUPPORT ARM) WELDS TO BE CRACK TESTED O,N MANUFACTURE,MNFR:01)MESCO,PTNO: 01)HP0121-1 | 01)CSM NORTH DOWN ENDER SHAFT,02)N MANUFACTURE,01)MESCO,01)HP0121-1 |  |  | MESCO | MESCO | HP0121-1 | [5 empty] | URL NOT FOUND | [10 empty] | CLEANSED |  | ARM | No Modifier | TYPE | SUPPORT | SIZE |  | MATERIAL |  | MATERIAL SPECIFICATION |  | HAZARD CLASS |  | CERTIFICATION/STANDARD |  | ADDITIONAL FEATURES | CSM NORTH DOWN ENDER SHAFT, WELDS TO BE CRACK TESTED ON MANUFACTURE | [59 empty] | Production Completed
STP_009 - Lot4 | Data Enrichment | SFU | OK | 2023-07-21 | 2023-08-02 |  | 1234721 | 1234721 | EA | ARM;CSM SOUTH DOWNENDER SHAFT (SUPPORT A |  |  | ARM;ADDITIONAL FEATURES EN:CSM SOUTH DOWNENDER SHAFT (SUPPORT ARM) WELDS TO BE CRACK TESTED ON, MANUFACTURE,MNFR:01)MESCO,PTNO:01) HP0120-1 | 01)CSM SOUTH DOWNENDER SHAFT (,02) MANUFACTURE,01)MESCO,01)HP0120-1 |  |  | MESCO | MESCO | HP0120-1 | [5 empty] | URL NOT FOUND | [10 empty] | CLEANSED |  | ARM | No Modifier | TYPE | SUPPORT | SIZE |  | MATERIAL |  | MATERIAL SPECIFICATION |  | HAZARD CLASS |  | CERTIFICATION/STANDARD |  | ADDITIONAL FEATURES | CSM SOUTH DOWN ENDER SHAFT, WELDS TO BE CRACK TESTED ON MANUFACTURE | [59 empty] | Production Completed
STP_009 - Lot4 | Data Enrichment | SFU | OK | 2023-07-21 | 2023-08-02 |  | 1345818 | 1345818 | EA | ARM;CTRL, LINKAGE,JAQUES,D79A1131 |  |  | ARM;,CONTROL, LINKAGE,MNFR:01)JAQUES,PTNO:01)D79A1131 | EN_01)CONTROL, LINKAGE,01)JAQUES,01)D79A1131 |  |  | JAQUES | JAQUES | D79A1131 | [5 empty] | URL NOT FOUND | [10 empty] | CLEANSED |  | ARM | No Modifier | TYPE | CONTROL,LINKAGE | SIZE |  | MATERIAL |  | MATERIAL SPECIFICATION |  | HAZARD CLASS |  | CERTIFICATION/STANDARD |  | ADDITIONAL FEATURES | [60 empty] | Production Completed
STP_009 - Lot4 | Data Enrichment | SFU | OK | 2023-07-21 | 2023-08-02 |  | 1286769 | 1286769 | EA | ARM;GEARBOX TORQUE ASSEMBLY |  |  | ARM;TYPE:GEARBOX TORQUE ASSEMBLY,MNFR:01)NQCSERV,PTNO:01)821-700 | EN_01)GEARBOX TORQUE ASSEMBLY,01)NQCSERV,01)821-700 |  |  | NQCSERV | NQCSERV | 821-700 | [5 empty] | URL NOT FOUND | [10 empty] | CLEANSED |  | ARM | No Modifier | TYPE | GEARBOX TORQUE ASSEMBLY | SIZE |  | MATERIAL |  | MATERIAL SPECIFICATION |  | HAZARD CLASS |  | CERTIFICATION/STANDARD |  | ADDITIONAL FEATURES | [60 empty] | Production Completed
STP_009 - Lot4 | Data Enrichment | SFU | OK | 2023-07-21 | 2023-08-02 |  | 1382875 | 1382875 | EA | ARM;IDL,QUOTATION NO 19131 |  |  | ARM;TYPE:IDLER,ADDITIONAL FEATURES EN:QUOTATION NO 19131,MNFR:01)ISA AUTO SUPPLIES,PTNO:01)4870262 | EN_01)IDLER,01)QUOTATION NO 19131,01)ISA AUTO SUPPLIES,01)4870262 |  |  | ISA AUTO SUPPLIES | ISA AUTO SUPPLIES | 4870262 | [5 empty] | URL NOT FOUND | [10 empty] | CLEANSED |  | ARM | No Modifier | TYPE | IDLER | SIZE |  | MATERIAL |  | MATERIAL SPECIFICATION |  | HAZARD CLASS |  | CERTIFICATION/STANDARD |  | ADDITIONAL FEATURES | QUOTATION NO: 19131 | [59 empty] | Production Completed
STP_009 - Lot4 | Data Enrichment | SFU | OK | 2023-07-21 | 2023-08-02 |  | 1382745 | 1382745 | EA | ARM;LIGHT DUTY CANTILEVER |  |  | ARM;TYPE:LIGHT DUTY CANTILEVER,MNFR:01)THE RACK'N STACK WAREHOUSE,PTNO:01)CR PR-ARM-750MM | EN_01)LIGHT DUTY CANTILEVER,01)THE RACK'N STACK WAREHOUSE,01)CR PR-ARM-750MM |  |  | THE RACK'N STACK WAREHOUSE | THE RACK'N STACK WAREHOUSE | CR PR-ARM-750MM | [5 empty] | URL NOT FOUND | [10 empty] | CLEANSED |  | ARM | No Modifier | TYPE | LIGHT DUTY CANTILEVER | SIZE | 750 MM | MATERIAL |  | MATERIAL SPECIFICATION |  | HAZARD CLASS |  | CERTIFICATION/STANDARD |  | ADDITIONAL FEATURES | [60 empty] | Production Completed
STP_009 - Lot4 | Data Enrichment | SFU | OK | 2023-07-21 | 2023-08-02 |  | 1382790 | 1382790 | EA | ARM;LWR, LH |  |  | ARM;TYPE:LOWER, LH,MNFR:01)MALOUF AUTO GROUP,PTNO:01)UR6134350B | EN_01)LOWER, LH,01)MALOUF AUTO GROUP,01)UR6134350B |  |  | MALOUF AUTO GROUP |  | UR6134350B | MAZDA | MALOUF AUTO GROUP | UR6134350B |  |  | https://spareto.com/oe/ur6134350b | [10 empty] | ENRICHED |  | ARM | No Modifier | TYPE | TRACK CONTROL,LOWER,LEFT HAND | SIZE |  | MATERIAL |  | MATERIAL SPECIFICATION |  | HAZARD CLASS |  | CERTIFICATION/STANDARD |  | ADDITIONAL FEATURES | [60 empty] | Production Completed
STP_009 - Lot4 | Data Enrichment | SFU | OK | 2023-07-21 | 2023-08-02 |  | 1382654 | 1382654 | EA | ARM;LWR, RH,QUOTE: 1109443 |  |  | ARM;TYPE:LOWER, RH,ADDITIONAL FEATURES EN:QUOTE: 1109443,MNFR:01)MALOUF AUTO GROUP,PTNO:01)UR6134300B | EN_01)LOWER, RH,01)QUOTE: 1109443,01)MALOUF AUTO GROUP,01)UR6134300B |  |  | MALOUF AUTO GROUP |  | UR6134300B | MAZDA | MALOUF AUTO GROUP | UR6134300B |  |  | https://spareto.com/oe/ur6134300b | [10 empty] | ENRICHED |  | ARM | No Modifier | TYPE | TRACK CONTROL,LOWER,RIGHT HAND | SIZE |  | MATERIAL |  | MATERIAL SPECIFICATION |  | HAZARD CLASS |  | CERTIFICATION/STANDARD |  | ADDITIONAL FEATURES | QUOTE NO: 1109443 | [59 empty] | Production Completed
STP_009 - Lot4 | Data Enrichment | SFU | CLARIFIED BY MUF | 2023-07-21 | 2023-08-02 |  | 1363872 | 1363872 | EA | ARM;ROLLER LEVER, ADJUSTABLE |  |  | ARM;TYPE:ROLLER LEVER, ADJUSTABLE,SIZE:LG 22-102, ROLLER DIA 16 X THK 6 MM,MATERIAL:ROLLER IRON SINTERED, STEEL,MNFR:01)SQUARE-D, PTNO:01)9007HA1 | EN_01)ROLLER LEVER, ADJUSTABLE,EN_01)LG 22-102, ROLLER DIA 16,ROLLER IRON SINTERED, STEEL,01)SQUARE-D,01)9007HA1 |  |  | SQUARE-D | SQUARE-D | 9007HA1 | [5 empty] | https://download.schneider-electric.com/files?p_enDocType=Catalog&p_File_Name=Schneider+Electric+Australia+-+Catalogue+2016.pdf&p_Doc_Ref=SEAU160520&_ga=2.37385766.741162458.1690963145-2038769316.1690963142 | https://www.se.com/us/en/product/download-pdf/9007HA1 | [9 empty] | ENRICHED |  | LEVER | SWITCH | TYPE | spring return adjustable roller | MATERIAL | CAST ZINC/SINTERED IRON ROLLER | SIZE | 22 to 102 LGX16 ROLLER DIAX 6 ROLLER THK MM | COLOUR |  | CONNECTION TYPE |  | HAZARD CLASS |  | CERTIFICATION/STANDARD |  | ADDITIONAL FEATURES | W/ ARM | [57 empty] | Production Completed
STP_009 - Lot4 | Data Enrichment | SFU | CLARIFIED BY MUF | 2023-07-21 | 2023-08-02 |  | 1353372 | 1353372 | EA | ARM;ROLLER LEVER,SCHNEID,9007R21 |  |  | ARM;TYPE:ROLLER LEVER,LG 212, ROLLER DIA 38 X LG 95 MM,MATERIAL:ROLLER DELRIN WHITE, ZINC CAST,ADDITIONAL FEATURES EN:CONVEYOR SIDE GUIDE SQUARE D 9007 SERIES LIMIT SWITCH ACTUATOR,MNFR:01)SCHNEID,PTNO:01)9007R21 | EN_01)ROLLER LEVER,EN_01)LG 212, ROLLER DIA 38 X,ROLLER DELRIN WHITE, ZINC CAST,01)CONVEYOR SIDE GUIDE SQUARE,01)SCHNEID,01)9007R21 |  |  | SCHNEID | SCHNEID | 9007R21 | [5 empty] | https://download.schneider-electric.com/files?p_enDocType=Catalog&p_File_Name=Schneider+Electric+Australia+-+Catalogue+2016.pdf&p_Doc_Ref=SEAU160520&_ga=2.37385766.741162458.1690963145-2038769316.1690963142 | https://tesensors.com/nl/en/product/reference/9007R21 | [9 empty] | ENRICHED |  | LEVER | SWITCH | TYPE | VERTICAL ROLLER | MATERIAL | CAST ZINC/DELRIN ROLLER | SIZE | 212 LGX38 ROLLER DIAX95 ROLLER WD MM | COLOUR | WHITE | CONNECTION TYPE |  | HAZARD CLASS |  | CERTIFICATION/STANDARD |  | ADDITIONAL FEATURES | W/ ARM,CONVEYOR SIDE GUIDE, FOR SQUARE D 9007 SERIES LIMIT SWITCH ACTUATOR | [57 empty] | Production Completed
STP_009 - Lot4 | Data Enrichment | SFU | OK | 2023-07-21 | 2023-08-02 |  | 1387772 | 1387772 | EA | ARM;SEW,P042 D560 A900 |  |  |  |  | P042 D560 A900 | 3000442 | SEW EURODRIVE | SEW EURODRIVE | P042 D560 A900 | [5 empty] | https://www.locatemachineparts.net/sew_eurodrive/16202597 | [10 empty] | CLEANSED |  | ARM | No Modifier | TYPE | TORQUE | SIZE |  | MATERIAL |  | MATERIAL SPECIFICATION |  | HAZARD CLASS |  | CERTIFICATION/STANDARD |  | ADDITIONAL FEATURES | [60 empty] | Production Completed
STP_009 - Lot4 | Data Enrichment | SFU | OK | 2023-07-21 | 2023-08-02 |  | 1286983 | 1286983 | EA | ARM;SSPNSN,NOSE |  |  | ARM;TYPE:SUSPENSION,ADDITIONAL FEATURES EN:NOSE,MNFR:01)RME,PTNO:01)L07-03-028AA | EN_01)SUSPENSION,01)NOSE,01)RME,01)L07-03-028AA |  |  | RME | RME | L07-03-028AA | [5 empty] | URL NOT FOUND | [10 empty] | CLEANSED |  | ARM | No Modifier | TYPE | SUSPENSION, NOSE | SIZE |  | MATERIAL |  | MATERIAL SPECIFICATION |  | HAZARD CLASS |  | CERTIFICATION/STANDARD |  | ADDITIONAL FEATURES | [60 empty] | Production Completed
STP_009 - Lot4 | Data Enrichment | SFU | OK | 2023-07-21 | 2023-08-02 |  | 1382643 | 1382643 | EA | ARM;STEERNG,LG 175 MM,QUOTE: 1115352 |  |  | ARM;TYPE:STEERING,SIZE:LG 175 MM,ADDITIONAL FEATURES EN:QUOTE: 1115352,MNFR:01)MALOUF AUTO GROUP;,PTNO:01)UR5632220 | EN_01)STEERING,EN_01)LG 175 MM,01)QUOTE: 1115352,01)MALOUF AUTO GROUP,01)UR5632220 |  |  | MALOUF AUTO GROUP; |  | UR5632220 | MAZDA | MALOUF AUTO GROUP | UR5632220 |  |  | https://spareto.com/oe/ur5632220 | [10 empty] | ENRICHED |  | ARM | No Modifier | TYPE | PITMAN,STEERING | SIZE | 175 MM LG | MATERIAL |  | MATERIAL SPECIFICATION |  | HAZARD CLASS |  | CERTIFICATION/STANDARD |  | ADDITIONAL FEATURES | QUOTE NO: 1115352 | [59 empty] | Production Completed
STP_009 - Lot4 | Data Enrichment | SFU | OK | 2023-07-21 | 2023-08-02 | Processed based on Websource, Conflict w.r.t Input | 1350184 | 1350184 | EA | ARM;SWITCH ACTUATOR, ROLLER |  |  | ARM;TYPE:SWITCH ACTUATOR, ROLLER,MNFR:01)ENOTS,PTNO:01)03 2331 00 | EN_01)SWITCH ACTUATOR, ROLLER,01)ENOTS,01)03 2331 00 |  |  | ENOTS | ENOTS | 03 2331 00 | [5 empty] | https://www.radwell.com/en-US/Buy/NORGREN/ENOTS/03-2331-30/ | https://ledvezde.ru/position-switch-03-2331-30-enots-03233130/ | [9 empty] | ENRICHED |  | SWITCH | NO MODIFIER | TYPE | POSITION | VOLTAGE RATING |  | CURRENT RATING |  | CONTACT CONFIGURATION |  | NUMBER OF POSITIONS |  | ENCLOSURE |  | MOUNTING TYPE |  | TEMPERATURE RATING |  | ACTION |  | OPERATOR TYPE |  | POWER RATING |  | MATERIAL |  | SIZE |  | HAZARD CLASS |  | CERTIFICATION/STANDARD |  | ADDITIONAL FEATURES | [42 empty] | Production Completed
STP_009 - Lot4 | Data Enrichment | SFU | OK | 2023-07-21 | 2023-08-02 |  | 1352954 | 1352954 | EA | ARM;SWITCH ACTUATOR,DIA 3/8 IN X LG 5 FT |  |  | ARM;TYPE:SWITCH ACTUATOR,SIZE:DIA 3/8 IN X LG 5 FT,ADDITIONAL FEATURES EN:BELT WANDER, STIFFENED,MNFR:01)HONEYWEL,PTNO:01) NEWEHARDNW-5/S | EN_01)SWITCH ACTUATOR,EN_01)DIA 3/8 IN X LG 5 FT,01)BELT WANDER, STIFFENED,01)HONEYWEL,01)NEWEHARDNW-5/S |  |  | HONEYWEL | HONEYWEL | NEWEHARDNW-5/S | [5 empty] | URL NOT FOUND | [10 empty] | CLEANSED |  | ARM | No Modifier | TYPE | SWITCH ACTUATOR | SIZE | 3/8 DIA INX5 LG FT | MATERIAL |  | MATERIAL SPECIFICATION |  | HAZARD CLASS |  | CERTIFICATION/STANDARD |  | ADDITIONAL FEATURES | BELT WANDER,STIFFENED | [59 empty] | Production Completed
STP_009 - Lot4 | Data Enrichment | SFU | OK | 2023-07-21 | 2023-08-02 |  | 1298785 | 1298785 | EA | ARM;SWITCH ACTUATOR,K, LIMIT SWITCH |  |  | ARM;TYPE:SWITCH ACTUATOR,ADDITIONAL FEATURES EN:K, LIMIT SWITCH,MNFR:01)LOGAN,PTNO:01)DP-609 | EN_01)SWITCH ACTUATOR,01)K, LIMIT SWITCH,01)LOGAN,01)DP-609 |  |  | LOGAN | LOGAN | DP-609 | [5 empty] | URL NOT FOUND | [10 empty] | CLEANSED |  | ARM | No Modifier | TYPE | SWITCH ACTUATOR | SIZE |  | MATERIAL |  | MATERIAL SPECIFICATION |  | HAZARD CLASS |  | CERTIFICATION/STANDARD |  | ADDITIONAL FEATURES | K,LIMIT SWITCH | [59 empty] | Production Completed
STP_009 - Lot4 | Data Enrichment | SFU | OK | 2023-07-21 | 2023-08-02 |  | 1297804 | 1297804 | EA | ARM;SWITCH ACTUATOR,PICK UP,IN,GECELIOT |  |  | ARM;TYPE:SWITCH ACTUATOR,ADDITIONAL FEATURES EN:PICK UP ,IN,MNFR:01)GECELIOT,PTNO:01)MWC 58 | EN_01)SWITCH ACTUATOR,01)PICK UP ,IN,01)GECELIOT,01)MWC 58 |  |  | GECELIOT | GECELIOT | MWC 58 | [5 empty] | URL NOT FOUND | [10 empty] | CLEANSED |  | ARM | No Modifier | TYPE | SWITCH ACTUATOR | SIZE |  | MATERIAL |  | MATERIAL SPECIFICATION |  | HAZARD CLASS |  | CERTIFICATION/STANDARD |  | ADDITIONAL FEATURES | PICK UP,IN | [59 empty] | Production Completed
STP_009 - Lot4 | Data Enrichment | SFU | OK | 2023-07-21 | 2023-08-02 |  | 1294572 | 1294572 | EA | ARM;TIPPING,STAINLESS STEEL 316,MESCO |  |  | ARM;TYPE:TIPPING,MATERIAL:STAINLESS STEEL 316,ADDITIONAL FEATURES EN:ASM DOWN ENDER,MNFR:01)MESCO,PTNO:01)150X100X430 | EN_01)TIPPING,STAINLESS STEEL 316,01)ASM DOWN ENDER,01)MESCO,01)150X100X430 |  |  | MESCO | MESCO | 150X100X430 | [5 empty] | URL NOT FOUND | [10 empty] | CLEANSED |  | ARM | No Modifier | TYPE | TIPPING | SIZE | 150X100X430 MM | MATERIAL | STAINLESS STEEL 316 | MATERIAL SPECIFICATION |  | HAZARD CLASS |  | CERTIFICATION/STANDARD |  | ADDITIONAL FEATURES | ASM DOWN ENDER | [59 empty] | Production Completed
STP_009 - Lot4 | Data Enrichment | SFU | OK | 2023-07-21 | 2023-08-02 |  | 1344691 | 1344691 | EA | ARM;TRACKING PADDLE,DELKOR,S.18.010X |  |  | ARM;TYPE:TRACKING PADDLE,ADDITIONAL FEATURES EN:SWITCH, DELKOR 13C/10-15S 1.5M2 LINEAR CLOTH SCREEN ACTUATOR,MNFR:01)DELKOR,PTNO: 01)S.18.010X,MNFR:02)DELKOR,PTNO:02)DS-KE-00-001-2,MNFR:03)DELKOR,PTNO:03)S.18.010 | EN_01)TRACKING PADDLE,01)SWITCH, DELKOR 13C/10-15S 1,01)DELKOR,02)DELKOR,03)DELKOR,01)S.18.010X,02)DS-KE-00-001-2,03)S.18.010 |  |  | DELKOR | DELKOR | S.18.010X |  | DELKOR | DS-KE-00-001-2 | DELKOR | S.18.010 | URL NOT FOUND | [10 empty] | CLEANSED |  | ARM | No Modifier | TYPE | TRACKING PADDLE | SIZE |  | MATERIAL |  | MATERIAL SPECIFICATION |  | HAZARD CLASS |  | CERTIFICATION/STANDARD |  | ADDITIONAL FEATURES | SWITCH,DELKOR 13C/10-15S 1.5M2 LINEAR CLOTH SCREEN ACTUATOR | [59 empty] | Production Completed
STP_009 - Lot4 | Data Enrichment | SFU | OK | 2023-07-21 | 2023-08-02 |  | 1286875 | 1286875 | EA | ARM;TRQ |  |  | ARM;TYPE:TORQUE,ADDITIONAL FEATURES EN:REFERENCE NO: MA 283,REFERENCE NO: JUPITER 900,MNFR:01)HAGGDEN,PTNO:01)TORQUE ARM | EN_01)TORQUE,01)REFERENCE NO: MA 283,REFERE,01)HAGGDEN,01)TORQUE ARM |  |  | HAGGDEN | HAGGDEN | [6 empty] | URL NOT FOUND |  |  |  |  | JUPITER 900 | [5 empty] | CLEANSED |  | ARM | No Modifier | TYPE | TORQUE | SIZE |  | MATERIAL |  | MATERIAL SPECIFICATION |  | HAZARD CLASS |  | CERTIFICATION/STANDARD |  | ADDITIONAL FEATURES | REFERENCE NO: MA 283 | [59 empty] | Production Completed
STP_009 - Lot4 | Data Enrichment | SFU | OK | 2023-07-21 | 2023-08-02 |  | 1298750 | 1298750 | EA | BUTTON;PUSH OPERATOR,30.5 MM,BLACK,RME |  |  | BUTTON;TYPE:PUSH OPERATOR,SIZE:30.5 MM,COLOUR:BLACK,MNFR:01)RME,PTNO:01)10100325 | EN_01)PUSH OPERATOR,EN_01)30.5 MM,BLACK,01)RME,01)10100325 |  |  | RME | RME | 10100325 | [5 empty] | URL NOT FOUND | [10 empty] | CLEANSED |  | BUTTON | No Modifier | TYPE | PUSH OPERATOR | SIZE | 30.5 MM | MATERIAL |  | COLOUR | BLACK | MOUNTING TYPE |  | HAZARD CLASS |  | CERTIFICATION/STANDARD |  | ADDITIONAL FEATURES | [58 empty] | Production Completed
STP_009 - Lot4 | Data Enrichment | SFU | OK | 2023-07-21 | 2023-08-02 |  | 1344634 | 1344634 | EA | BUTTON;PUSH TO TEST,7-AXIS 1,RME |  |  | BUTTON;TYPE:PUSH TO TEST,ADDITIONAL FEATURES EN:7-AXIS 1,MNFR:01)RME,PTNO:01)10100268 | EN_01)PUSH TO TEST,01)7-AXIS 1,01)RME,01)10100268 |  |  | RME | RME | 10100268 | [5 empty] | URL NOT FOUND | [10 empty] | CLEANSED |  | BUTTON | No Modifier | TYPE | PUSH TO TEST | SIZE |  | MATERIAL |  | COLOUR |  | MOUNTING TYPE |  | HAZARD CLASS |  | CERTIFICATION/STANDARD |  | ADDITIONAL FEATURES | 7-AXIS 1 | [57 empty] | Production Completed
STP_009 - Lot4 | Data Enrichment | SFU | OK | 2023-07-21 | 2023-08-02 |  | 1344635 | 1344635 | EA | BUTTON;PUSH, EMERGENCY STOP |  |  | BUTTON;TYPE:PUSH, EMERGENCY STOP,MNFR:01)RME,PTNO:01)10100259 | EN_01)PUSH, EMERGENCY STOP,01)RME,01)10100259 |  |  | RME | RME | 10100259 | [5 empty] | URL NOT FOUND | [10 empty] | CLEANSED |  | BUTTON | No Modifier | TYPE | PUSH,EMERGENCY STOP | SIZE |  | MATERIAL |  | COLOUR |  | MOUNTING TYPE |  | HAZARD CLASS |  | CERTIFICATION/STANDARD |  | ADDITIONAL FEATURES | [58 empty] | Production Completed
STP_009 - Lot4 | Data Enrichment | SFU | OK | 2023-07-21 | 2023-08-02 |  | 1348645 | 1348645 | EA | BUTTON;PUSH, EMERGENCY STOP |  |  | BUTTON;TYPE:PUSH, EMERGENCY STOP,ADDITIONAL FEATURES EN:PENDANT LINER CART PENDANT CONTROL OLC,MNFR:01)RME,PTNO:01)04B0139 | EN_01)PUSH, EMERGENCY STOP,01)PENDANT LINER CART PENDANT,01)RME,01)04B0139 |  |  | RME | RME | 04B0139 | [5 empty] | URL NOT FOUND | [10 empty] | CLEANSED |  | BUTTON | No Modifier | TYPE | PUSH,EMERGENCY STOP | SIZE |  | MATERIAL |  | COLOUR |  | MOUNTING TYPE |  | HAZARD CLASS |  | CERTIFICATION/STANDARD |  | ADDITIONAL FEATURES | PENDANT LINER CART PENDANT CONTROL OLC | [57 empty] | Production Completed
STP_009 - Lot4 | Data Enrichment | SFU | OK | 2023-07-21 | 2023-08-02 |  | 1297764 | 1297764 | EA | BUTTON;PUSH,22.5 MM,RED ILLUMINATED,RME |  |  | BUTTON;TYPE:PUSH,SIZE:22.5 MM,COLOUR:RED ILLUMINATED,MOUNTING TYPE:FLUSH,MNFR:01)RME,PTNO:01)10105678 | EN_01)PUSH,EN_01)22.5 MM,RED ILLUMINATED,FLUSH,01)RME,01)10105678 |  |  | RME | RME | 10105678 | [5 empty] | URL NOT FOUND | [10 empty] | CLEANSED |  | BUTTON | No Modifier | TYPE | PUSH, ILLUMINATED | SIZE | 22.5 MM | MATERIAL |  | COLOUR | RED | MOUNTING TYPE | FLUSH | HAZARD CLASS |  | CERTIFICATION/STANDARD |  | ADDITIONAL FEATURES | [58 empty] | Production Completed
STP_009 - Lot4 | Data Enrichment | SFU | OK | 2023-07-21 | 2023-08-02 |  | 1344582 | 1344582 | EA | BUTTON;PUSH,ELECTRIC EQUIPMENT |  |  | BUTTON;TYPE:PUSH,ADDITIONAL FEATURES EN:ELECTRIC EQUIPMENT,MNFR:01)ALIMAHEK,PTNO:01)3002071-801 | EN_01)PUSH,01)ELECTRIC EQUIPMENT,01)ALIMAHEK,01)3002071-801 |  |  | ALIMAHEK | ALIMAHEK | 3002071-801 | [5 empty] | https://www.bidnet.com/bneattachments?/649030403.pdf | [10 empty] | CLEANSED |  | BUTTON | No Modifier | TYPE | PUSH | SIZE |  | MATERIAL |  | COLOUR |  | MOUNTING TYPE |  | HAZARD CLASS |  | CERTIFICATION/STANDARD |  | ADDITIONAL FEATURES | ELECTRIC EQUIPMENT | [57 empty] | Production Completed
STP_009 - Lot4 | Data Enrichment | SFU | OK | 2023-07-21 | 2023-08-02 |  | 1344583 | 1344583 | EA | BUTTON;PUSH,ELECTRIC EQUIPMENT BACK |  |  | BUTTON;TYPE:PUSH,ADDITIONAL FEATURES EN:ELECTRIC EQUIPMENT BACK,MNFR:01)ALIMAHEK,PTNO:01)3002071-800 | EN_01)PUSH,01)ELECTRIC EQUIPMENT BACK,01)ALIMAHEK,01)3002071-800 |  |  | ALIMAHEK | ALIMAHEK | 3002071-800 | [5 empty] | https://www.bidnet.com/bneattachments?/649030403.pdf | [10 empty] | CLEANSED |  | BUTTON | No Modifier | TYPE | PUSH | SIZE |  | MATERIAL |  | COLOUR |  | MOUNTING TYPE |  | HAZARD CLASS |  | CERTIFICATION/STANDARD |  | ADDITIONAL FEATURES | ELECTRIC EQUIPMENT BACK | [57 empty] | Production Completed
STP_009 - Lot4 | Data Enrichment | SFU | OK | 2023-07-21 | 2023-08-02 |  | 1348699 | 1348699 | EA | BUTTON;PUSH,ELECTRIC EQUIPMENT EMERG |  |  | BUTTON;TYPE:PUSH,ADDITIONAL FEATURES EN:ELECTRIC EQUIPMENT EMERG,MNFR:01)ALIMAHEK,PTNO:01)3002071-804 | EN_01)PUSH,01)ELECTRIC EQUIPMENT EMERG,01)ALIMAHEK,01)3002071-804 |  |  | ALIMAHEK | ALIMAHEK | 3002071-804 | [5 empty] | https://www.bidnet.com/bneattachments?/649030403.pdf | [10 empty] | CLEANSED |  | BUTTON | No Modifier | TYPE | PUSH | SIZE |  | MATERIAL |  | COLOUR |  | MOUNTING TYPE |  | HAZARD CLASS |  | CERTIFICATION/STANDARD |  | ADDITIONAL FEATURES | ELECTRIC EQUIPMENT EMERGENCY | [57 empty] | Production Completed
STP_009 - Lot4 | Data Enrichment | SFU | CHK | 2023-07-21 | 2023-08-02 |  | 1229123 | 1229123 | EA | CASE;CARRY,LTHR,COMMUNICATIONS, GP328 H |  |  | CASE;TYPE:CARRY,MATERIAL:LEATHER,ADDITIONAL FEATURES EN:COMMUNICATIONS, GP328 H,MNFR:01)MOTOROLA,PTNO:01)HLN9676A | EN_01)CARRY,EN_01)LEATHER,01)COMMUNICATIONS, GP328 H,01)MOTOROLA,01)HLN9676A |  |  | MOTOROLA | MOTOROLA | HLN9676A | [5 empty] | https://shop.motorolasolutions.com.au/product/leather-carry-case-with-swivel-belt-clip-non-display-hln9676#accessories |  |  |  |  | GP328 H | [5 empty] | CLEANSED |  | CASE | No Modifier | TYPE | CARRY | SIZE |  | MATERIAL | HARD LEATHER | COLOUR |  | HAZARD CLASS |  | CERTIFICATION/STANDARD |  | ADDITIONAL FEATURES | COMMUNICATIONS | [59 empty] | Production Completed
STP_009 - Lot4 | Data Enrichment | SFU | OK | 2023-07-21 | 2023-08-03 |  | 1278312 | 1278312 | EA | CASE;CARRYING,HARD SHELL |  |  | CASE;TYPE:CARRYING,ADDITIONAL FEATURES EN:HARD SHELL,MNFR:01)ROHDE AND SCHWARZ (AUSTRALIA) P/L,PTNO:01)RTH-Z4 | EN_01)CARRYING,01)HARD SHELL,01)ROHDE & SCHWARZ (AUSTRALIA),01)RTH-Z4 |  |  | ROHDE AND SCHWARZ (AUSTRALIA) P/L | ROHDE AND SCHWARZ (AUSTRALIA) P/L | RTH-Z4 | [5 empty] | https://www.tequipment.net/Rohde-&-Schwarz/RTH-Z4/Cases/ | [10 empty] | ENRICHED |  | CASE | No Modifier | TYPE | CARRYING,HARD SHELL | SIZE | 455X368X166 MM | MATERIAL |  | COLOUR |  | HAZARD CLASS |  | CERTIFICATION/STANDARD |  | ADDITIONAL FEATURES | [60 empty] | Production Completed
STP_009 - Lot4 | Data Enrichment | SFU | OK | 2023-07-21 | 2023-08-02 |  | 1289226 | 1289226 | EA | CASE;CHAIN 1.27 CONVEYOR |  |  | CASE;TYPE:CHAIN 1.27 CONVEYOR,MNFR:01)EMSIDENT,PTNO:01)1.27 CHAIN CASE | EN_01)CHAIN 1.27 CONVEYOR,01)EMSIDENT,01)1.27 CHAIN CASE |  |  | EMSIDENT | EMSIDENT | 1.27 CHAIN CASE | [5 empty] | URL NOT FOUND | [10 empty] | CLEANSED |  | CASE | No Modifier | TYPE | CHAIN | SIZE |  | MATERIAL |  | COLOUR |  | HAZARD CLASS |  | CERTIFICATION/STANDARD |  | ADDITIONAL FEATURES | 1.27 CONVEYOR | [59 empty] | Production Completed
STP_009 - Lot4 | Data Enrichment | SFU | OK | 2023-07-21 | 2023-08-02 |  | 1289545 | 1289545 | EA | CASE;CVR, HANDSET |  |  | CASE;TYPE:COVER, HANDSET,MNFR:01)RME,PTNO:01)M12X110HHD | EN_01)COVER, HANDSET,01)RME,01)M12X110HHD |  |  | RME | RME | M12X110HHD | [5 empty] | URL NOT FOUND | [10 empty] | CLEANSED |  | CASE | No Modifier | TYPE | COVER,HANDSET | SIZE |  | MATERIAL |  | COLOUR |  | HAZARD CLASS |  | CERTIFICATION/STANDARD |  | ADDITIONAL FEATURES | [60 empty] | Production Completed
STP_009 - Lot4 | Data Enrichment | SFU | CHK | 2023-07-21 | 2023-08-02 |  | 1351298 | 1351298 | EA | CASE;ELEC,AL,HORWOOD,H34/8D,RADIOPRT |  |  | CASE;TYPE:ELECTRICAL,SIZE:WD 76.2 X LG 203.2 X HT 101.6 MM,MATERIAL:ALUMINIUM,ADDITIONAL FEATURES EN:DRILLED AND COUNTERSUNK, WITH REMOVABLE END PLATE,MNFR:01)HORWOOD,PTNO:01)H34/8D,MNFR:02)RADIOPRT,PTNO:02)0485-4565 | EN_01)ELECTRICAL,EN_01)WD 76.2 X LG 203.2 X HT,EN_01)ALUMINIUM,01)DRILLED AND COUNTERSUNK, WI,01)HORWOOD,02)RADIOPRT,01)H34/8D,02)0485-4565 |  |  | RADIOPRT | HORWOOD | H34/8D |  | RADIOPRT | 0485-4565 |  |  | URL NOT FOUND | [10 empty] | CLEANSED |  | CASE | No Modifier | TYPE | ELECTRICAL | SIZE | 203.2 LGX 76.2 WDX101.6 HT MM | MATERIAL | ALUMINIUM | COLOUR |  | HAZARD CLASS |  | CERTIFICATION/STANDARD |  | ADDITIONAL FEATURES | DRILLED AND COUNTERSUNK,C/W REMOVABLE END PLATE | [59 empty] | Production Completed
STP_009 - Lot4 | Data Enrichment | SFU | CHK | 2023-07-21 | 2023-08-02 |  | 1351297 | 1351297 | EA | CASE;ELEC,AL,RADIOPRT,H84/12V,HORWOOD |  |  | CASE;TYPE:ELECTRICAL,SIZE:WD 203.2 X LG 304.8 X HT 101.6 MM,MATERIAL:ALUMINIUM,ADDITIONAL FEATURES EN:COMPLETE WITH VINYL SIDES AND2-CHROME HANDLES,MNFR:01)RADIOPRT,PTNO:01)H84/12V,MNFR:02)HORWOOD,PTNO:02)0485-4857 | EN_01)ELECTRICAL,EN_01)WD 203.2 X LG 304.8 X HT,EN_01)ALUMINIUM,01)COMPLETE WITH VINYL SIDES A,01)RADIOPRT,02)HORWOOD,01)H84/12V,02)0485-4857 |  |  | HORWOOD | RADIOPRT | H84/12V |  | HORWOOD | 0485-4857 |  |  | URL NOT FOUND | [10 empty] | CLEANSED |  | CASE | No Modifier | TYPE | ELECTRICAL | SIZE | 304.8 LGX203.2 WDX101.6 HT MM | MATERIAL | ALUMINIUM | COLOUR |  | HAZARD CLASS |  | CERTIFICATION/STANDARD |  | ADDITIONAL FEATURES | C/W VINYL SIDES AND 2-CHROME HANDLES | [59 empty] | Production Completed
STP_009 - Lot4 | Data Enrichment | SFU | CHK | 2023-07-21 | 2023-08-02 |  | 1351169 | 1351169 | EA | CASE;ELEC,CD2001 DIECAST CABINET |  |  | CASE;TYPE:ELECTRICAL,ADDITIONAL FEATURES EN:CD2001 DIECAST CABINET,MNFR:01)RADIOPRT,PTNO:01)0485-2001 | EN_01)ELECTRICAL,01)CD2001 DIECAST CABINET,01)RADIOPRT,01)0485-2001 |  |  | RADIOPRT | RADIOPRT | 0485-2001 | [5 empty] | URL NOT FOUND | [10 empty] | CLEANSED |  | CASE | No Modifier | TYPE | ELECTRICAL | SIZE |  | MATERIAL |  | COLOUR |  | HAZARD CLASS |  | CERTIFICATION/STANDARD |  | ADDITIONAL FEATURES | CD2001 DIECAST CABINET | [59 empty] | Production Completed
STP_009 - Lot4 | Data Enrichment | SFU | OK | 2023-07-21 | 2023-08-02 |  | 1289300 | 1289300 | EA | CASE;FIRING TRIGGER,HNDST |  |  | CASE;TYPE:FIRING TRIGGER,ADDITIONAL FEATURES EN:HANDSET,MNFR:01)RME,PTNO:01)L06-04-008AD | EN_01)FIRING TRIGGER,01)HANDSET,01)RME,01)L06-04-008AD |  |  | RME | RME | L06-04-008AD | [5 empty] | URL NOT FOUND | [10 empty] | CLEANSED |  | CASE | No Modifier | TYPE | FIRING TRIGGER,HANDSET | SIZE |  | MATERIAL |  | COLOUR |  | HAZARD CLASS |  | CERTIFICATION/STANDARD |  | ADDITIONAL FEATURES | [60 empty] | Production Completed
STP_009 - Lot4 | Data Enrichment | SFU | OK | 2023-07-21 | 2023-08-02 |  | 1289542 | 1289542 | EA | CASE;INCHING TRIGGER,HNDST |  |  | CASE;TYPE:INCHING TRIGGER,ADDITIONAL FEATURES EN:HANDSET,MNFR:01)RME,PTNO:01)L06-04-013AB | EN_01)INCHING TRIGGER,01)HANDSET,01)RME,01)L06-04-013AB |  |  | RME | RME | L06-04-013AB | [5 empty] | URL NOT FOUND | [10 empty] | CLEANSED |  | CASE | No Modifier | TYPE | INCHING TRIGGER, HANDSET | SIZE |  | MATERIAL |  | COLOUR |  | HAZARD CLASS |  | CERTIFICATION/STANDARD |  | ADDITIONAL FEATURES | [60 empty] | Production Completed
STP_009 - Lot4 | Data Enrichment | SFU | CHK | 2023-07-21 | 2023-08-02 |  | 1345798 | 1345798 | EA | CASE;MAIN,GETMAN,434464 |  |  | CASE;TYPE:MAIN,MNFR:01)GETMAN,PTNO:01)434464 | EN_01)MAIN,01)GETMAN,01)434464 |  |  | GETMAN | GETMAN | 434464 | [5 empty] | URL NOT FOUND | [10 empty] | CLEANSED |  | CASE | No Modifier | TYPE | MAIN | SIZE |  | MATERIAL |  | COLOUR |  | HAZARD CLASS |  | CERTIFICATION/STANDARD |  | ADDITIONAL FEATURES | [60 empty] | Production Completed
STP_009 - Lot4 | Data Enrichment | SFU | OK | 2023-07-21 | 2023-08-02 |  | 1234878 | 1234878 | EA | CASE;PROTECTR,INTERNAL BLACK PELICAN |  |  | CASE;TYPE:PROTECTOR,SIZE:WD 546 X LG 420 X HT 203 MM,ADDITIONAL FEATURES EN:INTERNAL BLACK PELICAN,MNFR:01)ATOM SUPPLY,PTNO:01) 91700072 | EN_01)PROTECTOR,EN_01)WD 546 X LG 420 X HT 203,01)INTERNAL BLACK PELICAN,01)ATOM SUPPLY,01)91700072 |  |  | ATOM SUPPLY | ATOM SUPPLY | 91700072 |  | PELICAN | PE1600B |  |  | https://www.atom.com.au/case-customisable-black-foam-insert-pelican-1600b-91700072 | [10 empty] | CLEANSED |  | CASE | No Modifier | TYPE | PROTECTOR | SIZE | 420 LGX546 WDX203 HT MM | MATERIAL |  | COLOUR | BLACK | HAZARD CLASS |  | CERTIFICATION/STANDARD |  | ADDITIONAL FEATURES | INTERNAL,C/W FOAM INSERT | [59 empty] | Production Completed
STP_009 - Lot4 | Data Enrichment | SFU | OK | 2023-07-21 | 2023-08-02 |  | 1278436 | 1278436 | EA | CASE;WD 546 X LG 417 X HT 319 MM |  |  | CASE;SIZE:WD 546 X LG 417 X HT 319 MM,ADDITIONAL FEATURES EN:PROTECTOR AND FOAM INSERT INTERNAL BLACK PELICAN,MNFR:01)ATOM SUPPLY, P | EN_01)WD 546 X LG 417 X HT 319,01)PROTECTOR & FOAM INSERT INT,01)ATOM SUPPLY,01)446788 |  |  | ATOM SUPPLY | ATOM SUPPLY,P | 446788 |  | PELICAN | PE1620AB |  |  | https://www.atom.com.au/case-protector-foam-insert-546-x-417-x-319mm-internal-black-pelican-446788 | [10 empty] | CLEANSED |  | CASE | No Modifier | TYPE | PROTECTOR | SIZE | 417 LGX546 WDX319 HT MM | MATERIAL |  | COLOUR | BLACK | HAZARD CLASS |  | CERTIFICATION/STANDARD |  | ADDITIONAL FEATURES | INTERNAL,C/W FOAM INSERT | [59 empty] | Production Completed
STP_009 - Lot4 | Data Enrichment | SFU | OK | 2023-07-21 | 2023-08-02 |  | 1364258 | 1364258 | EA | CASTER;FIXED,100MM,SS304,QC36CFIXSS | RUEDA; | ROULETTE;FIXE | CASTER;TYPE:FIXED,ADDITIONAL FEATURES EN:100MM,SS304,QC36CFIXSS,MATERIAL:STAINLESS STEEL 304,MNFR:QUIETAIRE | FIXED,01)100MM,SS304,QC36CFIXSS,02)MATERIAL:STAINLESS STEEL 30,01)QUIETAIRE AUSTRALIA P/L,01)QC36CFIXSS |  |  | QUIETAIRE | QUIETAIRE | QC36CFIXSS | [5 empty] | URL NOT FOUND | [10 empty] | CLEANSED |  | CASTER | No Modifier | TYPE | FIXED | LOAD RATING |  | OVERALL HEIGHT |  | WHEEL SIZE | 100 MM | PLATE SIZE |  | MOUNTING TYPE |  | WHEEL MATERIAL | STAINLESS STEEL 304 | PLATE MATERIAL |  | HAZARD CLASS |  | CERTIFICATION/STANDARD |  | ADDITIONAL FEATURES | [51 empty] | MATERIAL:STAINLESS STEEL 304 | Production Completed
STP_009 - Lot4 | Data Enrichment | SFU | OK | 2023-07-21 | 2023-08-02 |  | 1253124 | 1253124 | EA | COMPOUND;ERTHG,20 KG,PLP,D-EARTH5050 | COMPUESTO;20 KG | COMPOSE;20 KG | COMPOUND;TYPE:EARTHING,CONTAINER SIZE:20 KG,ADDITIONAL FEATURES EN:PLP,D-EARTH5050,50%CALC-BENTONITE,50%GYPSUM | EN_01)EARTHING,20 KG,01)PLP,D-EARTH5050,02)50%CALC-BENTONITE,50%GYPSUM,01)PREFORMED LINE PRODUCTS,01)D-EARTH5050,01)PREFORMED LINE PRODUCTS,01)D-EARTH5050 | D-EARTH5050 | 1068388 | PREFORMED LINE PRODUCTS (AUST) | PREFORMED LINE PRODUCTS (AUST) | D-EARTH5050 | [5 empty] | https://www.preformed.com/au/images/pdfs/Energy/Substations/PLP_Australia/PLP_Substation_Earth_Rods__Earthing_Accessories.pdf | [10 empty] | ENRICHED |  | COMPOUND | No Modifier | TYPE | EARTHING ENHANCEMENT | GRADE |  | CONTAINER TYPE | non-tear plastic lined bag | CONTAINER SIZE | 20 KG | FORM |  | COLOUR |  | HAZARD CLASS |  | CERTIFICATION/STANDARD | AS2239 | ADDITIONAL FEATURES | COMPOSITION,50 PCT CALC-BENTONITE,50 PCT GYPSUM | [55 empty] | Production Completed
STP_009 - Lot4 | Data Enrichment | SFU | OK | 2023-07-21 | 2023-08-02 |  | 1253122 | 1253122 | EA | COMPOUND;ERTHG,PLP,D-EARTHRITE | COMPUESTO; | COMPOSE; | COMPOUND;TYPE:EARTHING,ADDITIONAL FEATURES EN:PLP,D-EARTHRITE,CA-BNTN,GYP,SULF | EN_01)EARTHING,01)PLP,D-EARTHRITE,02)CA-BNTN,GYP,SULF,01)PREFORMED LINE PRODUCTS,01)D-EARTHRITE,01)PREFORMED LINE PRODUCTS,01)D-EARTHRITE | D-EARTHRITE | 1068388 | PREFORMED LINE PRODUCTS (AUST) | PREFORMED LINE PRODUCTS (AUST) | D-EARTHRITE | [5 empty] | https://www.preformed.com/au/images/pdfs/Energy/Substations/PLP_Australia/PLP_Substation_Earth_Rods__Earthing_Accessories.pdf | [10 empty] | ENRICHED |  | COMPOUND | No Modifier | TYPE | EARTHING ENHANCEMENT | GRADE |  | CONTAINER TYPE | non-tear plastic lined bag | CONTAINER SIZE | 20 KG | FORM |  | COLOUR |  | HAZARD CLASS |  | CERTIFICATION/STANDARD |  | ADDITIONAL FEATURES | COMPOSITION: Bentonite, Gypsum, Sodium Sulphate | [55 empty] | Production Completed
STP_009 - Lot4 | Data Enrichment | SFU | OK | 2023-07-21 | 2023-08-02 |  | 1253317 | 1253317 | EA | COMPOUND,SEAL;TUBE,PLP,D-ALM325G | COMPUESTO SELLADOR; | PATE ETNCHT; | COMPOUND,SEALING;CONTAINER:TUBE,ADDITIONAL FEATURES EN:PLP,D-ALM325G,ALMINOX GREY,325G | EN_01)TUBE,01)PLP,D-ALM325G,02)ALMINOX GREY,325G,01)PREFORMED LINE PRODUCTS,01)D-ALM325G,01)PREFORMED LINE PRODUCTS,01)D-ALM325G | D-ALM325G | 1068388 | PREFORMED LINE PRODUCTS (AUST) | PREFORMED LINE PRODUCTS (AUST) | D-ALM325G | [5 empty] | https://preformed.com/au/images/PLP_A5_Trade_Catalogue_Final_Email.pdf | https://www.gvk.com.au/pdf/electrical_jointing.pdf | [9 empty] | ENRICHED |  | COMPOUND | SEALING | TYPE | Alminox | CONTAINER | 325 G TUBE | COLOUR | GREY | SETTING TIME |  | TEMPERATURE RATING |  | HAZARD CLASS |  | CERTIFICATION/STANDARD |  | ADDITIONAL FEATURES | Aluminium to aluminium bolted or compression connections | [57 empty] | Production Completed
STP_009 - Lot4 | Data Enrichment | SFU | OK | 2023-07-21 | 2023-08-02 |  | 1253837 | 1253837 | EA | CONNECTOR,GRND;PLP,D-CEC070 | CONECTOR CONEX TIERRA; | CNNCTR TERRE; | CONNECTOR,GROUNDING;ADDITIONAL FEATURES EN:PLP,D-CEC070 | 01)PLP,D-CEC070,01)PREFORMED LINE PRODUCTS,01)D-CEC070,01)PREFORMED LINE PRODUCTS,01)D-CEC070 | D-CEC070 | 1068388 | PREFORMED LINE PRODUCTS (AUST) | PREFORMED LINE PRODUCTS (AUST) | D-CEC070 | [5 empty] | https://www.preformed.com/au/images/pdfs/Energy/Substations/PLP_Australia/PLP_Substation_Earth_Rods__Earthing_Accessories.pdf | [10 empty] | ENRICHED |  | CONNECTOR | GROUNDING | TYPE | C PROFILE | CONDUCTOR SIZE | 70X35 MM2,50X50 MM2,70X50 MM2,70X70 MM2 | ELECTRICAL RATING |  | CONNECTION TYPE |  | NUMBER OF PINS |  | MATERIAL |  | INSULATION MATERIAL |  | ANGLE |  | STUD/BOLT SIZE |  | HAZARD CLASS |  | CERTIFICATION/STANDARD |  | ADDITIONAL FEATURES | [50 empty] | Production Completed
STP_009 - Lot4 | Data Enrichment | SFU | OK | 2023-07-21 | 2023-08-02 |  | 1253836 | 1253836 | EA | CONNECTOR,GRND;PLP,D-CEC095 | CONECTOR CONEX TIERRA; | CNNCTR TERRE; | CONNECTOR,GROUNDING;ADDITIONAL FEATURES EN:PLP,D-CEC095 | 01)PLP,D-CEC095,01)PREFORMED LINE PRODUCTS,01)D-CEC095,01)PREFORMED LINE PRODUCTS,01)D-CEC095 | D-CEC095 | 1068388 | PREFORMED LINE PRODUCTS (AUST) | PREFORMED LINE PRODUCTS (AUST) | D-CEC095 | [5 empty] | https://www.preformed.com/au/images/pdfs/Energy/Substations/PLP_Australia/PLP_Substation_Earth_Rods__Earthing_Accessories.pdf | [10 empty] | ENRICHED |  | CONNECTOR | GROUNDING | TYPE | C PROFILE | CONDUCTOR SIZE | 70X95 MM2, 95X95 MM2 | ELECTRICAL RATING |  | CONNECTION TYPE |  | NUMBER OF PINS |  | MATERIAL |  | INSULATION MATERIAL |  | ANGLE |  | STUD/BOLT SIZE |  | HAZARD CLASS |  | CERTIFICATION/STANDARD |  | ADDITIONAL FEATURES | [50 empty] | Production Completed
STP_009 - Lot4 | Data Enrichment | SFU | OK | 2023-07-21 | 2023-08-02 |  | 1253835 | 1253835 | EA | CONNECTOR,GRND;PLP,D-CEC12070 | CONECTOR CONEX TIERRA; | CNNCTR TERRE; | CONNECTOR,GROUNDING;ADDITIONAL FEATURES EN:PLP,D-CEC12070 | 01)PLP,D-CEC12070,01)PREFORMED LINE PRODUCTS,01)D-CEC12070,01)PREFORMED LINE PRODUCTS,01)D-CEC12070 | D-CEC12070 | 1068388 | PREFORMED LINE PRODUCTS (AUST) | PREFORMED LINE PRODUCTS (AUST) | D-CEC12070 | [5 empty] | https://www.preformed.com/au/images/pdfs/Energy/Substations/PLP_Australia/PLP_Substation_Earth_Rods__Earthing_Accessories.pdf | [10 empty] | ENRICHED |  | CONNECTOR | GROUNDING | TYPE | C PROFILE | CONDUCTOR SIZE | 120X120 MM2 | ELECTRICAL RATING |  | CONNECTION TYPE |  | NUMBER OF PINS |  | MATERIAL |  | INSULATION MATERIAL |  | ANGLE |  | STUD/BOLT SIZE |  | HAZARD CLASS |  | CERTIFICATION/STANDARD |  | ADDITIONAL FEATURES | PLP,D-CEC12070 | [49 empty] | Production Completed
STP_009 - Lot4 | Data Enrichment | SFU | CHK TRADE SIZE | 2023-07-21 | 2023-08-02 |  | 1253686 | 1253686 | EA | CONNECTOR;/6-35MM2,AL,PLP,R236 | CONECTOR; | CONNECTEUR; | CONNECTOR;SIZE:/6-35MM2,MATERIAL:ALUMINIUM,ADDITIONAL FEATURES EN:PLP,R236,SERVICE,5-19MM OD | EN_01)/6-35MM2,EN_01)ALUMINIUM,01)PLP,R236,02)SERVICE,5-19MM OD,01)PREFORMED LINE PRODUCTS,01)R236,01)PREFORMED LINE PRODUCTS,01)R236 | R236 | 1068388 | PREFORMED LINE PRODUCTS (AUST) | PREFORMED LINE PRODUCTS (AUST) | R236 | [5 empty] | https://preformed.com/au/trade-range/low-voltage-abc/connectors-r-series | [10 empty] | ENRICHED |  | CONNECTOR | CABLE | TYPE | BARE MAINS TO SERVICE | TRADE SIZE | 6 TO 35 MM2 | CABLE SIZE |  | CONNECTION TYPE |  | CONNECTOR MATERIAL | ALUMINUM | CABLE TYPE |  | HAZARD CLASS |  | CERTIFICATION/STANDARD | AS/NZS4396 | ADDITIONAL FEATURES | OUTSIDE DIAMETER: 5 TO 19 MM | [55 empty] | Production Completed
STP_009 - Lot4 | Data Enrichment | SFU | CHK TRADE SIZE | 2023-07-21 | 2023-08-02 |  | 1253687 | 1253687 | EA | CONNECTOR;6-35MM2,CU,PLP,R235 | CONECTOR; | CONNECTEUR; | CONNECTOR;SIZE:6-35MM2,MATERIAL:COPPER,ADDITIONAL FEATURES EN:PLP,R235,SERVICE,3-15MM OD | EN_01)6-35MM2,EN_01)COPPER,01)PLP,R235,02)SERVICE,3-15MM OD,01)PREFORMED LINE PRODUCTS,01)R235,01)PREFORMED LINE PRODUCTS,01)R235 | R235 | 1068388 | PREFORMED LINE PRODUCTS (AUST) | PREFORMED LINE PRODUCTS (AUST) | R235 | [5 empty] | https://preformed.com/au/trade-range/low-voltage-abc/connectors-r-series | [10 empty] | ENRICHED |  | CONNECTOR | CABLE | TYPE | BARE MAINS TO SERVICE | TRADE SIZE | 6 TO 35 MM2 | CABLE SIZE |  | CONNECTION TYPE |  | CONNECTOR MATERIAL | COPPER | CABLE TYPE |  | HAZARD CLASS |  | CERTIFICATION/STANDARD | AS/NZS4396 | ADDITIONAL FEATURES | OUTSIDE DIAMETER: 3 TO 15 MM | [55 empty] | Production Completed
STP_009 - Lot4 | Data Enrichment | SFU | OK | 2023-07-21 | 2023-08-02 |  | 1253824 | 1253824 | EA | CONNECTOR,SPLT BLT;PLP,HB22 | CONECTOR PERNO PART; | CNNCTR BLN TETE FEND; | CONNECTOR,SPLIT BOLT;ADDITIONAL FEATURES EN:PLP,HB22 | 01)PLP,HB22,01)PREFORMED LINE PRODUCTS,01)HB22,01)PREFORMED LINE PRODUCTS,01)HB22 | HB22 | 1068388 | PREFORMED LINE PRODUCTS (AUST) | PREFORMED LINE PRODUCTS (AUST) | HB22 | [5 empty] | https://preformed.com/au/images/PLP_A5_Trade_Catalogue_Final_Email.pdf | [10 empty] | ENRICHED |  | CONNECTOR | SPLIT BOLT | TYPE |  | CONDUCTOR SIZE | 16 MM2 | MATERIAL | NATURAL BRASS | COATING/FINISH |  | SIZE | 5.1 MM CONDUCTOR DIA | TORQUE RATING |  | TEMPERATURE RATING |  | HAZARD CLASS |  | CERTIFICATION/STANDARD |  | ADDITIONAL FEATURES | [54 empty] | Production Completed
STP_009 - Lot4 | Data Enrichment | SFU | OK | 2023-07-21 | 2023-08-02 |  | 1253823 | 1253823 | EA | CONNECTOR,SPLT BLT;PLP,HB22T | CONECTOR PERNO PART; | CNNCTR BLN TETE FEND; | CONNECTOR,SPLIT BOLT;ADDITIONAL FEATURES EN:PLP,HB22T | 01)PLP,HB22T,01)PREFORMED LINE PRODUCTS,01)HB22T,01)PREFORMED LINE PRODUCTS,01)HB22T | HB22T | 1068388 | PREFORMED LINE PRODUCTS (AUST) | PREFORMED LINE PRODUCTS (AUST) | HB22T | [5 empty] | https://preformed.com/au/images/PLP_A5_Trade_Catalogue_Final_Email.pdf | [10 empty] | ENRICHED |  | CONNECTOR | SPLIT BOLT | TYPE |  | CONDUCTOR SIZE | 16 MM2 | MATERIAL |  | COATING/FINISH | ELECTRO TINNED | SIZE | 5.1 MM CONDUCTOR DIA | TORQUE RATING |  | TEMPERATURE RATING |  | HAZARD CLASS |  | CERTIFICATION/STANDARD |  | ADDITIONAL FEATURES | [54 empty] | Production Completed
STP_009 - Lot4 | Data Enrichment | SFU | OK | 2023-07-21 | 2023-08-02 |  | 1253822 | 1253822 | EA | CONNECTOR,SPLT BLT;PLP,HB24 | CONECTOR PERNO PART; | CNNCTR BLN TETE FEND; | CONNECTOR,SPLIT BOLT;ADDITIONAL FEATURES EN:PLP,HB24 | 01)PLP,HB24,01)PREFORMED LINE PRODUCTS,01)HB24,01)PREFORMED LINE PRODUCTS,01)HB24 | HB24 | 1068388 | PREFORMED LINE PRODUCTS (AUST) | PREFORMED LINE PRODUCTS (AUST) | HB24 | [5 empty] | https://preformed.com/au/images/PLP_A5_Trade_Catalogue_Final_Email.pdf | [10 empty] | ENRICHED |  | CONNECTOR | SPLIT BOLT | TYPE |  | CONDUCTOR SIZE | 35 MM2 | MATERIAL | NATURAL BRASS | COATING/FINISH |  | SIZE | 7.65 MM CONDUCTOR DIA | TORQUE RATING |  | TEMPERATURE RATING |  | HAZARD CLASS |  | CERTIFICATION/STANDARD |  | ADDITIONAL FEATURES | [54 empty] | Production Completed
STP_009 - Lot4 | Data Enrichment | SFU | OK | 2023-07-21 | 2023-08-02 |  | 1253821 | 1253821 | EA | CONNECTOR,SPLT BLT;PLP,HB24T | CONECTOR PERNO PART; | CNNCTR BLN TETE FEND; | CONNECTOR,SPLIT BOLT;ADDITIONAL FEATURES EN:PLP,HB24T | 01)PLP,HB24T,01)PREFORMED LINE PRODUCTS,01)HB24T,01)PREFORMED LINE PRODUCTS,01)HB24T | HB24T | 1068388 | PREFORMED LINE PRODUCTS (AUST) | PREFORMED LINE PRODUCTS (AUST) | HB24T | [5 empty] | https://preformed.com/au/images/PLP_A5_Trade_Catalogue_Final_Email.pdf | [10 empty] | ENRICHED |  | CONNECTOR | SPLIT BOLT | TYPE |  | CONDUCTOR SIZE | 35 MM2 | MATERIAL |  | COATING/FINISH | ELECTRO TINNED | SIZE | 7.65 MM CONDUCTOR DIA | TORQUE RATING |  | TEMPERATURE RATING |  | HAZARD CLASS |  | CERTIFICATION/STANDARD |  | ADDITIONAL FEATURES | [54 empty] | Production Completed
STP_009 - Lot4 | Data Enrichment | SFU | OK | 2023-07-21 | 2023-08-02 |  | 1253820 | 1253820 | EA | CONNECTOR,SPLT BLT;PLP,HB25 | CONECTOR PERNO PART; | CNNCTR BLN TETE FEND; | CONNECTOR,SPLIT BOLT;ADDITIONAL FEATURES EN:PLP,HB25 | 01)PLP,HB25,01)PREFORMED LINE PRODUCTS,01)HB25,01)PREFORMED LINE PRODUCTS,01)HB25 | HB25 | 1068388 | PREFORMED LINE PRODUCTS (AUST) | PREFORMED LINE PRODUCTS (AUST) | HB25 | [5 empty] | https://preformed.com/au/images/PLP_A5_Trade_Catalogue_Final_Email.pdf | [10 empty] | ENRICHED |  | CONNECTOR | SPLIT BOLT | TYPE |  | CONDUCTOR SIZE | 70 MM2 | MATERIAL | NATURAL BRASS | COATING/FINISH |  | SIZE | 10.7 MM CONDUCTOR DIA | TORQUE RATING |  | TEMPERATURE RATING |  | HAZARD CLASS |  | CERTIFICATION/STANDARD |  | ADDITIONAL FEATURES | [54 empty] | Production Completed
STP_009 - Lot4 | Data Enrichment | SFU | OK | 2023-07-21 | 2023-08-02 |  | 1253819 | 1253819 | EA | CONNECTOR,SPLT BLT;PLP,HB25T | CONECTOR PERNO PART; | CNNCTR BLN TETE FEND; | CONNECTOR,SPLIT BOLT;ADDITIONAL FEATURES EN:PLP,HB25T | 01)PLP,HB25T,01)PREFORMED LINE PRODUCTS,01)HB25T,01)PREFORMED LINE PRODUCTS,01)HB25T | HB25T | 1068388 | PREFORMED LINE PRODUCTS (AUST) | PREFORMED LINE PRODUCTS (AUST) | HB25T | [5 empty] | https://preformed.com/au/images/PLP_A5_Trade_Catalogue_Final_Email.pdf | [10 empty] | ENRICHED |  | CONNECTOR | SPLIT BOLT | TYPE |  | CONDUCTOR SIZE | 70 MM2 | MATERIAL |  | COATING/FINISH | ELECTRO TINNED | SIZE | 10.7 MM CONDUCTOR DIA | TORQUE RATING |  | TEMPERATURE RATING |  | HAZARD CLASS |  | CERTIFICATION/STANDARD |  | ADDITIONAL FEATURES | [54 empty] | Production Completed
STP_009 - Lot4 | Data Enrichment | SFU | OK | 2023-07-21 | 2023-08-02 |  | 1253818 | 1253818 | EA | CONNECTOR,SPLT BLT;PLP,HB26 | CONECTOR PERNO PART; | CNNCTR BLN TETE FEND; | CONNECTOR,SPLIT BOLT;ADDITIONAL FEATURES EN:PLP,HB26 | 01)PLP,HB26,01)PREFORMED LINE PRODUCTS,01)HB26,01)PREFORMED LINE PRODUCTS,01)HB26 | HB26 | 1068388 | PREFORMED LINE PRODUCTS (AUST) | PREFORMED LINE PRODUCTS (AUST) | HB26 | [5 empty] | https://preformed.com/au/images/PLP_A5_Trade_Catalogue_Final_Email.pdf | [10 empty] | ENRICHED |  | CONNECTOR | SPLIT BOLT | TYPE |  | CONDUCTOR SIZE | 95 MM2 | MATERIAL | NATURAL BRASS | COATING/FINISH |  | SIZE | 12.46 MM CONDUCTOR DIA | TORQUE RATING |  | TEMPERATURE RATING |  | HAZARD CLASS |  | CERTIFICATION/STANDARD |  | ADDITIONAL FEATURES | [54 empty] | Production Completed
STP_009 - Lot4 | Data Enrichment | SFU | OK | 2023-07-21 | 2023-08-02 |  | 1253817 | 1253817 | EA | CONNECTOR,SPLT BLT;PLP,HB26T | CONECTOR PERNO PART; | CNNCTR BLN TETE FEND; | CONNECTOR,SPLIT BOLT;ADDITIONAL FEATURES EN:PLP,HB26T | 01)PLP,HB26T,01)PREFORMED LINE PRODUCTS,01)HB26T,01)PREFORMED LINE PRODUCTS,01)HB26T | HB26T | 1068388 | PREFORMED LINE PRODUCTS (AUST) | PREFORMED LINE PRODUCTS (AUST) | HB26T | [5 empty] | https://preformed.com/au/images/PLP_A5_Trade_Catalogue_Final_Email.pdf | [10 empty] | ENRICHED |  | CONNECTOR | SPLIT BOLT | TYPE |  | CONDUCTOR SIZE | 95 MM2 | MATERIAL |  | COATING/FINISH | ELECTRO TINNED | SIZE | 12.46 MM CONDUCTOR DIA | TORQUE RATING |  | TEMPERATURE RATING |  | HAZARD CLASS |  | CERTIFICATION/STANDARD |  | ADDITIONAL FEATURES | [54 empty] | Production Completed
STP_009 - Lot4 | Data Enrichment | SFU | OK | 2023-07-21 | 2023-08-02 |  | 1253816 | 1253816 | EA | CONNECTOR,SPLT BLT;PLP,HB28 | CONECTOR PERNO PART; | CNNCTR BLN TETE FEND; | CONNECTOR,SPLIT BOLT;ADDITIONAL FEATURES EN:PLP,HB28 | 01)PLP,HB28,01)PREFORMED LINE PRODUCTS,01)HB28,01)PREFORMED LINE PRODUCTS,01)HB28 | HB28 | 1068388 | PREFORMED LINE PRODUCTS (AUST) | PREFORMED LINE PRODUCTS (AUST) | HB28 | [5 empty] | https://preformed.com/au/images/PLP_A5_Trade_Catalogue_Final_Email.pdf | [10 empty] | ENRICHED |  | CONNECTOR | SPLIT BOLT | TYPE |  | CONDUCTOR SIZE | 185 MM2 | MATERIAL | NATURAL BRASS | COATING/FINISH |  | SIZE | 15.75 MM CONDUCTOR DIA | TORQUE RATING |  | TEMPERATURE RATING |  | HAZARD CLASS |  | CERTIFICATION/STANDARD |  | ADDITIONAL FEATURES | [54 empty] | Production Completed
STP_009 - Lot4 | Data Enrichment | SFU | OK | 2023-07-21 | 2023-08-02 |  | 1253815 | 1253815 | EA | CONNECTOR,SPLT BLT;PLP,HB28T | CONECTOR PERNO PART; | CNNCTR BLN TETE FEND; | CONNECTOR,SPLIT BOLT;ADDITIONAL FEATURES EN:PLP,HB28T | 01)PLP,HB28T,01)PREFORMED LINE PRODUCTS,01)HB28T,01)PREFORMED LINE PRODUCTS,01)HB28T | HB28T | 1068388 | PREFORMED LINE PRODUCTS (AUST) | PREFORMED LINE PRODUCTS (AUST) | HB28T | [5 empty] | https://preformed.com/au/images/PLP_A5_Trade_Catalogue_Final_Email.pdf | [10 empty] | ENRICHED |  | CONNECTOR | SPLIT BOLT | TYPE |  | CONDUCTOR SIZE | 185 MM2 | MATERIAL |  | COATING/FINISH | ELECTRO TINNED | SIZE | 15.75 MM CONDUCTOR DIA | TORQUE RATING |  | TEMPERATURE RATING |  | HAZARD CLASS |  | CERTIFICATION/STANDARD |  | ADDITIONAL FEATURES | [54 empty] | Production Completed
STP_009 - Lot4 | Data Enrichment | SFU | OK | 2023-07-21 | 2023-08-02 |  | 1277859 | 1277859 | EA | CORD,COMM;ANTHRA LINE,USB,LG 3 M,COPPER |  |  | CORD,COMMUNICATION;TYPE:ANTHRA LINE,CONNECTION TYPE:USB,LENGTH:3 M,CONDUCTOR MATERIAL:COPPER,JACKET MATERIAL:PVC, CERTIFICATION/STANDARD:REACH, ROHS, UL,MNFR:01)LINDY AUSTRALIA PTY LTD,PTNO:01)36743 | ANTHRA LINE,EN_01)USB,3 M,COPPER,PVC,EN_01)REACH, ROHS, UL,01)LINDY AUSTRALIA PTY LTD,01)36743 |  |  | LINDY AUSTRALIA PTY LTD | LINDY AUSTRALIA PTY LTD | 36743 | [5 empty] | https://www.lindy-international.com/3m-USB-3-2-Type-A-to-B-Cable-5Gbps-Anthra-Line.htm?websale8=ld0101.ld021102&pi=36743&ci=80 | [10 empty] | ENRICHED |  | CORD | COMMUNICATION | TYPE | ANTHRA LINE | CONNECTION TYPE | USB Type A Male to B Male | LENGTH | 3 M | NUMBER OF CONDUCTORS |  | JACKET COLOUR | BLACK | ELECTRICAL RATING |  | CONDUCTOR MATERIAL | TINNED COPPER | INSULATION CLASS |  | JACKET MATERIAL | PVC | HAZARD CLASS |  | CERTIFICATION/STANDARD | CE, UKCA, RoHS, REACH, UL | ADDITIONAL FEATURES | [50 empty] | Production Completed
STP_009 - Lot4 | Data Enrichment | SFU | OK | 2023-07-21 | 2023-08-02 |  | 1277748 | 1277748 | EA | CORD,COMM;HIGH SPEED HDMI,LG 5 M,PVC |  |  | CORD,COMMUNICATION;TYPE:HIGH SPEED HDMI,LENGTH:5 M,JACKET MATERIAL:PVC,ADDITIONAL FEATURES EN:ANTHRA LINE,MNFR:01)LINDY AUSTRALIA PTY LTD,PTNO:01)36965 | HIGH SPEED HDMI,5 M,PVC,01)ANTHRA LINE,01)LINDY AUSTRALIA PTY LTD,01)36965 |  |  | LINDY AUSTRALIA PTY LTD | LINDY AUSTRALIA PTY LTD | 36965 | [5 empty] | https://www.lindy-international.com/5m-HDMI-High-Speed-HDMI-Cable-Anthra-Line.htm?websale8=ld0101.ld021102&pi=36965&ci=80 | [10 empty] | ENRICHED |  | CORD | COMMUNICATION | TYPE | ANTHRA LINE,HIGH SPEED | CONNECTION TYPE | HDMI TYPE A MALE | LENGTH | 5 M | NUMBER OF CONDUCTORS |  | JACKET COLOUR | BLACK | ELECTRICAL RATING |  | CONDUCTOR MATERIAL | COPPER | INSULATION CLASS |  | JACKET MATERIAL | PVC | HAZARD CLASS |  | CERTIFICATION/STANDARD | RoHS, REACH, UL, ATC | ADDITIONAL FEATURES | [50 empty] | Production Completed
STP_009 - Lot4 | Data Enrichment | SFU | OK | 2023-07-21 | 2023-08-02 |  | 1277749 | 1277749 | EA | CORD,COMM;LG 5 M |  |  | CORD,COMMUNICATION;LENGTH:5 M,ADDITIONAL FEATURES EN:DISPLAY PORT ANTHRA LINE CONDUCTOR SIZE: 1.2 MM,MNFR:01)LINDY AUSTRALIA PTY LTD,PTNO:01)36484 | 5 M,01)DISPLAY PORT ANTHRA LINE CO,01)LINDY AUSTRALIA PTY LTD,01)36484 |  |  | LINDY AUSTRALIA PTY LTD | LINDY AUSTRALIA PTY LTD | 36484 | [5 empty] | https://www.lindy-international.com/5m-DisplayPort-1-4-Cable-Anthra-Line.htm?websale8=ld0101.ld021102&pi=36484&ci=80 | [10 empty] | ENRICHED |  | CORD | COMMUNICATION | TYPE | ANTHRA LINE | CONNECTION TYPE | DisplayPort Male | LENGTH | 5 M | NUMBER OF CONDUCTORS |  | JACKET COLOUR | BLACK | ELECTRICAL RATING |  | CONDUCTOR MATERIAL | COPPER | INSULATION CLASS |  | JACKET MATERIAL | PVC | HAZARD CLASS |  | CERTIFICATION/STANDARD | RoHS, REACH, UL | ADDITIONAL FEATURES | CONDUCTOR SIZE: 1.2 MM | [49 empty] | Production Completed
STP_009 - Lot4 | Data Enrichment | SFU | OK | 2023-07-21 | 2023-08-02 |  | 1283341 | 1283341 | EA | CORD,PTCH;NETWRK, CAT 6 UTP,M,LG 2 M |  |  | CORD,PATCH;TYPE:NETWORK, CAT 6 UTP,CONNECTION TYPE:MALE,LENGTH:2 M,COLOUR:GREEN,ADDITIONAL FEATURES EN:8-PIN,MNFR:01)LINDY AUSTRALIA PTY LTD,PTNO:01)48048 | EN_01)NETWORK, CAT 6 UTP,EN_01)MALE,2 M,GREEN,01)8-PIN,01)LINDY AUSTRALIA PTY LTD,01)48048 |  |  | LINDY AUSTRALIA PTY LTD | LINDY AUSTRALIA PTY LTD | 48048 | [5 empty] | https://www.lindy-international.com/2m-Cat-6-U-UTP-Network-Cable-Green.htm?websale8=ld0101.ld021102&pi=48048&ci=80 | [10 empty] | ENRICHED |  | CORD | PATCH | TYPE | NETWORK,CAT 6 U/UTP,SNAGLESS | NUMBER OF FIBRE/CONDUCTOR |  | FIBRE/CONDUCTOR SIZE | 24 AWG | CONNECTION TYPE | RJ45 MALE | DIAMETER | 5.8 mm | LENGTH | 2 M | JACKET MATERIAL | PVC | COLOUR | GREEN | HAZARD CLASS |  | CERTIFICATION/STANDARD | RoHS, REACH, UL | ADDITIONAL FEATURES | NUMBER OF PINS: 8 | [51 empty] | Production Completed
STP_009 - Lot4 | Data Enrichment | SFU | OK | 2023-07-21 | 2023-08-02 |  | 1283520 | 1283520 | EA | CORD,PTCH;NETWRK, CAT 6 UTP,M,LG 2 M |  |  | CORD,PATCH;TYPE:NETWORK, CAT 6 UTP,CONNECTION TYPE:MALE,LENGTH:2 M,COLOUR:ORANGE,ADDITIONAL FEATURES EN:8-PIN, GIGABIT, SNAGLESS, MNFR:01)LINDY AUSTRALIA PTY LTD,PTNO:01)48108 | EN_01)NETWORK, CAT 6 UTP,EN_01)MALE,2 M,ORANGE,01)8-PIN, GIGABIT, SNAGLESS,01)LINDY AUSTRALIA PTY LTD,01)48108 |  |  | LINDY AUSTRALIA PTY LTD | LINDY AUSTRALIA PTY LTD | 48108 | [5 empty] | https://www.lindy-international.com/2m-Cat-6-U-UTP-Network-Cable-Orange.htm?websale8=ld0101.ld021102&pi=48108&ci=80 | [10 empty] | ENRICHED |  | CORD | PATCH | TYPE | NETWORK,CAT 6 U/UTP,SNAGLESS | NUMBER OF FIBRE/CONDUCTOR |  | FIBRE/CONDUCTOR SIZE | 24 AWG | CONNECTION TYPE | RJ45 MALE | DIAMETER | 5.8 mm | LENGTH | 2 M | JACKET MATERIAL | PVC | COLOUR | ORANGE | HAZARD CLASS |  | CERTIFICATION/STANDARD | RoHS, REACH, UL | ADDITIONAL FEATURES | NUMBER OF PINS: 8,GIGABIT | [51 empty] | Production Completed
STP_009 - Lot4 | Data Enrichment | SFU | OK | 2023-07-21 | 2023-08-02 |  | 1283519 | 1283519 | EA | CORD,PTCH;NETWRK, CAT 6 UTP,M,LG 3 M |  |  | CORD,PATCH;TYPE:NETWORK, CAT 6 UTP,CONNECTION TYPE:MALE,LENGTH:3 M,COLOUR:ORANGE,ADDITIONAL FEATURES EN:8-PIN, SNAGLESS,MNFR:01) LINDY AUSTRALIA PTY LTD,PTNO:01)48109 | EN_01)NETWORK, CAT 6 UTP,EN_01)MALE,3 M,ORANGE,01)8-PIN, SNAGLESS,01)LINDY AUSTRALIA PTY LTD,01)48109 |  |  | LINDY AUSTRALIA PTY LTD | LINDY AUSTRALIA PTY LTD | 48109 | [5 empty] | https://www.lindy-international.com/3m-Cat-6-U-UTP-Network-Cable-Orange.htm?websale8=ld0101.ld021102&pi=48109&ci=80 | [10 empty] | ENRICHED |  | CORD | PATCH | TYPE | NETWORK,CAT 6 U/UTP,SNAGLESS | NUMBER OF FIBRE/CONDUCTOR |  | FIBRE/CONDUCTOR SIZE | 24 AWG | CONNECTION TYPE | RJ45 MALE | DIAMETER | 5.8 mm | LENGTH | 3 M | JACKET MATERIAL | PVC | COLOUR | ORANGE | HAZARD CLASS |  | CERTIFICATION/STANDARD | RoHS, REACH, UL | ADDITIONAL FEATURES | NUMBER OF PINS: 8 | [51 empty] | Production Completed
STP_009 - Lot4 | Data Enrichment | SFU | OK | 2023-07-21 | 2023-08-02 |  | 1283346 | 1283346 | EA | CORD,PTCH;NETWRK, CAT 6 UTP,M,LG 3 M,PVC |  |  | CORD,PATCH;TYPE:NETWORK, CAT 6 UTP,CONNECTION TYPE:MALE,LENGTH:3 M,JACKET MATERIAL:PVC,COLOUR:GREEN,MNFR:01)LINDY AUSTRALIA PTY LTD,PTNO:01)MANUF48049 | EN_01)NETWORK, CAT 6 UTP,EN_01)MALE,3 M,PVC,GREEN,01)LINDY AUSTRALIA PTY LTD,01)MANUF48049 |  |  | LINDY AUSTRALIA PTY LTD | LINDY AUSTRALIA PTY LTD | 48049 | [5 empty] | https://www.lindy-international.com/3m-Cat-6-U-UTP-Network-Cable-Green.htm?websale8=ld0101.ld021102&pi=48049&ci=80 | [10 empty] | ENRICHED |  | CORD | PATCH | TYPE | NETWORK,CAT 6 U/UTP,SNAGLESS | NUMBER OF FIBRE/CONDUCTOR |  | FIBRE/CONDUCTOR SIZE | 24 AWG | CONNECTION TYPE | RJ45 MALE | DIAMETER | 5.8 mm | LENGTH | 3 M | JACKET MATERIAL | PVC | COLOUR | GREEN | HAZARD CLASS |  | CERTIFICATION/STANDARD | RoHS, REACH, UL | ADDITIONAL FEATURES | [52 empty] | Production Completed
STP_009 - Lot4 | Data Enrichment | SFU | OK | 2023-07-21 | 2023-08-02 |  | 1283521 | 1283521 | EA | CORD,PTCH;NETWRK, CAT 6 UTP,M,LG 500 MM |  |  | CORD,PATCH;TYPE:NETWORK, CAT 6 UTP,CONNECTION TYPE:MALE,LENGTH:500 MM,COLOUR:ORANGE,ADDITIONAL FEATURES EN:8-PIN, GIGABIT, SNAGLESS,MNFR:01)LINDY AUSTRALIA PTY LTD,PTNO:01)48106 | EN_01)NETWORK, CAT 6 UTP,EN_01)MALE,500 MM,ORANGE,01)8-PIN, GIGABIT, SNAGLESS,01)LINDY AUSTRALIA PTY LTD,01)48106 |  |  | LINDY AUSTRALIA PTY LTD | LINDY AUSTRALIA PTY LTD | 48106 | [5 empty] | https://www.lindy-international.com/0-5m-Cat-6-U-UTP-Network-Cable-Orange.htm?websale8=ld0101.ld021102&pi=48106&ci=80 | [10 empty] | ENRICHED |  | CORD | PATCH | TYPE | NETWORK,CAT 6 U/UTP,SNAGLESS | NUMBER OF FIBRE/CONDUCTOR |  | FIBRE/CONDUCTOR SIZE | 24 AWG | CONNECTION TYPE | RJ45 MALE | DIAMETER | 5.8 mm | LENGTH | 500 MM | JACKET MATERIAL | PVC | COLOUR | ORANGE | HAZARD CLASS |  | CERTIFICATION/STANDARD | RoHS, REACH, UL | ADDITIONAL FEATURES | NUMBER OF PINS: 8,GIGABIT | [51 empty] | Production Completed
STP_009 - Lot4 | Data Enrichment | SFU | OK | 2023-07-21 | 2023-08-02 |  | 1283522 | 1283522 | EA | CORD,PTCH;NETWRK, GIGABIT, CAT 6 UTP |  |  | CORD,PATCH;TYPE:NETWORK, GIGABIT, CAT 6 UTP,CONNECTION TYPE:T568A MALE,LENGTH:500 MM,COLOUR:GREEN,ADDITIONAL FEATURES EN:8-PIN, SNAGLESS,MNFR:01)LINDY AUSTRALIA PTY LTD,PTNO:01)48046 | EN_01)NETWORK, GIGABIT, CAT 6,EN_01)T568A MALE,500 MM,GREEN,01)8-PIN, SNAGLESS,01)LINDY AUSTRALIA PTY LTD,01)48046 |  |  | LINDY AUSTRALIA PTY LTD | LINDY AUSTRALIA PTY LTD | 48046 | [5 empty] | https://www.lindy-international.com/0-5m-Cat-6-U-UTP-Network-Cable-Green.htm?websale8=ld0101.ld021102&pi=48046&ci=80 | [10 empty] | ENRICHED |  | CORD | PATCH | TYPE | NETWORK,CAT 6 U/UTP,SNAGLESS | NUMBER OF FIBRE/CONDUCTOR |  | FIBRE/CONDUCTOR SIZE | 24 AWG | CONNECTION TYPE | RJ45 MALE | DIAMETER | 5.8 mm | LENGTH | 500 MM | JACKET MATERIAL | PVC | COLOUR | GREEN | HAZARD CLASS |  | CERTIFICATION/STANDARD | RoHS, REACH, UL | ADDITIONAL FEATURES | NUMBER OF PINS: 8,GIGABIT | [51 empty] | Production Completed
STP_009 - Lot4 | Data Enrichment | SFU | OK | 2023-07-21 | 2023-08-02 |  | 1350274 | 1350274 | EA | CROSS,PIPE;4 WAY,NOM 1-1/4 IN,STEEL,THD |  |  | CROSS,PIPE;TYPE:4 WAY,NOMINAL SIZE:1-1/4 IN,MATERIAL:STEEL,ADDITIONAL FEATURES EN:THREADED,MNFR:01)TUBEMAKR,PTNO:01)FSB-CRO-32 | 4 WAY,1-1/4 IN,STEEL,01)THREADED,01)TUBEMAKR,01)FSB-CRO-32 |  |  | TUBEMAKR | TUBEMAKR | FSB-CRO-32 | [5 empty] | URL NOT FOUND | [10 empty] | CLEANSED |  | CROSS | PIPE | TYPE | 4 WAY | NOMINAL SIZE | 1-1/4 IN | END CONNECTION | THREADED | SCHEDULE/WALL THICKNESS |  | LENGTH |  | PRESSURE CLASS/RATING |  | MATERIAL | STEEL | MATERIAL SPECIFICATION |  | COATING/FINISH |  | HAZARD CLASS |  | CERTIFICATION/STANDARD |  | ADDITIONAL FEATURES | [50 empty] | Production Completed
STP_009 - Lot4 | Data Enrichment | SFU | OK | 2023-07-21 | 2023-08-02 |  | 1253688 | 1253688 | EA | DIE;70-95MM2,CEC CONNECTORS,PLP,D-DU1315 | TROQUEL; | TARAUD; | DIE;ADDITIONAL FEATURES EN:70-95MM2,CEC CONNECTORS,PLP,D-DU1315 | 01)PREFORMED LINE PRODUCTS,01)D-DU1315,01)PREFORMED LINE PRODUCTS,01)D-DU1315,01)70-95MM2,CEC CONNECTORS,02)PLP,D-DU1315 | D-DU1315 | 1068388 | PREFORMED LINE PRODUCTS (AUST) | PREFORMED LINE PRODUCTS (AUST) | D-DU1315 | [5 empty] | https://www.gvk.com.au/pdf/earthing_rods.pdf | [10 empty] | CLEANSED |  | DIE | CRIMPING | TYPE |  | WIRE SIZE | 70 TO 95 MM2 | CRIMPING FORCE |  | FOR USE WITH TOOL | CEC CONNECTORS | CERTIFICATION/STANDARD |  | ADDITIONAL FEATURES | [62 empty] | Production Completed
STP_009 - Lot4 | Data Enrichment | SFU | OK | 2023-07-21 | 2023-08-02 |  | 1382984 | 1382984 | EA | FIN;AU-36107 HYD. DRIVE FOR GFM 19C L/ST |  |  | FIN;ADDITIONAL FEATURES EN:AU-36107 HYD. DRIVE FOR GFM 19C L/ST*QTY3@390*,MNFR:01)ISADRAULICS,PTNO:01)FIN AU-36107 | 01)AU-36107 HYD. DRIVE FOR GFM,01)ISADRAULICS,01)FIN AU-36107 |  |  | ISADRAULICS | ISADRAULICS | FIN AU-36107 | [5 empty] | URL NOT FOUND | [10 empty] | CLEANSED |  | FIN | No Modifier | TYPE | HYDRAULIC DRIVE | SIZE |  | MATERIAL |  | HAZARD CLASS |  | CERTIFICATION/STANDARD |  | ADDITIONAL FEATURES | FOR GFM 19C L/ST, QUANTITY 3 AT 390 | [61 empty] | Production Completed
STP_009 - Lot4 | Data Enrichment | SFU | OK | 2023-07-21 | 2023-08-02 |  | 1351550 | 1351550 | PAC | INK;RED,RCDR, PKT 10,HONEYWEL |  |  | INK;COLOUR:RED,ADDITIONAL FEATURES EN:RECORDER, PKT 10,MNFR:01)HONEYWEL,PTNO:01)80234521-007 | RED,01)RECORDER, PKT 10,01)HONEYWEL,01)80234521-007 |  |  | HONEYWEL | HONEYWEL | 80234521-007 | [5 empty] | URL NOT FOUND | [10 empty] | CLEANSED |  | INK | No Modifier | TYPE | RECORDER | COLOUR | RED | CONTAINER |  | VISCOSITY |  | HAZARD CLASS |  | CERTIFICATION/STANDARD |  | ADDITIONAL FEATURES | PACKAGING TYPE: 10/PACKET | [59 empty] | Production Completed
STP_009 - Lot4 | Data Enrichment | SFU | OK | 2023-07-21 | 2023-08-02 |  | 1382616 | 1382616 | EA | INTERLOCK;C/W SS DUST COVER, CODED B |  |  | INTERLOCK;ADDITIONAL FEATURES EN:C/W SS DUST COVER, CODED B,MNFR:01)FORTRESS,PTNO:01)H31Q/DS/SHOT/SSDC | 01)C/W SS DUST COVER, CODED B,01)FORTRESS,01)H31Q/DS/SHOT/SSDC |  |  | FORTRESS | FORTRESS | H31Q/DS/SHOT/SSDC | [5 empty] | https://docs.rs-online.com/4fa2/0900766b8002a213.pdf | [10 empty] | ENRICHED |  | INTERLOCK | No Modifier | TYPE | DEADLOCK | SIZE |  | MATERIAL |  | MOUNTING TYPE |  | HAZARD CLASS |  | CERTIFICATION/STANDARD |  | ADDITIONAL FEATURES | C/W STAINLESS STEEL DUST COVER,CODED B | [59 empty] | Production Completed
STP_009 - Lot4 | Data Enrichment | SFU | OK | 2023-07-21 | 2023-08-02 |  | 1382755 | 1382755 | EA | INTERLOCK;KEY MECH,8 X |  |  | INTERLOCK;TYPE:KEY MECH,ADDITIONAL FEATURES EN:8 X,MNFR:01)HAYMANS,PTNO:01)NHPACBINTKEYLOCK | KEY MECH,01)8 X,01)HAYMANS,01)NHPACBINTKEYLOCK |  |  | HAYMANS | HAYMANS | NHPACBINTKEYLOCK | [5 empty] | URL NOT FOUND | [10 empty] | CLEANSED |  | INTERLOCK | No Modifier | TYPE | MECHANICAL KEY | SIZE |  | MATERIAL |  | MOUNTING TYPE |  | HAZARD CLASS |  | CERTIFICATION/STANDARD |  | ADDITIONAL FEATURES | 8 X | [59 empty] | Production Completed
STP_009 - Lot4 | Data Enrichment | SFU | NM CLARIFIED BY SANDEEPA | 2023-07-21 | 2023-08-02 |  | 1283150 | 1283150 | EA | JACK,HYDR;10 TON |  |  | JACK,HYDRAULIC;LOAD RATING:10 TON,ADDITIONAL FEATURES EN:1 INCH - SA - COLLAR THREADS CY,MNFR:01)ISADRAULICS,PTNO:01)RG-101 | 10 TON,01)1 INCH - SA - COLLAR THREAD,01)ISADRAULICS,01)RG-101 |  |  | ISADRAULICS |  | RG-101 | DURAPAC | ISADRAULICS | RG-101 |  |  | https://durapac.com/wp-content/uploads/2018/01/Catalogue-LR2.pdf | [10 empty] | ENRICHED |  | CYLINDER | HYDRAULIC | TYPE | SINGLE ACTING COLLAR THREAD | BORE DIAMETER | 42.9 MM | STROKE | 26 MM | PORT SIZE |  | MATERIAL | hard chrome bore/piston rod, BRONZE OVERLAY | PRESSURE RATING | 700 BAR | ROD END TYPE |  | SHAFT DIAMETER | 38.1 MM | TEMPERATURE RATING |  | MOUNTING TYPE | BASE | CERTIFICATION/STANDARD |  | ADDITIONAL FEATURES | CAPACITY: 10 TON, EXTENDED HEIGHT: 1 IN | [49 empty] | Production Completed
STP_009 - Lot4 | Data Enrichment | SFU | NM CLARIFIED BY SANDEEPA | 2023-07-21 | 2023-08-02 |  | 1283141 | 1283141 | EA | JACK,HYDR;COLLAR THREADS CY,10 TON |  |  | JACK,HYDRAULIC;TYPE:COLLAR THREADS CY,LOAD RATING:10 TON,ADDITIONAL FEATURES EN:8 INCH - SA,MNFR:01)ISADRAUL,PTNO:01)RG-108 | COLLAR THREADS CY,10 TON,01)8 INCH - SA,01)ISADRAUL,01)RG-108 |  |  | ISADRAUL |  | RG-108 | DURAPAC | ISADRAULICS | RG-108 |  |  | https://durapac.com/wp-content/uploads/2018/01/Catalogue-LR2.pdf | [10 empty] | ENRICHED |  | CYLINDER | HYDRAULIC | TYPE | SINGLE ACTING COLLAR THREAD | BORE DIAMETER | 42.9 MM | STROKE | 203 MM | PORT SIZE |  | MATERIAL | hard chrome bore/piston rod, BRONZE OVERLAY | PRESSURE RATING | 700 BAR | ROD END TYPE |  | SHAFT DIAMETER | 38.1 MM | TEMPERATURE RATING |  | MOUNTING TYPE | BASE | CERTIFICATION/STANDARD |  | ADDITIONAL FEATURES | CAPACITY: 10 TON, EXTENDED HEIGHT: 8 IN | [49 empty] | Production Completed
STP_009 - Lot4 | Data Enrichment | SFU | NM CLARIFIED BY SANDEEPA | 2023-07-21 | 2023-08-02 |  | 1283142 | 1283142 | EA | JACK,HYDR;COLLAR THREADS,10 TON |  |  | JACK,HYDRAULIC;TYPE:COLLAR THREADS,LOAD RATING:10 TON,ADDITIONAL FEATURES EN:2 INCH - SA,MNFR:01)ISADRAUL,PTNO:01)RG-102 | COLLAR THREADS,10 TON,01)2 INCH - SA,01)ISADRAUL,01)RG-102 |  |  | ISADRAUL |  | RG-102 | DURAPAC | ISADRAULICS | RG-102 |  |  | https://durapac.com/wp-content/uploads/2018/01/Catalogue-LR2.pdf | [10 empty] | ENRICHED |  | CYLINDER | HYDRAULIC | TYPE | SINGLE ACTING COLLAR THREAD | BORE DIAMETER | 42.9 MM | STROKE | 54 MM | PORT SIZE |  | MATERIAL | hard chrome bore/piston rod, BRONZE OVERLAY | PRESSURE RATING | 700 BAR | ROD END TYPE |  | SHAFT DIAMETER | 38.1 MM | TEMPERATURE RATING |  | MOUNTING TYPE | BASE | CERTIFICATION/STANDARD |  | ADDITIONAL FEATURES | CAPACITY: 10 TON, EXTENDED HEIGHT: 2 IN | [49 empty] | Production Completed
STP_009 - Lot4 | Data Enrichment | SFU | NM CLARIFIED BY SANDEEPA | 2023-07-21 | 2023-08-02 |  | 1283391 | 1283391 | EA | JACK,HYDR;COLLAR THREADS,10 TON |  |  | JACK,HYDRAULIC;TYPE:COLLAR THREADS,LOAD RATING:10 TON,ADDITIONAL FEATURES EN:6 INCH - SA,MNFR:01)ISADRAUL,PTNO:01)RG-106 | COLLAR THREADS,10 TON,01)6 INCH - SA,01)ISADRAUL,01)RG-106 |  |  | ISADRAUL |  | RG-106 | DURAPAC | ISADRAULICS | RG-106 |  |  | https://durapac.com/wp-content/uploads/2018/01/Catalogue-LR2.pdf | [10 empty] | ENRICHED |  | CYLINDER | HYDRAULIC | TYPE | SINGLE ACTING COLLAR THREAD | BORE DIAMETER | 42.9 MM | STROKE | 156 MM | PORT SIZE |  | MATERIAL | hard chrome bore/piston rod, BRONZE OVERLAY | PRESSURE RATING | 700 BAR | ROD END TYPE |  | SHAFT DIAMETER | 38.1 MM | TEMPERATURE RATING |  | MOUNTING TYPE | BASE | CERTIFICATION/STANDARD |  | ADDITIONAL FEATURES | CAPACITY: 10 TON, EXTENDED HEIGHT: 6 IN | [49 empty] | Production Completed
STP_009 - Lot4 | Data Enrichment | SFU | NM CLARIFIED BY SANDEEPA | 2023-07-21 | 2023-08-02 |  | 1283394 | 1283394 | EA | JACK,HYDR;COLLAR THREADS,10 TON |  |  | JACK,HYDRAULIC;TYPE:COLLAR THREADS,LOAD RATING:10 TON,ADDITIONAL FEATURES EN:4 INCH - SA,MNFR:01)ISADRAUL,PTNO:01)RG-104 | COLLAR THREADS,10 TON,01)4 INCH - SA,01)ISADRAUL,01)RG-104 |  |  | ISADRAUL |  | RG-104 | DURAPAC | ISADRAULICS | RG-104 |  |  | https://durapac.com/wp-content/uploads/2018/01/Catalogue-LR2.pdf | [10 empty] | ENRICHED |  | CYLINDER | HYDRAULIC | TYPE | SINGLE ACTING COLLAR THREAD | BORE DIAMETER | 42.9 MM | STROKE | 105 MM | PORT SIZE |  | MATERIAL | hard chrome bore/piston rod, BRONZE OVERLAY | PRESSURE RATING | 700 BAR | ROD END TYPE |  | SHAFT DIAMETER | 38.1 MM | TEMPERATURE RATING |  | MOUNTING TYPE | BASE | CERTIFICATION/STANDARD |  | ADDITIONAL FEATURES | CAPACITY: 10 TON, EXTENDED HEIGHT: 4 IN | [49 empty] | Production Completed
STP_009 - Lot4 | Data Enrichment | SFU | OK | 2023-07-21 | 2023-08-02 |  | 1344822 | 1344822 | EA | JACK,HYDR;CYLINDER ASSEMBLY |  |  | JACK,HYDRAULIC;TYPE:CYLINDER ASSEMBLY,MNFR:01)JAQUES,PTNO:01)74188-IT02 | CYLINDER ASSEMBLY,01)JAQUES,01)74188-IT02 |  |  | JAQUES | JAQUES | 74188-IT02 | [5 empty] | URL NOT FOUND | [10 empty] | CLEANSED |  | JACK | HYDRAULIC | TYPE | CYLINDER ASSEMBLY | LOAD RATING |  | STROKE |  | EXTENDED HEIGHT |  | RETRACTED HEIGHT |  | ACTUATION TYPE |  | BASE LENGTH |  | BASE WIDTH |  | HANDLE LENGTH |  | INLET SIZE |  | INLET PRESSURE RATING |  | HAZARD CLASS |  | CERTIFICATION/STANDARD |  | ADDITIONAL FEATURES | [46 empty] | Production Completed
STP_009 - Lot4 | Data Enrichment | SFU | OK | 2023-07-21 | 2023-08-02 |  | 1283154 | 1283154 | EA | JACK,HYDR;FLOOR, LOW PROFILE,2 TON |  |  | JACK,HYDRAULIC;TYPE:FLOOR, LOW PROFILE,LOAD RATING:2 TON,ADDITIONAL FEATURES EN:REFERENCE NO: HJ5602,MNFR:01)ATOM SUPPLY,PTNO:01) 77040012 | FLOOR, LOW PROFILE,2 TON,01)REFERENCE NO: HJ5602,01)ATOM SUPPLY,01)77040012 |  |  | ATOM SUPPLY |  | HJ5602 | HANDIJACK | ATOM SUPPLY | 77040012 |  |  | http://www.handijack.com.cn/en/product/detail.php/id-147.html | [10 empty] | ENRICHED |  | JACK | HYDRAULIC | TYPE | FLOOR,LOW PROFILE | LOAD RATING | 2 TON | STROKE |  | EXTENDED HEIGHT | 500 MM | RETRACTED HEIGHT | 75 MM | ACTUATION TYPE |  | BASE LENGTH |  | BASE WIDTH |  | HANDLE LENGTH |  | INLET SIZE |  | INLET PRESSURE RATING |  | HAZARD CLASS |  | CERTIFICATION/STANDARD |  | ADDITIONAL FEATURES | [46 empty] | Production Completed
STP_009 - Lot4 | Data Enrichment | SFU | OK | 2023-07-21 | 2023-08-02 |  | 1283530 | 1283530 | EA | JACK,HYDR;FLOOR, QUICKLIFT,2500 KG |  |  | JACK,HYDRAULIC;TYPE:FLOOR, QUICKLIFT,LOAD RATING:2500 KG,MNFR:01)J.BLACKWOOD AND SON LIMITED,PTNO:01)04159177 | FLOOR, QUICKLIFT,2500 KG,01)J.BLACKWOOD & SON LIMITED,01)04159177 |  |  | J.BLACKWOOD AND SON LIMITED |  | ARMM901QL | Armstrong | J.BLACKWOOD AND SON LIMITED | 04159177 |  |  | https://www.blackwoods.com.au/automotive/workshop-tools-equipment/jacks-lifting-equipment/jack-floor-quicklift-armstrong-2500kg/p/04159177 | [10 empty] | ENRICHED |  | JACK | HYDRAULIC | TYPE | FLOOR,QUICKLIFT,TROLLEY | LOAD RATING | 2500 KG | STROKE |  | EXTENDED HEIGHT | 520.7 mm | RETRACTED HEIGHT | 102 mm | ACTUATION TYPE |  | BASE LENGTH |  | BASE WIDTH |  | HANDLE LENGTH |  | INLET SIZE |  | INLET PRESSURE RATING |  | HAZARD CLASS |  | CERTIFICATION/STANDARD |  | ADDITIONAL FEATURES | [46 empty] | Production Completed
STP_009 - Lot4 | Data Enrichment | SFU | NM CLARIFIED BY SANDEEPA | 2023-07-21 | 2023-08-02 |  | 1283130 | 1283130 | EA | JACK,HYDR;LOW HEIGHT CYLINDER,10 TON |  |  | JACK,HYDRAULIC;TYPE:LOW HEIGHT CYLINDER,LOAD RATING:10 TON,ADDITIONAL FEATURES EN:1 INCH - SA,MNFR:01)ISADRAUL,PTNO:01)RLP-101 | LOW HEIGHT CYLINDER,10 TON,01)1 INCH - SA,01)ISADRAUL,01)RLP-101 |  |  | ISADRAUL |  | RLP-101 | DURAPAC | ISADRAULICS | RLP-101 |  |  | https://durapac.com/wp-content/uploads/2018/01/Catalogue-LR2.pdf | [10 empty] | ENRICHED |  | CYLINDER | HYDRAULIC | TYPE | SINGLE ACTING LOW PROFILE | BORE DIAMETER | 42.9 MM | STROKE | 38 MM | PORT SIZE |  | MATERIAL | hard chrome bore/piston rod, BRONZE OVERLAY | PRESSURE RATING | 700 BAR | ROD END TYPE |  | SHAFT DIAMETER | 38.1 MM | TEMPERATURE RATING |  | MOUNTING TYPE |  | CERTIFICATION/STANDARD |  | ADDITIONAL FEATURES | CAPACITY: 10 TON, EXTENDED HEIGHT: 1 IN | [49 empty] | Production Completed
STP_009 - Lot4 | Data Enrichment | SFU | NM CLARIFIED BY SANDEEPA | 2023-07-21 | 2023-08-02 |  | 1283562 | 1283562 | EA | JACK,HYDR;LOW HEIGHT,30 TON,SA |  |  | JACK,HYDRAULIC;TYPE:LOW HEIGHT,LOAD RATING:30 TON,EXTENDED HEIGHT:2 IN,ADDITIONAL FEATURES EN:SA,MNFR:01)ISADRAUL,PTNO:01)RLP-302 | LOW HEIGHT,30 TON,2 IN,01)SA,01)ISADRAUL,01)RLP-302 |  |  | ISADRAUL |  | RLP-302 | DURAPAC | ISADRAULICS | RLP-302 |  |  | https://durapac.com/wp-content/uploads/2018/01/Catalogue-LR2.pdf | [10 empty] | ENRICHED |  | CYLINDER | HYDRAULIC | TYPE | SINGLE ACTING LOW PROFILE | BORE DIAMETER | 73.2 MM | STROKE | 62 MM | PORT SIZE |  | MATERIAL | hard chrome bore/piston rod, BRONZE OVERLAY | PRESSURE RATING | 700 BAR | ROD END TYPE |  | SHAFT DIAMETER | 66.5 MM | TEMPERATURE RATING |  | MOUNTING TYPE |  | CERTIFICATION/STANDARD |  | ADDITIONAL FEATURES | CAPACITY: 30 TON, EXTENDED HEIGHT: 2 IN | [49 empty] | Production Completed
STP_009 - Lot4 | Data Enrichment | SFU | OK | 2023-07-21 | 2023-08-02 |  | 1297734 | 1297734 | EA | JACK;10 TON,CAPCTY,EIMCO,97322-031 |  |  | JACK;LOAD RATING:10 TON,ADDITIONAL FEATURES EN:CAPACITY,MNFR:01)EIMCO,PTNO:01)97322-031 | 01)EIMCO,01)97322-031,10 TON,01)CAPACITY |  |  | EIMCO | EIMCO | 97322-031 | [5 empty] | URL NOT FOUND | [10 empty] | CLEANSED |  | JACK | No Modifier | TYPE |  | LOAD RATING | 10 TON | EXTENDED HEIGHT |  | RETRACTED HEIGHT |  | SIZE |  | BODY MATERIAL |  | MOUNTING TYPE |  | HAZARD CLASS |  | CERTIFICATION/STANDARD |  | ADDITIONAL FEATURES | [54 empty] | Production Completed
STP_009 - Lot4 | Data Enrichment | SFU | NM CLARIFIED BY SANDEEPA | 2023-07-21 | 2023-08-02 |  | 1283213 | 1283213 | EA | JACK;HOLLOW CYLINDER,30 TON,SA - |  |  | JACK;TYPE:HOLLOW CYLINDER,LOAD RATING:30 TON,EXTENDED HEIGHT:6 IN,ADDITIONAL FEATURES EN:SA -,MNFR:01)ISADRAULICS,PTNO:01)RHS-306 | 01)ISADRAULICS,01)RHS-306,HOLLOW CYLINDER,30 TON,6 IN,01)SA - |  |  | ISADRAULICS |  | RHS-306 | DURAPAC | ISADRAULICS | RHS-306 |  |  | https://durapac.com/wp-content/uploads/2018/01/Catalogue-LR2.pdf | [10 empty] | ENRICHED |  | CYLINDER | No Modifier | TYPE | SINGLE ACTING HOLLOW PISTON | BORE DIAMETER | 88.9 MM | STROKE | 155 MM | PORT SIZE |  | MATERIAL | hard chrome bore/piston rod, BRONZE OVERLAY | PRESSURE RATING | 700 BAR | ROD END TYPE |  | SHAFT DIAMETER | 63.5 MM | TEMPERATURE RATING |  | MOUNTING TYPE | BASE PLATE | CERTIFICATION/STANDARD |  | ADDITIONAL FEATURES | CAPACITY: 30 TON, EXTENDED HEIGHT: 6 IN | [49 empty] | Production Completed
STP_009 - Lot4 | Data Enrichment | SFU | OK | 2023-07-21 | 2023-08-02 |  | 1381923 | 1381923 | EA | JACK;PALLET,2.5 TON |  |  | JACK;TYPE:PALLET,LOAD RATING:2.5 TON,ADDITIONAL FEATURES EN:REF 278868 ITEM 1QUOTE NUMBER 001227256600,MNFR:01)J.BLACKWOOD AND SON L | 01)J.BLACKWOOD & SON LIMITED,01)00982965,PALLET,2.5 TON,01)REF 278868 ITEM 1QUOTE NUMB |  |  | J.BLACKWOOD AND SON L |  | PAL255 | JBS | J.BLACKWOOD AND SON LIMITED | 00982965 |  |  | https://www.blackwoods.com.au/manual-handling-storage/trolleys/hand-pallet-truck/truck-pallet-jbs-pt-ac25-2-5t/p/00982965 |  | 1 | [8 empty] | ENRICHED |  | TRUCK | PALLET | TYPE | HAND | CAPACITY | 2.5 TON | LOWER FORK HEIGHT |  | TOTAL LIFTING HEIGHT |  | REVOLVING RADIUM |  | LIFTING MOTOR RATING |  | DRIVE DETAILS |  | WHEEL/CASTER SIZE |  | OPERATION TYPE |  | FORK LENGTH |  | FORK WIDTH |  | HAZARD CLASS |  | CERTIFICATION/STANDARD |  | ADDITIONAL FEATURES | REF: 278868, QUOTE NUMBER: 001227256600 | [45 empty] | Production Completed
STP_009 - Lot4 | Data Enrichment | SFU | OK | 2023-07-21 | 2023-08-02 |  | 1297069 | 1297069 | EA | JACK;PUNCHER BACK WHEEL,RUSSELL,JKSBOYL |  |  | JACK;TYPE:PUNCHER BACK WHEEL,ADDITIONAL FEATURES EN:RUSSELL,MNFR:01)JKSBOYL,PTNO:01)3003083 | 01)JKSBOYL,01)3003083,PUNCHER BACK WHEEL,01)RUSSELL |  |  | JKSBOYL | JKSBOYL | 3003083 | [5 empty] | URL NOT FOUND | [10 empty] | CLEANSED |  | JACK | No Modifier | TYPE | PUNCHER BACK WHEEL | LOAD RATING |  | EXTENDED HEIGHT |  | RETRACTED HEIGHT |  | SIZE |  | BODY MATERIAL |  | MOUNTING TYPE |  | HAZARD CLASS |  | CERTIFICATION/STANDARD |  | ADDITIONAL FEATURES | RUSSELL | [53 empty] | Production Completed
STP_009 - Lot4 | Data Enrichment | SFU | OK | 2023-07-21 | 2023-08-02 |  | 1283512 | 1283512 | EA | JACK;STAND,3.175 TON |  |  | JACK;TYPE:STAND,LOAD RATING:3.175 TON,MNFR:01)ISA-AUTO,PTNO:01)SJAK7 | 01)ISA-AUTO,01)SJAK7,STAND,3.175 TON |  |  | ISA-AUTO |  | SJAK7 | JAGSINGH | ISA-AUTO | SJAK7 |  |  | https://www.jagsingh.com.au/products/square-jack-7000lbs-h-590mm-t-15inch | [10 empty] | ENRICHED |  | JACK | No Modifier | TYPE | STAND | LOAD RATING | 3.175 TON | EXTENDED HEIGHT | 930 MM | RETRACTED HEIGHT | 590 MM | SIZE |  | BODY MATERIAL |  | MOUNTING TYPE |  | HAZARD CLASS |  | CERTIFICATION/STANDARD |  | ADDITIONAL FEATURES | [54 empty] | Production Completed
STP_009 - Lot4 | Data Enrichment | SFU | OK | 2023-07-21 | 2023-08-02 |  | 1285898 | 1285898 | EA | JACK,SCRW;BASE |  |  | JACK,SCREW;TYPE:BASE,MNFR:01)SITEMAX GROUP PTY LTD,PTNO:01)SAC181 | BASE,01)SITEMAX GROUP PTY LTD,01)SAC181 |  |  | SITEMAX GROUP PTY LTD | SITEMAX GROUP PTY LTD | SAC181 | [5 empty] | https://docplayer.net/199704665-Sitemax-catalogue-everything-for-the-scaffolding-industry-containment-fixings-yard-maintenance-tools-scaffolding-accessories-v2.html | [10 empty] | CLEANSED |  | JACK | SCREW | TYPE | BASE | LOAD RATING |  | EXTENDED HEIGHT |  | LIFTING SCREW DIAMETER |  | ACTUATION TYPE |  | THREAD PITCH |  | WORM GEAR RATIO |  | WORM SHAFT TURN |  | INPUT RATING |  | POWER RATING |  | HAZARD CLASS |  | CERTIFICATION/STANDARD |  | ADDITIONAL FEATURES | [48 empty] | Production Completed
STP_009 - Lot4 | Data Enrichment | SFU | OK | 2023-07-21 | 2023-08-02 |  | 1297461 | 1297461 | EA | JACK,SCRW;LINEAR,7:1,ACTR,MECH,SKF |  |  | JACK,SCREW;TYPE:LINEAR,WORM GEAR RATIO:7:1,ADDITIONAL FEATURES EN:ACTUATOR,MECH,MNFR:01)SKF,PTNO:01)BDL86-L | LINEAR,7:1,01)ACTUATOR,MECH,01)SKF,01)BDL86-L |  |  | SKF | SKF | BDL86-L | [5 empty] | https://www.benzlers.com/~radicon/_docs/iandmbdmetric%20eng.pdf | [10 empty] | CLEANSED |  | JACK | SCREW | TYPE | LINEAR | LOAD RATING |  | EXTENDED HEIGHT |  | LIFTING SCREW DIAMETER |  | ACTUATION TYPE |  | THREAD PITCH |  | WORM GEAR RATIO | 7:1 | WORM SHAFT TURN |  | INPUT RATING |  | POWER RATING |  | HAZARD CLASS |  | CERTIFICATION/STANDARD |  | ADDITIONAL FEATURES | ACTUATOR,MECH | [47 empty] | Production Completed