## Sheet1
Project | Activities | Production User | Production Comments | Start Date | End Date | Remarks | Griha ID | MATNR | MEINS | MAKTX_EN | MAKTX_ES | MAKTX_FR | TEXT_EN | Class_Char_Catted | MFRPN | MFRNR | MFRNR DES | MNFR | PTNO | Verified MNFR from web | MNFR 1 | PTNO 1 | MNFR 2 | PTNO 2 | Reference URL | Reference URL1 | Item Number | Equipment Type | Equipment Manufacturer | Equipment Model | Equipment Serial | DWG | DRAWING VERSION | POS/TAG | Unused Text | Enriched/Cleansed | UNSPSC Ver.23.07 | Noun | Modifier | Attribute Name 1 | Attribute Value 1 | Attribute Name 2 | Attribute Value 2 | Attribute Name 3 | Attribute Value 3 | Attribute Name 4 | Attribute Value 4 | Attribute Name 5 | Attribute Value 5 | Attribute Name 6 | Attribute Value 6 | Attribute Name 7 | Attribute Value 7 | Attribute Name 8 | Attribute Value 8 | Attribute Name 9 | Attribute Value 9 | Attribute Name 10 | Attribute Value 10 | Attribute Name 11 | Attribute Value 11 | Attribute Name 12 | Attribute Value 12 | Attribute Name 13 | Attribute Value 13 | Attribute Name 14 | Attribute Value 14 | Attribute Name 15 | Attribute Value 15 | Attribute Name 16 | Attribute Value 16 | Attribute Name 17 | Attribute Value 17 | Attribute Name 18 | Attribute Value 18 | Attribute Name 19 | Attribute Value 19 | Attribute Name 20 | Attribute Value 20 | Attribute Name 21 | Attribute Value 21 | Attribute Name 22 | Attribute Value 22 | Attribute Name 23 | Attribute Value 23 | Attribute Name 24 | Attribute Value 24 | Attribute Name 25 | Attribute Value 25 | Attribute Name 26 | Attribute Value 26 | Attribute Name 27 | Attribute Value 27 | Attribute Name 28 | Attribute Value 28 | Attribute Name 29 | Attribute Value 29 | Attribute Name 30 | Attribute Value 30 | Attribute Name 31 | Attribute Value 31 | Attribute Name 32 | Attribute Value 32 | Attribute Name 33 | Attribute Value 33 | Attribute Name 34 | Attribute Value 34 | Attribute Name 35 | Attribute Value 35 | Attribute Name 36 | Attribute Value 36 | Remaining_Information | Status
STP_009 - Lot4 | Data Enrichment | NEN | OK | 21-07-2023 | 03-08-2023 |  | 1302330 | 1302330 | EA | HANDRAIL;ANGLED CLOSURE,NB 32,AS 1074 |  |  | HANDRAIL;TYPE:ANGLED CLOSURE,SIZE:NB 32,MATERIAL:STEEL MEDIUM GALVANIZED,CERTIFICATION/STANDARD:AS 1074,ADDITIONAL FEATURES EN: METALLIC, 37 DEG BEND,MNFR:01)ONESTEEL,PTNO:01)224795 | 01)ONESTEEL,01)224795,ANGLED CLOSURE,NB 32,STEEL MEDIUM GALVANIZED,EN_01)AS 1074,01)METALLIC, 37 DEG BEND |  |  | ONESTEEL | ONESTEEL | 224795 | [5 empty] | URL NOT FOUND | [10 empty] | CLEANSED | 30191600 Ladders and scaffolding accessories | HANDRAIL | NO MODIFIER | TYPE | ANGLED CLOSURE,METALLIC | SIZE | NB32 | MATERIAL | STEEL MEDIUM GALVANIZED | HAZARD CLASS |  | CERTIFICATION/STANDARD | AS 1074 | ADDITIONAL FEATURES | ANGLE:37 DEG BEND | [61 empty] | PRODUCTION COMPLETED
STP_009 - Lot4 | Data Enrichment | NEN | OK | 21-07-2023 | 03-08-2023 |  | 1318924 | 1318924 | EA | HANDRAIL;EXHST,MTLC,BENDTECH,5000249 |  |  | HANDRAIL;TYPE:EXHAUST,MATERIAL:STAINLESS STEEL ZINC COATING, PAINTED GREEN FINISH,ADDITIONAL FEATURES EN:METALLIC,MNFR:01) BENDTECH,PTNO:01)5000249 | 01)BENDTECH,01)5000249,EXHAUST,STAINLESS STEEL ZINC COATING,01)METALLIC |  |  | BENDTECH | BENDTECH | 5000249 | [5 empty] | https://www.bendtechgroup.com.au/product/exhaust-handrail-5000249-to-suit-mt65-truck/ | https://portal.industrylinkmedia.com/sites/default/media/worthyparts/1549/562/brochure/Bendtech%20Handrail%202018080219124002.pdf | [9 empty] | CLEANSED | 30191600 Ladders and scaffolding accessories | HANDRAIL | NO MODIFIER | TYPE | EXHAUST,METALLIC | SIZE |  | MATERIAL | STAINLESS STEEL ZINC COATING,PAINTED GREEN FINISH | HAZARD CLASS |  | CERTIFICATION/STANDARD |  | ADDITIONAL FEATURES | [62 empty] | PRODUCTION COMPLETED
STP_009 - Lot4 | Data Enrichment | NEN | OK | 21-07-2023 | 03-08-2023 |  | 1286593 | 1286593 | EA | HANDRAIL;FR, RH,MTLC,BENDTECH,5000246 |  |  | HANDRAIL;TYPE:FRONT, RH,MATERIAL:STAINLESS STEEL ZINC COATING, PAINTED GREEN FINISH,ADDITIONAL FEATURES EN:METALLIC,MNFR:01) BENDTECH,PTNO:01)5000246 | 01)BENDTECH,01)5000246,FRONT, RH,STAINLESS STEEL ZINC COATING,01)METALLIC |  |  | BENDTECH | BENDTECH | 5000246 | [5 empty] | https://www.bendtechgroup.com.au/product/right-side-handrail-5000246-to-suit-mt65-truck/ | https://portal.industrylinkmedia.com/sites/default/media/worthyparts/1549/562/brochure/Bendtech%20Handrail%202018080219124002.pdf | [9 empty] | CLEANSED | 30191600 Ladders and scaffolding accessories | HANDRAIL | NO MODIFIER | TYPE | FRONT,RH,METALLIC | SIZE |  | MATERIAL | STAINLESS STEEL ZINC COATING,PAINTED GREEN FINISH | HAZARD CLASS |  | CERTIFICATION/STANDARD |  | ADDITIONAL FEATURES | [62 empty] | PRODUCTION COMPLETED
STP_009 - Lot4 | Data Enrichment | NEN | OK | 21-07-2023 | 03-08-2023 |  | 1347959 | 1347959 | EA | HANDRAIL;FR,MTLC,BENDTECH,5000245 |  |  | HANDRAIL;TYPE:FRONT,MATERIAL:STAINLESS STEEL ZINC COATING, PAINTED GREEN FINISH,ADDITIONAL FEATURES EN:METALLIC,MNFR:01)BENDTECH, PTNO:01)5000245 | 01)BENDTECH,01)5000245,FRONT,STAINLESS STEEL ZINC COATING,01)METALLIC |  |  | BENDTECH | BENDTECH | 5000245 | [5 empty] | https://www.bendtechgroup.com.au/product/front-handrail-5000245-to-suit-mt65-truck/ | https://portal.industrylinkmedia.com/sites/default/media/worthyparts/1549/562/brochure/Bendtech%20Handrail%202018080219124002.pdf | [9 empty] | CLEANSED | 30191600 Ladders and scaffolding accessories | HANDRAIL | NO MODIFIER | TYPE | FRONT,METALLIC | SIZE |  | MATERIAL | STAINLESS STEEL ZINC COATING,PAINTED GREEN FINISH | HAZARD CLASS |  | CERTIFICATION/STANDARD |  | ADDITIONAL FEATURES | [62 empty] | PRODUCTION COMPLETED
STP_009 - Lot4 | Data Enrichment | NEN | OK | 21-07-2023 | 03-08-2023 |  | 1235308 | 1235308 | EA | HANDRAIL;HORIZONTAL CLOSURE 32 MM BEND |  |  | HANDRAIL;TYPE:HORIZONTAL CLOSURE 32 MM BEND,MATERIAL:STEEL GALVANIZED,ADDITIONAL FEATURES EN:METALLIC,MNFR:01)ONESTEEL,PTNO:01) H13-HCB-32,MNFR:02)BLUESCOP,PTNO:02)137679,MNFR:03)RAPPACI,PTNO:03)HHCB | 01)ONESTEEL,02)BLUESCOP,03)RAPPACI,01)H13-HCB-32,02)137679,03)HHCB,HORIZONTAL CLOSURE 32 MM BEND,STEEL GALVANIZED,01)METALLIC |  |  | RAPPACI | ONESTEEL | H13-HCB-32 |  | BLUESCOP | 137679 | RAPPACI | HHCB | URL NOT FOUND | [10 empty] | CLEANSED | 30191600 Ladders and scaffolding accessories | HANDRAIL | NO MODIFIER | TYPE | HORIZONTAL CLOSURE 32 MM BEND | SIZE |  | MATERIAL | STEEL GALVANIZED | HAZARD CLASS |  | CERTIFICATION/STANDARD |  | ADDITIONAL FEATURES | [62 empty] | PRODUCTION COMPLETED
STP_009 - Lot4 | Data Enrichment | NEN | OK | 21-07-2023 | 03-08-2023 |  | 1354542 | 1354542 | EA | HANDRAIL;LOW FOLDING BEND TECH,MTLC |  |  | HANDRAIL;TYPE:LOW FOLDING BEND TECH,MATERIAL:STAINLESS STEEL ZINC COATING, PAINTED GREEN FINISH,ADDITIONAL FEATURES EN:METALLIC, MNFR:01)BENDTECH,PTNO:01)5000047 | 01)BENDTECH,01)5000047,LOW FOLDING BEND TECH,STAINLESS STEEL ZINC COATING,01)METALLIC |  |  | BENDTECH | BENDTECH | 5000047 | [5 empty] | https://www.bendtechgroup.com.au/product/handrail-to-suit-oem-453-8705-2/ | https://portal.industrylinkmedia.com/sites/default/media/worthyparts/1549/562/brochure/Bendtech%20Handrail%202018080219124002.pdf | [9 empty] | CLEANSED | 30191600 Ladders and scaffolding accessories | HANDRAIL | NO MODIFIER | TYPE | LOW FOLDING BEND TECH,METALLIC | SIZE |  | MATERIAL | STAINLESS STEEL ZINC COATING,PAINTED GREEN FINISH | HAZARD CLASS |  | CERTIFICATION/STANDARD |  | ADDITIONAL FEATURES | [62 empty] | PRODUCTION COMPLETED
STP_009 - Lot4 | Data Enrichment | NEN | OK | 21-07-2023 | 03-08-2023 |  | 1301898 | 1301898 | EA | HANDRAIL;MTLC,AS DRAWN,MIMDWG |  |  | HANDRAIL;MATERIAL:METALLIC,ADDITIONAL FEATURES EN:AS DRAWN,MNFR:01)MIMDWG,PTNO:01)103-4-282/ ,MK.118 | 01)MIMDWG,01)103-4-282/ ,MK.118,METALLIC,01)AS DRAWN |  |  | MIMDWG | MIMDWG | 103-4-282/,MK.118 | [5 empty] | URL NOT FOUND | [10 empty] | CLEANSED | 30191600 Ladders and scaffolding accessories | HANDRAIL | NO MODIFIER | TYPE | METALLIC | SIZE |  | MATERIAL |  | HAZARD CLASS |  | CERTIFICATION/STANDARD |  | ADDITIONAL FEATURES | AS DRAWN | [61 empty] | PRODUCTION COMPLETED
STP_009 - Lot4 | Data Enrichment | NEN | OK | 21-07-2023 | 03-08-2023 |  | 1293989 | 1293989 | EA | HANDRAIL;NB 25,GALV,MTLC, 90 DEG BEND |  |  | HANDRAIL;SIZE:NB 25,MATERIAL:GALVANIZED,ADDITIONAL FEATURES EN:METALLIC, 90 DEG BEND,MNFR:01)ONESTEEL,PTNO:01)H13-RB-25 | 01)ONESTEEL,01)H13-RB-25,NB 25,GALVANIZED,01)METALLIC, 90 DEG BEND |  |  | ONESTEEL | ONESTEEL | H13-RB-25 | [5 empty] | URL NOT FOUND | [10 empty] | CLEANSED | 30191600 Ladders and scaffolding accessories | HANDRAIL | NO MODIFIER | TYPE | METALLIC | SIZE | NB25 | MATERIAL |  | HAZARD CLASS |  | CERTIFICATION/STANDARD |  | ADDITIONAL FEATURES | ANGLE:90 DEG BEND,COATING/FINISH:GALVANIZED | [61 empty] | PRODUCTION COMPLETED
STP_009 - Lot4 | Data Enrichment | NEN | OK | 21-07-2023 | 03-08-2023 |  | 1293990 | 1293990 | EA | HANDRAIL;NB 32,GALV,MTLC, 90 DEG BEND |  |  | HANDRAIL;SIZE:NB 32,MATERIAL:GALVANIZED,ADDITIONAL FEATURES EN:METALLIC, 90 DEG BEND,MNFR:01)ONESTEEL,PTNO:01)H13-RB-32 | 01)ONESTEEL,01)H13-RB-32,NB 32,GALVANIZED,01)METALLIC, 90 DEG BEND |  |  | ONESTEEL | ONESTEEL | H13-RB-32 | [5 empty] | URL NOT FOUND | [10 empty] | CLEANSED | 30191600 Ladders and scaffolding accessories | HANDRAIL | NO MODIFIER | TYPE | METALLIC | SIZE | NB32 | MATERIAL |  | HAZARD CLASS |  | CERTIFICATION/STANDARD |  | ADDITIONAL FEATURES | ANGLE:90 DEG BEND,COATING/FINISH:GALVANIZED | [61 empty] | PRODUCTION COMPLETED
STP_009 - Lot4 | Data Enrichment | NEN | OK | 21-07-2023 | 03-08-2023 |  | 1318923 | 1318923 | EA | HANDRAIL;RR, LH,MTLC,BENDTECH,5000247 |  |  | HANDRAIL;TYPE:REAR, LH,MATERIAL:STAINLESS STEEL ZINC COATING, PAINTED GREEN FINISH,ADDITIONAL FEATURES EN:METALLIC,MNFR:01) BENDTECH,PTNO:01)5000247 | 01)BENDTECH,01)5000247,REAR, LH,STAINLESS STEEL ZINC COATING,01)METALLIC |  |  | BENDTECH | BENDTECH | 5000247 | [5 empty] | https://www.bendtechgroup.com.au/product/rear-left-side-handrail-5000247-to-suit-mt65-truck/ | https://portal.industrylinkmedia.com/sites/default/media/worthyparts/1549/562/brochure/Bendtech%20Handrail%202018080219124002.pdf | [9 empty] | CLEANSED | 30191600 Ladders and scaffolding accessories | HANDRAIL | NO MODIFIER | TYPE | REAR,LH,METALLIC | SIZE |  | MATERIAL | STAINLESS STEEL ZINC COATING,PAINTED GREEN FINISH | HAZARD CLASS |  | CERTIFICATION/STANDARD |  | ADDITIONAL FEATURES | [62 empty] | PRODUCTION COMPLETED
STP_009 - Lot4 | Data Enrichment | NEN | OK | 21-07-2023 | 03-08-2023 |  | 1347960 | 1347960 | EA | HANDRAIL;RR,MTLC,BENDTECH,5000248 |  |  | HANDRAIL;TYPE:REAR,MATERIAL:STAINLESS STEEL ZINC COATING, PAINTED GREEN FINISH,ADDITIONAL FEATURES EN:METALLIC,MNFR:01)BENDTECH, PTNO:01)5000248 | 01)BENDTECH,01)5000248,REAR,STAINLESS STEEL ZINC COATING,01)METALLIC |  |  | BENDTECH | BENDTECH | 5000248 | [5 empty] | https://www.bendtechgroup.com.au/product/rear-handrail-5000248-to-suit-mt65-truck/ | https://portal.industrylinkmedia.com/sites/default/media/worthyparts/1549/562/brochure/Bendtech%20Handrail%202018080219124002.pdf | [9 empty] | CLEANSED | 30191600 Ladders and scaffolding accessories | HANDRAIL | NO MODIFIER | TYPE | REAR,METALLIC | SIZE |  | MATERIAL | STAINLESS STEEL ZINC COATING,PAINTED GREEN FINISH | HAZARD CLASS |  | CERTIFICATION/STANDARD |  | ADDITIONAL FEATURES | [62 empty] | PRODUCTION COMPLETED
STP_009 - Lot4 | Data Enrichment | NEN | OK | 21-07-2023 | 03-08-2023 |  | 1230895 | 1230895 | EA | HANDRAIL;STAN, STANDARD POST, MEDIUM |  |  | HANDRAIL;TYPE:STANCHION, STANDARD POST, MEDIUM,SIZE:NB 40,MATERIAL:STEEL GALVANIZED,CERTIFICATION/STANDARD:AS 1074,ADDITIONAL FEATURES EN:HORIZONTAL BASE,MNFR:01)BLUESCOP,PTNO:01)146969 | 01)BLUESCOP,01)146969,STANCHION, STANDARD POST, MEDI,NB 40,STEEL GALVANIZED,EN_01)AS 1074,01)HORIZONTAL BASE |  |  | BLUESCOP | BLUESCOP | 146969 | [5 empty] | URL NOT FOUND | [10 empty] | CLEANSED | 30191600 Ladders and scaffolding accessories | HANDRAIL | NO MODIFIER | TYPE | STANCHION,STANDARD POST,MEDIUM,HORIZONTAL BASE,METALLIC | SIZE | NB40 | MATERIAL | STEEL GALVANIZED | HAZARD CLASS |  | CERTIFICATION/STANDARD | AS 1074 | ADDITIONAL FEATURES | [62 empty] | PRODUCTION COMPLETED
STP_009 - Lot4 | Data Enrichment | NEN | OK | 21-07-2023 | 03-08-2023 |  | 1230896 | 1230896 | EA | HANDRAIL;STAN, STANDARD POST, VERTICAL B |  |  | HANDRAIL;TYPE:STANCHION, STANDARD POST, VERTICAL BASE,SIZE:NB 40,MATERIAL:STEEL MEDIUM GALVANIZED,CERTIFICATION/STANDARD:AS 1074, MNFR:01)ONESTEEL,PTNO:01)H13-S-S-MIM,MNFR:02)BLUESCOP,PTNO:02)146970 | 01)ONESTEEL,02)BLUESCOP,01)H13-S-S-MIM,02)146970,STANCHION, STANDARD POST, VERT,NB 40,STEEL MEDIUM GALVANIZED,EN_01)AS 1074 |  |  | BLUESCOP | ONESTEEL | H13-S-S-MIM |  | BLUESCOP | 146970 |  |  | URL NOT FOUND | [10 empty] | CLEANSED | 30191600 Ladders and scaffolding accessories | HANDRAIL | NO MODIFIER | TYPE | STANCHION,STANDARD POST,VERTICAL BASE,METALLIC | SIZE | NB40 | MATERIAL | STEEL MEDIUM GALVANIZED | HAZARD CLASS |  | CERTIFICATION/STANDARD | AS 1074 | ADDITIONAL FEATURES | [62 empty] | PRODUCTION COMPLETED
STP_009 - Lot4 | Data Enrichment | NEN | OK | 21-07-2023 | 03-08-2023 |  | 1235335 | 1235335 | EA | HANDRAIL;STAN, VERTICAL STAIR POST, STAI |  |  | HANDRAIL;TYPE:STANCHION, VERTICAL STAIR POST, STAIRWAY, LH,SIZE:NB 40,MATERIAL:STEEL GALVANIZED,ADDITIONAL FEATURES EN:37 DEG, MNFR:01)ONESTEEL,PTNO:01)H13-S-SAL-MIM,MNFR:02)BLUESCOP,PTNO:02)140863-25 | 01)ONESTEEL,02)BLUESCOP,01)H13-S-SAL-MIM,02)140863-25,STANCHION, VERTICAL STAIR POST,NB 40,STEEL GALVANIZED,01)37 DEG |  |  | BLUESCOP | ONESTEEL | H13-S-SAL-MIM |  | BLUESCOP | 140863-25 |  |  | URL NOT FOUND | [10 empty] | CLEANSED | 30191600 Ladders and scaffolding accessories | HANDRAIL | NO MODIFIER | TYPE | STANCHION,VERTICAL STAIR POST,STAIRWAY,LH,METALLIC | SIZE | NB40 | MATERIAL | STEEL GALVANIZED | HAZARD CLASS |  | CERTIFICATION/STANDARD |  | ADDITIONAL FEATURES | ANGLE:37 DEG | [61 empty] | PRODUCTION COMPLETED
STP_009 - Lot4 | Data Enrichment | NEN | OK | 21-07-2023 | 03-08-2023 |  | 1235334 | 1235334 | EA | HANDRAIL;STAN, VERTICAL STAIR POST, STAI |  |  | HANDRAIL;TYPE:STANCHION, VERTICAL STAIR POST, STAIRWAY, RH,SIZE:NB 40,MATERIAL:STEEL GALVANIZED,ADDITIONAL FEATURES EN:37 DEG, MNFR:01)BLUESCOP,PTNO:01)H13-S-SAR-MIM,MNFR:02)ONESTEEL,PTNO:02)140863-24 | 01)BLUESCOP,02)ONESTEEL,01)H13-S-SAR-MIM,02)140863-24,STANCHION, VERTICAL STAIR POST,NB 40,STEEL GALVANIZED,01)37 DEG |  |  | ONESTEEL | BLUESCOP | H13-S-SAR-MIM |  | ONESTEEL | 140863-24 |  |  | URL NOT FOUND | [10 empty] | CLEANSED | 30191600 Ladders and scaffolding accessories | HANDRAIL | NO MODIFIER | TYPE | STANCHION,VERTICAL STAIR POST,STAIRWAY,RH,METALLIC | SIZE | NB40 | MATERIAL | STEEL GALVANIZED | HAZARD CLASS |  | CERTIFICATION/STANDARD |  | ADDITIONAL FEATURES | ANGLE:37 DEG | [61 empty] | PRODUCTION COMPLETED
STP_009 - Lot4 | Data Enrichment | NEN | OK | 21-07-2023 | 03-08-2023 |  | 1233564 | 1233564 | EA | HANDRAIL;STANDARD KNEE,NB 25,AS 1074 |  |  | HANDRAIL;TYPE:STANDARD KNEE,SIZE:NB 25,MATERIAL:STEEL MEDIUM GALVANIZED,CERTIFICATION/STANDARD:AS 1074,ADDITIONAL FEATURES EN: METALLIC, 90 DEG BEND,MNFR:01)BLUESCOP,PTNO:01)146966 | 01)BLUESCOP,01)146966,STANDARD KNEE,NB 25,STEEL MEDIUM GALVANIZED,EN_01)AS 1074,01)METALLIC, 90 DEG BEND |  |  | BLUESCOP | BLUESCOP | 146966 | [5 empty] | URL NOT FOUND | [10 empty] | CLEANSED | 30191600 Ladders and scaffolding accessories | HANDRAIL | NO MODIFIER | TYPE | STANDARD KNEE,METALLIC | SIZE | NB25 | MATERIAL | STEEL MEDIUM GALVANIZED | HAZARD CLASS |  | CERTIFICATION/STANDARD | AS 1074 | ADDITIONAL FEATURES | ANGLE:90 DEG BEND | [61 empty] | PRODUCTION COMPLETED
STP_009 - Lot4 | Data Enrichment | NEN | OK | 21-07-2023 | 03-08-2023 |  | 1233568 | 1233568 | EA | HANDRAIL;STANDARD KNEE,NB 25,AS 1074 |  |  | HANDRAIL;TYPE:STANDARD KNEE,SIZE:NB 25,MATERIAL:STEEL MEDIUM GALVANIZED,CERTIFICATION/STANDARD:AS 1074,ADDITIONAL FEATURES EN: METALLIC,MNFR:01)BLUESCOP,PTNO:01)100654-CHS-25-M-GAL-PE-6500,MNFR:02)ONESTEEL,PTNO:02)147675 | 01)BLUESCOP,02)ONESTEEL,01)100654-CHS-25-M-GAL-PE-6500,02)147675,STANDARD KNEE,NB 25,STEEL MEDIUM GALVANIZED,EN_01)AS 1074,01)METALLIC |  |  | ONESTEEL | BLUESCOP | 100654-CHS-25-M-GAL-PE-6500 |  | ONESTEEL | 147675 |  |  | URL NOT FOUND | [10 empty] | CLEANSED | 30191600 Ladders and scaffolding accessories | HANDRAIL | NO MODIFIER | TYPE | STANDARD KNEE,METALLIC | SIZE | NB25 | MATERIAL | STEEL MEDIUM GALVANIZED | HAZARD CLASS |  | CERTIFICATION/STANDARD | AS 1074 | ADDITIONAL FEATURES | [62 empty] | PRODUCTION COMPLETED
STP_009 - Lot4 | Data Enrichment | NEN | OK | 21-07-2023 | 03-08-2023 |  | 1233567 | 1233567 | EA | HANDRAIL;STD,NB 32,AS 1074,MTLC,BLUESCOP |  |  | HANDRAIL;TYPE:STANDARD,SIZE:NB 32,MATERIAL:STEEL MEDIUM GALVANIZED,CERTIFICATION/STANDARD:AS 1074,ADDITIONAL FEATURES EN:METALLIC, MNFR:01)BLUESCOP,PTNO:01)147677,MNFR:02)ONESTEEL,PTNO:02)100678-CHS-32M-GAL-PE-6500 | 01)BLUESCOP,02)ONESTEEL,01)147677,02)100678-CHS-32M-GAL-PE-6500,STANDARD,NB 32,STEEL MEDIUM GALVANIZED,EN_01)AS 1074,01)METALLIC |  |  | ONESTEEL | BLUESCOP | 147677 |  | ONESTEEL | 100678-CHS-32M-GAL-PE-6500 |  |  | URL NOT FOUND | [10 empty] | CLEANSED | 30191600 Ladders and scaffolding accessories | HANDRAIL | NO MODIFIER | TYPE | STANDARD,METALLIC | SIZE | NB32 | MATERIAL | STEEL MEDIUM GALVANIZED | HAZARD CLASS |  | CERTIFICATION/STANDARD | AS 1074 | ADDITIONAL FEATURES | [62 empty] | PRODUCTION COMPLETED
STP_009 - Lot4 | Data Enrichment | NEN | OK | 21-07-2023 | 03-08-2023 |  | 1230897 | 1230897 | EA | HANDRAIL;STD,NB 32,AS 1074,ONESTEEL |  |  | HANDRAIL;TYPE:STANDARD,SIZE:NB 32,MATERIAL:STEEL MEDIUM GALVANIZED,CERTIFICATION/STANDARD:AS 1074,ADDITIONAL FEATURES EN:METALLIC, 90 DEG BEND,MNFR:01)ONESTEEL,PTNO:01)H13-RB-HR-32,MNFR:02)BLUESCOP,PTNO:02)146968 | 01)ONESTEEL,02)BLUESCOP,01)H13-RB-HR-32,02)146968,STANDARD,NB 32,STEEL MEDIUM GALVANIZED,EN_01)AS 1074,01)METALLIC, 90 DEG BEND |  |  | BLUESCOP | ONESTEEL | H13-RB-HR-32 |  | BLUESCOP | 146968 |  |  | URL NOT FOUND | [10 empty] | CLEANSED | 30191600 Ladders and scaffolding accessories | HANDRAIL | NO MODIFIER | TYPE | STANDARD,METALLIC | SIZE | NB32 | MATERIAL | STEEL MEDIUM GALVANIZED | HAZARD CLASS |  | CERTIFICATION/STANDARD | AS 1074 | ADDITIONAL FEATURES | ANGLE:90 DEG BEND | [61 empty] | PRODUCTION COMPLETED
STP_009 - Lot4 | Data Enrichment | NEN | OK | 21-07-2023 | 03-08-2023 |  | 1351541 | 1351541 | PAC | FASTENER,BLT;DIA 2.4 X WD (10-13.5) X LG |  |  | FASTENER,BELT;SIZE:DIA 2.4 X WD (10-13.5) X LG 200 MM,ADDITIONAL FEATURES EN:PKT 10 LNTHS,MNFR:01)ULTRAFLX,PTNO:01)27K OR 28K | DIA 2.4 X WD (10-13.5) X LG 20,01)PKT 10 LNTHS,01)ULTRAFLX,01)27K OR 28K |  |  | ULTRAFLX | ULTRAFLX | 27K OR 28K | [5 empty] | URL NOT FOUND | [10 empty] | CLEANSED | 24101718 Conveyor belt lacing or fasteners | FASTENER | BELT | TYPE |  | BELT SIZE |  | SIZE | 2.4 DIAX200 LGX 10 TO 13.5 WD MM | MATERIAL |  | BELT TENSION |  | HAZARD CLASS |  | CERTIFICATION/STANDARD |  | ADDITIONAL FEATURES | PACKAGE QUANTITY:10 LNTHS | [57 empty] | PRODUCTION COMPLETED
STP_009 - Lot4 | Data Enrichment | NEN | OK | 21-07-2023 | 03-08-2023 |  | 1285509 | 1285509 | EA | FASTENER,BLT;HANDLE ASSEMBLY |  |  | FASTENER,BELT;TYPE:HANDLE ASSEMBLY,ADDITIONAL FEATURES EN:COMPLETE SET,MNFR:01)ALLIANCE SAFETY EQUIPMENT P/L,PTNO:01)14373-ASS- NBL | HANDLE ASSEMBLY,01)COMPLETE SET,01)ALLIANCE SAFETY EQUIPMENT P,01)14373-ASS-NBL |  |  | ALLIANCE SAFETY EQUIPMENT P/L | ALLIANCE SAFETY EQUIPMENT P/L | 14373-ASS- NBL | [5 empty] | URL NOT FOUND | [10 empty] | CLEANSED | 24101718 Conveyor belt lacing or fasteners | FASTENER | BELT | TYPE | HANDLE ASSEMBLY | BELT SIZE |  | SIZE |  | MATERIAL |  | BELT TENSION |  | HAZARD CLASS |  | CERTIFICATION/STANDARD |  | ADDITIONAL FEATURES | COMPLETE SET | [57 empty] | PRODUCTION COMPLETED
STP_009 - Lot4 | Data Enrichment | NEN | OK | 21-07-2023 | 03-08-2023 | Query-Manufacturer Details (MPN) not available | 1285485 | 1285485 | EA | FASTENER,BLT;HANDLE,50 MM,2.5 TON |  |  | FASTENER,BELT;TYPE:HANDLE,BELT SIZE:50 MM,BELT TENSION:2.5 TON,ADDITIONAL FEATURES EN:TO SUIT WEBBING,MNFR:01)ALLIANCE SAFETY EQUIPMENT P/L,PTNO:01)PRODUCT PROCUREMENT | HANDLE,50 MM,2.5 TON,01)TO SUIT WEBBING,01)ALLIANCE SAFETY EQUIPMENT P,01)PRODUCT PROCUREMENT |  |  | ALLIANCE SAFETY EQUIPMENT P/L | ALLIANCE SAFETY EQUIPMENT P/L | [6 empty] | URL NOT FOUND | [10 empty] | CLEANSED | 24101718 Conveyor belt lacing or fasteners | FASTENER | BELT | TYPE | HANDLE | BELT SIZE | 50 MM | SIZE |  | MATERIAL |  | BELT TENSION | 2.5 TON | HAZARD CLASS |  | CERTIFICATION/STANDARD |  | ADDITIONAL FEATURES | FOR WEBBING | [57 empty] | PRODUCTION COMPLETED
STP_009 - Lot4 | Data Enrichment | NEN | OK | 21-07-2023 | 03-08-2023 |  | 1351542 | 1351542 | PAC | FASTENER,BLT;SOLID PLATE,STEEL |  |  | FASTENER,BELT;TYPE:SOLID PLATE,BELT SIZE:WD 7/16 TO 9/16 IN,MATERIAL:STEEL,MNFR:01)FLEXCO,PTNO:01)20206,MNFR:02)DOWNEE,PTNO:02) 115 | SOLID PLATE,WD 7/16 TO 9/16 IN,STEEL,01)FLEXCO,02)DOWNEE,01)20206,02)115 |  |  | DOWNEE | FLEXCO | 20206 |  | DOWNEE | 115 |  |  | https://www.flexco.com/EN/Product/4706/TurtleFastener.htm | https://www.motion.com/products/sku/00914266 | [9 empty] | CLEANSED | 24101718 Conveyor belt lacing or fasteners | FASTENER | BELT | TYPE | CONVEYOR,SOLID PLATE | BELT SIZE | 7/16 TO 9/16 IN WD | SIZE |  | MATERIAL | STEEL | BELT TENSION |  | HAZARD CLASS |  | CERTIFICATION/STANDARD |  | ADDITIONAL FEATURES | [58 empty] | PRODUCTION COMPLETED
STP_009 - Lot4 | Data Enrichment | NEN | OK | 21-07-2023 | 03-08-2023 |  | 1285092 | 1285092 | EA | FASTENER;AR,8 MM,SS63AR |  |  | FASTENER;TYPE:AR,SIZE:8 MM,ADDITIONAL FEATURES EN:SS63AR,MNFR:01)FENDUN,PTNO:01)131135 | 01)FENDUN,01)131135,AR,8 MM,01)SS63AR |  |  | FENDUN | FENDUN | 131135 | [5 empty] | URL NOT FOUND | [10 empty] | CLEANSED | 31162400 Miscellaneous fasteners | FASTENER | NO MODIFIER | TYPE | AR | SIZE | 8 MM | MATERIAL |  | HAZARD CLASS |  | CERTIFICATION/STANDARD |  | ADDITIONAL FEATURES | SS63AR | [61 empty] | PRODUCTION COMPLETED
STP_009 - Lot4 | Data Enrichment | NEN | OK | 21-07-2023 | 03-08-2023 |  | 1292434 | 1292434 | EA | FASTENER;ELGES AR6-16,MESCO,REXROTH |  |  | FASTENER;ADDITIONAL FEATURES EN:ELGES AR6-16,MNFR:01)MESCO,PTNO:01)AR6-16 371-32 0002,MNFR:02)REXROTH,PTNO:02)10786,MNFR:03)MESCO, PTNO:03)818024-1 R32 | 01)MESCO,02)REXROTH,03)MESCO,01)AR6-16 371-32 0002,02)10786,03)818024-1 R32,01)ELGES AR6-16 |  |  | MESCO | MESCO | AR6-16 371-32 0002 |  | REXROTH | 10786 | ELGES | 818024-1 R32 | URL NOT FOUND | [10 empty] | CLEANSED | 31162400 Miscellaneous fasteners | FASTENER | NO MODIFIER | TYPE |  | SIZE |  | MATERIAL |  | HAZARD CLASS |  | CERTIFICATION/STANDARD |  | ADDITIONAL FEATURES | [62 empty] | PRODUCTION COMPLETED
STP_009 - Lot4 | Data Enrichment | NEN | OK | 21-07-2023 | 03-08-2023 |  | 1292432 | 1292432 | EA | FASTENER;ELGES AR6-20,MESCO,20421,MESCO |  |  | FASTENER;ADDITIONAL FEATURES EN:ELGES AR6-20,MNFR:01)MESCO,PTNO:01)20421,MNFR:02)MESCO,PTNO:02)818022-1 R73,MNFR:03)REXROTH,PTNO: 03)AR6-20 371-40 0002 | 01)MESCO,02)MESCO,03)REXROTH,01)20421,02)818022-1 R73,03)AR6-20 371-40 0002,01)ELGES AR6-20 |  |  | REXROTH | MESCO | AR6-20 371-40 0002 |  | REXROTH | 818022-1 R73 | ELGES | 20421 | URL NOT FOUND | [10 empty] | CLEANSED | 31162400 Miscellaneous fasteners | FASTENER | NO MODIFIER | TYPE |  | SIZE |  | MATERIAL |  | HAZARD CLASS |  | CERTIFICATION/STANDARD |  | ADDITIONAL FEATURES | [62 empty] | PRODUCTION COMPLETED
STP_009 - Lot4 | Data Enrichment | NEN | OK | 21-07-2023 | 03-08-2023 |  | 1290526 | 1290526 | EA | FASTENER;HYDRAULIC CYLINDER,WENMEC,30408 |  |  | FASTENER;TYPE:HYDRAULIC CYLINDER,ADDITIONAL FEATURES EN:HORIZONTAL RECEI,MNFR:01)WENMEC,PTNO:01)30408 | 01)WENMEC,01)30408,HYDRAULIC CYLINDER,01)HORIZONTAL RECEI |  |  | WENMEC SYSTEMS INC | WENMEC SYSTEMS INC | 30408 | [5 empty] | URL NOT FOUND | [10 empty] | CLEANSED | 31162400 Miscellaneous fasteners | FASTENER | NO MODIFIER | TYPE | HYDRAULIC CYLINDER | SIZE |  | MATERIAL |  | HAZARD CLASS |  | CERTIFICATION/STANDARD |  | ADDITIONAL FEATURES | HORIZONTAL RECEI | [61 empty] | PRODUCTION COMPLETED
STP_009 - Lot4 | Data Enrichment | NEN | OK | 21-07-2023 | 03-08-2023 |  | 1387844 | 1387844 | EA | FASTENER;MER,MH-MB420157 |  |  |  |  | MH-MB420157 | 3000008 | MERCEDES | MERCEDES | MH-MB420157 | [5 empty] | URL NOT FOUND | [10 empty] | CLEANSED | 31162400 Miscellaneous fasteners | FASTENER | NO MODIFIER | TYPE |  | SIZE |  | MATERIAL |  | HAZARD CLASS |  | CERTIFICATION/STANDARD |  | ADDITIONAL FEATURES | [62 empty] | PRODUCTION COMPLETED
STP_009 - Lot4 | Data Enrichment | NEN | OK | 21-07-2023 | 03-08-2023 |  | 1290382 | 1290382 | EA | FASTENER;PISTON ROD,RECEIVING STATION |  |  | FASTENER;TYPE:PISTON ROD,ADDITIONAL FEATURES EN:RECEIVING STATION,MNFR:01)WENMEC,PTNO:01)22899 | 01)WENMEC,01)22899,PISTON ROD,01)RECEIVING STATION |  |  | WENMEC SYSTEMS INC | WENMEC SYSTEMS INC | 22899 | [5 empty] | URL NOT FOUND | [10 empty] | CLEANSED | 31162400 Miscellaneous fasteners | FASTENER | NO MODIFIER | TYPE | PISTON ROD | SIZE |  | MATERIAL |  | HAZARD CLASS |  | CERTIFICATION/STANDARD |  | ADDITIONAL FEATURES | RECEIVING STATION | [61 empty] | PRODUCTION COMPLETED
STP_009 - Lot4 | Data Enrichment | NEN | OK | 21-07-2023 | 03-08-2023 |  | 1290517 | 1290517 | EA | FASTENER;PISTON ROD,WENMEC,19807 |  |  | FASTENER;TYPE:PISTON ROD,MNFR:01)WENMEC,PTNO:01)19807 | 01)WENMEC,01)19807,PISTON ROD |  |  | WENMEC SYSTEMS INC | WENMEC SYSTEMS INC | 19807 | [5 empty] | URL NOT FOUND | [10 empty] | CLEANSED | 31162400 Miscellaneous fasteners | FASTENER | NO MODIFIER | TYPE | PISTON ROD | SIZE |  | MATERIAL |  | HAZARD CLASS |  | CERTIFICATION/STANDARD |  | ADDITIONAL FEATURES | [62 empty] | PRODUCTION COMPLETED
STP_009 - Lot4 | Data Enrichment | NEN | OK | 21-07-2023 | 03-08-2023 |  | 1290501 | 1290501 | EA | FASTENER;PISTON ROD,WENMEC,36045 |  |  | FASTENER;TYPE:PISTON ROD,MNFR:01)WENMEC,PTNO:01)36045 | 01)WENMEC,01)36045,PISTON ROD |  |  | WENMEC SYSTEMS INC | WENMEC SYSTEMS INC | 36045 | [5 empty] | URL NOT FOUND | [10 empty] | CLEANSED | 31162400 Miscellaneous fasteners | FASTENER | NO MODIFIER | TYPE | PISTON ROD | SIZE |  | MATERIAL |  | HAZARD CLASS |  | CERTIFICATION/STANDARD |  | ADDITIONAL FEATURES | [62 empty] | PRODUCTION COMPLETED
STP_009 - Lot4 | Data Enrichment | NEN | OK | 21-07-2023 | 03-08-2023 |  | 1290499 | 1290499 | EA | FASTENER;PISTON ROD,WENMEC,36172 |  |  | FASTENER;TYPE:PISTON ROD,MNFR:01)WENMEC,PTNO:01)36172 | 01)WENMEC,01)36172,PISTON ROD |  |  | WENMEC SYSTEMS INC | WENMEC SYSTEMS INC | 36172 | [5 empty] | URL NOT FOUND | [10 empty] | CLEANSED | 31162400 Miscellaneous fasteners | FASTENER | NO MODIFIER | TYPE | PISTON ROD | SIZE |  | MATERIAL |  | HAZARD CLASS |  | CERTIFICATION/STANDARD |  | ADDITIONAL FEATURES | [62 empty] | PRODUCTION COMPLETED
STP_009 - Lot4 | Data Enrichment | NEN | OK | 21-07-2023 | 03-08-2023 |  | 1290498 | 1290498 | EA | FASTENER;PISTON ROD,WENMEC,37692 |  |  | FASTENER;TYPE:PISTON ROD,MNFR:01)WENMEC,PTNO:01)37692 | 01)WENMEC,01)37692,PISTON ROD |  |  | WENMEC SYSTEMS INC | WENMEC SYSTEMS INC | 37692 | [5 empty] | URL NOT FOUND | [10 empty] | CLEANSED | 31162400 Miscellaneous fasteners | FASTENER | NO MODIFIER | TYPE | PISTON ROD | SIZE |  | MATERIAL |  | HAZARD CLASS |  | CERTIFICATION/STANDARD |  | ADDITIONAL FEATURES | [62 empty] | PRODUCTION COMPLETED
STP_009 - Lot4 | Data Enrichment | NEN | OK | 21-07-2023 | 03-08-2023 |  | 1232618 | 1232618 | EA | FASTENER;TO SUIT L22 COMPRESSOR PART 10 |  |  | FASTENER;ADDITIONAL FEATURES EN:TO SUIT L22 COMPRESSOR PART #100015109,MNFR:01)GARDNER DENVER INDUSTRIES PTY,PTNO:01)100015109 | 01)GARDNER DENVER INDUSTRIES P,01)100015109,01)TO SUIT L22 COMPRESSOR PART |  |  | GARDNER DENVER INDUSTRIES PTY | GARDNER DENVER INDUSTRIES PTY | 100015109 | [5 empty] | https://airenergyuk.com/shop/fastener-2/ | https://www.industrialairpower.com/100015109-fastener.html |  | COMPRESSOR |  | L22 | [5 empty] | CLEANSED | 31162400 Miscellaneous fasteners | FASTENER | NO MODIFIER | TYPE |  | SIZE |  | MATERIAL |  | HAZARD CLASS |  | CERTIFICATION/STANDARD |  | ADDITIONAL FEATURES | [62 empty] | PRODUCTION COMPLETED
STP_009 - Lot4 | Data Enrichment | NEN | OK | 21-07-2023 | 03-08-2023 |  | 1346101 | 1346101 | EA | FASTENER;UPPER CYLINDER,WENMEC,824264-3 |  |  | FASTENER;TYPE:UPPER CYLINDER,MNFR:01)WENMEC,PTNO:01)824264-3 | 01)WENMEC,01)824264-3,UPPER CYLINDER |  |  | WENMEC SYSTEMS INC | WENMEC SYSTEMS INC | 824264-3 | [5 empty] | URL NOT FOUND | [10 empty] | CLEANSED | 31162400 Miscellaneous fasteners | FASTENER | NO MODIFIER | TYPE | UPPER CYLINDER | SIZE |  | MATERIAL |  | HAZARD CLASS |  | CERTIFICATION/STANDARD |  | ADDITIONAL FEATURES | [62 empty] | PRODUCTION COMPLETED
STP_009 - Lot4 | Data Enrichment | NEN | OK | 21-07-2023 | 03-08-2023 |  | 1296622 | 1296622 | EA | CARRIER,CBL;DISTRIBUTION BEAMS,WAG, APM |  |  | CARRIER,CABLE;TYPE:DISTRIBUTION BEAMS,ADDITIONAL FEATURES EN:WAGON, APM,MNFR:01)WENMEC,PTNO:01)21621 | DISTRIBUTION BEAMS,01)WAGON, APM,01)WENMEC,01)21621 |  |  | WENMEC SYSTEMS INC | WENMEC SYSTEMS INC | 21621 | [5 empty] | URL NOT FOUND | [10 empty] | CLEANSED | 39131700 Wire Raceways Conduit and Busways | CARRIER | CABLE | TYPE | DISTRIBUTION BEAMS | CAPACITY |  | SIZE |  | BEND RADIUS |  | MATERIAL |  | TEMPERATURE RATING |  | HAZARD CLASS |  | CERTIFICATION/STANDARD |  | ADDITIONAL FEATURES | WAGON,APM | [55 empty] | PRODUCTION COMPLETED
STP_009 - Lot4 | Data Enrichment | NEN | OK | 21-07-2023 | 03-08-2023 |  | 1296623 | 1296623 | EA | CARRIER,CBL;DISTRIBUTION BEAMS,WENMEC |  |  | CARRIER,CABLE;TYPE:DISTRIBUTION BEAMS,ADDITIONAL FEATURES EN:WAGON: APM,MNFR:01)WENMEC,PTNO:01)21620 | DISTRIBUTION BEAMS,01)WAGON: APM,01)WENMEC,01)21620 |  |  | WENMEC SYSTEMS INC | WENMEC SYSTEMS INC | 21620 | [5 empty] | URL NOT FOUND | [10 empty] | CLEANSED | 39131700 Wire Raceways Conduit and Busways | CARRIER | CABLE | TYPE | DISTRIBUTION BEAMS | CAPACITY |  | SIZE |  | BEND RADIUS |  | MATERIAL |  | TEMPERATURE RATING |  | HAZARD CLASS |  | CERTIFICATION/STANDARD |  | ADDITIONAL FEATURES | WAGON,APM | [55 empty] | PRODUCTION COMPLETED
STP_009 - Lot4 | Data Enrichment | NEN | OK | 21-07-2023 | 03-08-2023 |  | 1296624 | 1296624 | EA | CARRIER,CBL;TROLLEY, POSITION,WAG, APM |  |  | CARRIER,CABLE;TYPE:TROLLEY, POSITION,ADDITIONAL FEATURES EN:WAGON, APM,MNFR:01)WENMEC,PTNO:01)21619 | TROLLEY, POSITION,01)WAGON, APM,01)WENMEC,01)21619 |  |  | WENMEC SYSTEMS INC | WENMEC SYSTEMS INC | 21619 | [5 empty] | URL NOT FOUND | [10 empty] | CLEANSED | 39131700 Wire Raceways Conduit and Busways | CARRIER | CABLE | TYPE | TROLLEY,POSITION | CAPACITY |  | SIZE |  | BEND RADIUS |  | MATERIAL |  | TEMPERATURE RATING |  | HAZARD CLASS |  | CERTIFICATION/STANDARD |  | ADDITIONAL FEATURES | WAGON,APM | [55 empty] | PRODUCTION COMPLETED
STP_009 - Lot4 | Data Enrichment | NEN | OK | 21-07-2023 | 03-08-2023 |  | 1277400 | 1277400 | EA | CARRIER,CBL;TROLLEY,WD 100 X LG 160 MM |  |  | CARRIER,CABLE;TYPE:TROLLEY,SIZE:WD 100 X LG 160 MM,MNFR:01)BTE,PTNO:01)027310-160X100 | TROLLEY,EN_01)WD 100 X LG 160 MM,01)BTE,01)027310-160X100 |  |  | BTE | BTE | 027310-160X100 | [5 empty] | URL NOT FOUND | [10 empty] | CLEANSED | 39131700 Wire Raceways Conduit and Busways | CARRIER | CABLE | TYPE | TROLLEY | CAPACITY |  | SIZE | 160 LG X100 WD MM | BEND RADIUS |  | MATERIAL |  | TEMPERATURE RATING |  | HAZARD CLASS |  | CERTIFICATION/STANDARD |  | ADDITIONAL FEATURES | [56 empty] | PRODUCTION COMPLETED
STP_009 - Lot4 | Data Enrichment | NEN | OK | 21-07-2023 | 03-08-2023 | Processed based on Websource, Conflict w.r.t Input | 1284324 | 1284324 | EA | CARRIER;MARKER WIRE,DMC-1.3/3-15 |  |  | CARRIER;TYPE:MARKER WIRE,ADDITIONAL FEATURES EN:DMC-1.3/3-15,MNFR:01)HAYMANS ELECTRICAL (PARTS),PTNO:01)BRA2013255 | MARKER WIRE,01)DMC-1.3/3-15,01)HAYMANS ELECTRICAL (PARTS),01)BRA2013255 |  |  | HAYMANS ELECTRICAL (PARTS) | HAYMANS ELECTRICAL (PARTS) | BRA2013255 | BRADY CORPORATION |  | DMC-1.3/3-15 |  |  | https://awm.mmem.com.au/bra13255 | https://www.bradyid.com/labels/durasleeve-wire-marking-carriers-cps-3108141?part-number=13255&Ntt=dmc-1.3%2F3-15&el=products&el_text=DMC-1.3%2F3-15 | [9 empty] | ENRICHED | 39131700 Wire Raceways Conduit and Busways | CARRIER | CABLE | TYPE | WIRE MARKING | CAPACITY | 1.3 TO 3 MM | SIZE | 15 MM LG | BEND RADIUS |  | MATERIAL | PVC | TEMPERATURE RATING |  | HAZARD CLASS |  | CERTIFICATION/STANDARD | ROHS 2011/65/EU | ADDITIONAL FEATURES | [56 empty] | PRODUCTION COMPLETED
STP_009 - Lot4 | Data Enrichment | NEN | OK | 21-07-2023 | 03-08-2023 | Processed based on Websource, Conflict w.r.t Input | 1284019 | 1284019 | EA | CARRIER;MARKER WIRE,DMC-4/10-30 |  |  | CARRIER;TYPE:MARKER WIRE,ADDITIONAL FEATURES EN:DMC-4/10-30,MNFR:01)CNW (MOUNT ISA) ELECT WHOLESALER,PTNO:01)BRA132565 | MARKER WIRE,01)DMC-4/10-30,01)CNW (MOUNT ISA) ELECT WHOLE,01)BRA132565 |  |  | CNW (MOUNT ISA) ELECT WHOLESALER | CNW (MOUNT ISA) ELECT WHOLESALER | BRA132565 | BRADY CORPORATION |  | DMC-4/10-30 |  |  | https://awm.mmem.com.au/bra13265 | https://www.bradyid.com/labels/durasleeve-wire-marking-carriers-cps-3108141?part-number=13265 | [9 empty] | ENRICHED | 39131700 Wire Raceways Conduit and Busways | CARRIER | CABLE | TYPE | WIRE MARKING | CAPACITY | 3 TO 10 MM | SIZE | 30 MM LG | BEND RADIUS |  | MATERIAL | PVC | TEMPERATURE RATING |  | HAZARD CLASS |  | CERTIFICATION/STANDARD | ROHS 2011/65/EU | ADDITIONAL FEATURES | [56 empty] | PRODUCTION COMPLETED
STP_009 - Lot4 | Data Enrichment | NEN | OK | 21-07-2023 | 03-08-2023 | Processed based on Websource, Conflict w.r.t Input | 1283779 | 1283779 | EA | CARRIER;MARKER WIRE,LG 30 MM |  |  | CARRIER;TYPE:MARKER WIRE,SIZE:LG 30 MM,ADDITIONAL FEATURES EN:DMC-1.3/3-30,MNFR:01)CNW (MOUNT ISA) ELECT WHOLESALER,PTNO:01) BRA13262 | MARKER WIRE,EN_01)LG 30 MM,01)DMC-1.3/3-30,01)CNW (MOUNT ISA) ELECT WHOLE,01)BRA13262 |  |  | CNW (MOUNT ISA) ELECT WHOLESALER | CNW (MOUNT ISA) ELECT WHOLESALER | BRA13262 | BRADY CORPORATION |  | DMC-1.3/3-30 |  |  | https://awm.mmem.com.au/bra13262 | https://www.bradyindia.co.in/labels/durasleeve-wire-marking-carriers-cps-3108141?part-number=13262 | [9 empty] | ENRICHED | 39131700 Wire Raceways Conduit and Busways | CARRIER | CABLE | TYPE | WIRE MARKING | CAPACITY | 1.3 TO 3 MM | SIZE | 30 MM LG | BEND RADIUS |  | MATERIAL | PVC | TEMPERATURE RATING |  | HAZARD CLASS |  | CERTIFICATION/STANDARD | ROHS 2011/65/EU | ADDITIONAL FEATURES | [56 empty] | PRODUCTION COMPLETED
STP_009 - Lot4 | Data Enrichment | NEN | OK | 21-07-2023 | 03-08-2023 | Processed based on Websource, Conflict w.r.t Input | 1284030 | 1284030 | EA | CARRIER;MARKER WIRE,LG 30 MM |  |  | CARRIER;TYPE:MARKER WIRE,SIZE:LG 30 MM,ADDITIONAL FEATURES EN:DMC-2.5/5-30,MNFR:01)CNW (MOUNT ISA) ELECT WHOLESALER,PTNO:01) BRA13263 | MARKER WIRE,EN_01)LG 30 MM,01)DMC-2.5/5-30,01)CNW (MOUNT ISA) ELECT WHOLE,01)BRA13263 |  |  | CNW (MOUNT ISA) ELECT WHOLESALER | CNW (MOUNT ISA) ELECT WHOLESALER | BRA13263 | BRADY CORPORATION |  | DMC-2.5/5-30 |  |  | https://awm.mmem.com.au/bra13263 | https://www.bradyindia.co.in/labels/durasleeve-wire-marking-carriers-cps-3108141?part-number=13263 | [9 empty] | ENRICHED | 39131700 Wire Raceways Conduit and Busways | CARRIER | CABLE | TYPE | WIRE MARKING | CAPACITY | 2.5 TO 5 MM | SIZE | 30 MM LG | BEND RADIUS |  | MATERIAL | PVC | TEMPERATURE RATING |  | HAZARD CLASS |  | CERTIFICATION/STANDARD | ROHS 2011/65/EU | ADDITIONAL FEATURES | [56 empty] | PRODUCTION COMPLETED
STP_009 - Lot4 | Data Enrichment | NEN | OK | 21-07-2023 | 03-08-2023 | Processed based on Websource, Conflict w.r.t Input | 1284250 | 1284250 | EA | CARRIER;MARKER WIRE,WD 15 MM |  |  | CARRIER;TYPE:MARKER WIRE,SIZE:WD 15 MM,ADDITIONAL FEATURES EN:DMC-1.3/3-15 - B-390,MNFR:01)ALLIANCE SAFETY EQUIPMENT P/L,PTNO:01) 13255 | MARKER WIRE,EN_01)WD 15 MM,01)DMC-1.3/3-15 - B-390,01)ALLIANCE SAFETY EQUIPMENT P,01)13255 |  |  | ALLIANCE SAFETY EQUIPMENT P/L | ALLIANCE SAFETY EQUIPMENT P/L | BRA13255 | BRADY CORPORATION |  | DMC-1.3/3-15 - B-390 |  |  | https://awm.mmem.com.au/bra13255 | https://www.bradyindia.co.in/labels/durasleeve-wire-marking-carriers-cps-3108141?part-number=13255&Ntt=bra13255&el=products&el_text=BRA13255 | [9 empty] | ENRICHED | 39131700 Wire Raceways Conduit and Busways | CARRIER | CABLE | TYPE | WIRE MARKING | CAPACITY | 1.3 TO 3 MM | SIZE | 15 MM LG | BEND RADIUS |  | MATERIAL | PVC | TEMPERATURE RATING |  | HAZARD CLASS |  | CERTIFICATION/STANDARD | ROHS 2011/65/EU | ADDITIONAL FEATURES | [56 empty] | PRODUCTION COMPLETED
STP_009 - Lot4 | Data Enrichment | NEN | OK | 21-07-2023 | 03-08-2023 | Processed based on Websource, Conflict w.r.t Input | 1284029 | 1284029 | EA | CARRIER;WIRE MARKING,LG 15 MM |  |  | CARRIER;TYPE:WIRE MARKING,SIZE:LG 15 MM,MNFR:01)CNW MOUNT ISA ELECT WHOLESALER,PTNO:01)BRA13258 | WIRE MARKING,EN_01)LG 15 MM,01)CNW MOUNT ISA ELECT WHOLESA,01)BRA13258 |  |  | CNW MOUNT ISA ELECT WHOLESALER | CNW (MOUNT ISA) ELECT WHOLESALER | BRA13258 | BRADY CORPORATION |  |  |  |  | https://awm.mmem.com.au/bra13258 | https://www.bradyindia.co.in/labels/durasleeve-wire-marking-carriers-cps-3108141?part-number=13258&Ntt=bra13258&el=products&el_text=BRA13258 | [9 empty] | ENRICHED | 39131700 Wire Raceways Conduit and Busways | CARRIER | CABLE | TYPE | WIRE MARKING | CAPACITY | 4 TO 10 MM | SIZE | 15 MM LG | BEND RADIUS |  | MATERIAL | PVC | TEMPERATURE RATING |  | HAZARD CLASS |  | CERTIFICATION/STANDARD | ROHS 2011/65/EU | ADDITIONAL FEATURES | [56 empty] | PRODUCTION COMPLETED
STP_009 - Lot4 | Data Enrichment | NEN | OK | 21-07-2023 | 03-08-2023 |  | 1289695 | 1289695 | EA | BOLT,ANCHR;FXNG,THD DIA 3/4 IN |  |  | BOLT,ANCHOR;TYPE:FIXING,THREAD DIAMETER:3/4 IN,ADDITIONAL FEATURES EN:STANDARD LINK TO PAN,MNFR:01)KRUPP,PTNO:01)42215-301-27 | 01)KRUPP,01)42215-301-27,EN_01)FIXING,3/4 IN,01)STANDARD LINK TO PAN |  |  | KRUPP | KRUPP | 42215-301-27 | [5 empty] | URL NOT FOUND | [10 empty] | CLEANSED | 31161601 Anchor bolts | BOLT | ANCHOR | TYPE | FIXING | DIAMETER |  | THREAD DIAMETER | 3/4 IN | OVERALL LENGTH |  | THREAD LENGTH |  | MATERIAL |  | MATERIAL SPECIFICATION |  | THREAD SERIES |  | THREAD PITCH |  | ANCHOR HOOK LENGTH |  | COATING/FINISH |  | TENSILE STRENGTH |  | THREAD DIRECTION |  | HARDNESS |  | HAZARD CLASS |  | CERTIFICATION/STANDARD |  | ADDITIONAL FEATURES | STANDARD LINK TO PAN | [39 empty] | PRODUCTION COMPLETED
STP_009 - Lot4 | Data Enrichment | NEN | OK | 21-07-2023 | 03-08-2023 |  | 1289694 | 1289694 | EA | BOLT,ANCHR;FXNG,THD DIA 5/8 IN |  |  | BOLT,ANCHOR;TYPE:FIXING,THREAD DIAMETER:5/8 IN,ADDITIONAL FEATURES EN:STANDARD LINK TO PAN,MNFR:01)KRUPP,PTNO:01)42215-101-25 | 01)KRUPP,01)42215-101-25,EN_01)FIXING,5/8 IN,01)STANDARD LINK TO PAN |  |  | KRUPP | KRUPP | 42215-101-25 | [5 empty] | URL NOT FOUND | [10 empty] | CLEANSED | 31161601 Anchor bolts | BOLT | ANCHOR | TYPE | FIXING | DIAMETER |  | THREAD DIAMETER | 5/8 IN | OVERALL LENGTH |  | THREAD LENGTH |  | MATERIAL |  | MATERIAL SPECIFICATION |  | THREAD SERIES |  | THREAD PITCH |  | ANCHOR HOOK LENGTH |  | COATING/FINISH |  | TENSILE STRENGTH |  | THREAD DIRECTION |  | HARDNESS |  | HAZARD CLASS |  | CERTIFICATION/STANDARD |  | ADDITIONAL FEATURES | STANDARD LINK TO PAN | [39 empty] | PRODUCTION COMPLETED
STP_009 - Lot4 | Data Enrichment | NEN | OK | 21-07-2023 | 03-08-2023 |  | 1281760 | 1281760 | EA | BOLT,ANCHR;HEXAGON HEAD,THD DIA M10,5.8 |  |  | BOLT,ANCHOR;TYPE:HEXAGON HEAD,THREAD DIAMETER:M10,MATERIAL:STEEL,COATING/FINISH:ZINC PLATED YELLOW,OVERALL LENGTH:60 MM,TENSILE STRENGTH:5.8,ADDITIONAL FEATURES EN:MASONRY NUT,MNFR:01)CNW (MOUNT ISA) ELECT WHOLESALER,PTNO:01)MAC0410060-1 | 01)CNW (MOUNT ISA) ELECT WHOLE,01)MAC0410060-1,EN_01)HEXAGON HEAD,M10,STEEL,ZINC PLATED YELLOW,60 MM,5.8,01)MASONRY NUT |  |  | CNW (MOUNT ISA) ELECT WHOLESALER | CNW (MOUNT ISA) ELECT WHOLESALER | MAC0410060-1 | [5 empty] | https://shop.cnw.com.au/cnw/en/AUD/All-Categories/Hardware-%26-Consumables/MASONRY-BOLT-HEX-10X60MM-ZP-%28EA%29/p/MAC0410060@061V37 | [10 empty] | CLEANSED | 31161627 Bolt assembly | BOLT | ASSEMBLY | HEAD | HEXAGON | THREAD DIAMETER | M10 | LENGTH | 60 MM | THREAD LENGTH |  | BOLT MATERIAL | STEEL ZINC PLATED YELLOW | BOLT MATERIAL SPECIFICATION | GRADE 5.8 | NUT TYPE | MASONRY | NUT QUANTITY |  | NUT MATERIAL |  | NUT MATERIAL SPECIFICATION |  | NUT DIMENSION |  | WASHER TYPE |  | WASHER QUANTITY |  | WASHER MATERIAL |  | WASHER MATERIAL SPECIFICATION |  | THREAD SERIES |  | THREAD PITCH |  | THREAD DIRECTION |  | HAZARD CLASS |  | CERTIFICATION/STANDARD |  | ADDITIONAL FEATURES | TYPE:MASONRY ANCHOR,C/W NUT | [31 empty] | PRODUCTION COMPLETED
STP_009 - Lot4 | Data Enrichment | NEN | OK | 21-07-2023 | 03-08-2023 |  | 1281761 | 1281761 | EA | BOLT,ANCHR;HEXAGON HEAD,THD DIA M10,5.8 |  |  | BOLT,ANCHOR;TYPE:HEXAGON HEAD,THREAD DIAMETER:M10,THREAD PITCH:1.5 MM,MATERIAL:STEEL,COATING/FINISH:ZINC PLATED YELLOW,OVERALL LENGTH:50 MM,TENSILE STRENGTH:5.8,ADDITIONAL FEATURES EN:MASONRY NUT,MNFR:01)CNW (MOUNT ISA) ELECT WHOLESALER,PTNO:01)MAC0410050- 1 | 01)CNW (MOUNT ISA) ELECT WHOLE,01)MAC0410050-1,EN_01)HEXAGON HEAD,M10,1.5 MM,STEEL,ZINC PLATED YELLOW,50 MM,5.8,01)MASONRY NUT |  |  | CNW (MOUNT ISA) ELECT WHOLESALER | CNW (MOUNT ISA) ELECT WHOLESALER | MAC0410050-1 | [5 empty] | https://shop.cnw.com.au/cnw/en/AUD/All-Categories/Hardware-and-Consumables/Sleeve-Anchor/MASONRY-BOLT-HEX-10X50MM-ZP-%28EA%29/p/MAC0410050-1V37 | [10 empty] | CLEANSED | 31161627 Bolt assembly | BOLT | ASSEMBLY | HEAD | HEXAGON | THREAD DIAMETER | M10 | LENGTH | 50 MM | THREAD LENGTH |  | BOLT MATERIAL | STEEL ZINC PLATED YELLOW | BOLT MATERIAL SPECIFICATION | GRADE 5.8 | NUT TYPE | MASONRY | NUT QUANTITY |  | NUT MATERIAL |  | NUT MATERIAL SPECIFICATION |  | NUT DIMENSION |  | WASHER TYPE |  | WASHER QUANTITY |  | WASHER MATERIAL |  | WASHER MATERIAL SPECIFICATION |  | THREAD SERIES |  | THREAD PITCH | 1.5 MM | THREAD DIRECTION |  | HAZARD CLASS |  | CERTIFICATION/STANDARD |  | ADDITIONAL FEATURES | TYPE:MASONRY ANCHOR,C/W NUT | [31 empty] | PRODUCTION COMPLETED
STP_009 - Lot4 | Data Enrichment | NEN | OK | 21-07-2023 | 03-08-2023 |  | 1281893 | 1281893 | EA | BOLT,ANCHR;HEXAGON HEAD,THD DIA M10,5.8 |  |  | BOLT,ANCHOR;TYPE:HEXAGON HEAD,THREAD DIAMETER:M10,THREAD PITCH:1.5 MM,MATERIAL:STEEL,COATING/FINISH:ZINC PLATED YELLOW,OVERALL LENGTH:77 MM,TENSILE STRENGTH:5.8,ADDITIONAL FEATURES EN:MASONRY NUT,MNFR:01)CNW (MOUNT ISA) ELECT WHOLESALER,PTNO:01)MAC0410077- 1 | 01)CNW (MOUNT ISA) ELECT WHOLE,01)MAC0410077-1,EN_01)HEXAGON HEAD,M10,1.5 MM,STEEL,ZINC PLATED YELLOW,77 MM,5.8,01)MASONRY NUT |  |  | CNW (MOUNT ISA) ELECT WHOLESALER | CNW (MOUNT ISA) ELECT WHOLESALER | MAC0410077-1 | [5 empty] | https://shop.cnw.com.au/cnw/en/AUD/All-Categories/Hardware-and-Consumables/Sleeve-Anchor/MASONRY-BOLT-HEX-10X77MM-ZP-%28EA%29/p/MAC0410077-1V37 | [10 empty] | CLEANSED | 31161627 Bolt assembly | BOLT | ASSEMBLY | HEAD | HEXAGON | THREAD DIAMETER | M10 | LENGTH | 77 MM | THREAD LENGTH |  | BOLT MATERIAL | STEEL ZINC PLATED YELLOW | BOLT MATERIAL SPECIFICATION | GRADE 5.8 | NUT TYPE | MASONRY | NUT QUANTITY |  | NUT MATERIAL |  | NUT MATERIAL SPECIFICATION |  | NUT DIMENSION |  | WASHER TYPE |  | WASHER QUANTITY |  | WASHER MATERIAL |  | WASHER MATERIAL SPECIFICATION |  | THREAD SERIES |  | THREAD PITCH | 1.5 MM | THREAD DIRECTION |  | HAZARD CLASS |  | CERTIFICATION/STANDARD |  | ADDITIONAL FEATURES | TYPE:MASONRY ANCHOR,C/W NUT | [31 empty] | PRODUCTION COMPLETED
STP_009 - Lot4 | Data Enrichment | NEN | OK | 21-07-2023 | 03-08-2023 |  | 1281997 | 1281997 | EA | BOLT,ANCHR;HEXAGON HEAD,THD DIA M12 |  |  | BOLT,ANCHOR;TYPE:HEXAGON HEAD,THREAD DIAMETER:M12,THREAD PITCH:1.75 MM,COATING/FINISH:ZINC PLATED YELLOW,OVERALL LENGTH:99 MM, ADDITIONAL FEATURES EN:MASONRY EA,MNFR:01)CNW (MOUNT ISA) ELECT WHOLESALER,PTNO:01)MAC0412099 | 01)CNW (MOUNT ISA) ELECT WHOLE,01)MAC0412099,EN_01)HEXAGON HEAD,M12,1.75 MM,ZINC PLATED YELLOW,99 MM,01)MASONRY EA |  |  | CNW (MOUNT ISA) ELECT WHOLESALER | CNW (MOUNT ISA) ELECT WHOLESALER | MAC0412099 | [5 empty] | https://shop.cnw.com.au/cnw/en/AUD/All-Categories/Hardware-and-Consumables/Sleeve-Anchor/MASONRY-BOLT-HEX-12X99MM-ZP-%2825%29/p/MAC0412099V37 | [10 empty] | ENRICHED | 31161627 Bolt assembly | BOLT | ASSEMBLY | HEAD | HEXAGON | THREAD DIAMETER | M12 | LENGTH | 99 MM | THREAD LENGTH |  | BOLT MATERIAL |  | BOLT MATERIAL SPECIFICATION |  | NUT TYPE | HEXAGON | NUT QUANTITY |  | NUT MATERIAL |  | NUT MATERIAL SPECIFICATION |  | NUT DIMENSION |  | WASHER TYPE |  | WASHER QUANTITY |  | WASHER MATERIAL |  | WASHER MATERIAL SPECIFICATION |  | THREAD SERIES |  | THREAD PITCH | 1.75 MM | THREAD DIRECTION |  | HAZARD CLASS |  | CERTIFICATION/STANDARD |  | ADDITIONAL FEATURES | TYPE:MASONRY ANCHOR,COATING/FINISH:ZINC PLATED YELLOW,EA | [31 empty] | PRODUCTION COMPLETED
STP_009 - Lot4 | Data Enrichment | NEN | OK | 21-07-2023 | 03-08-2023 |  | 1282077 | 1282077 | EA | BOLT,ANCHR;HEXAGON HEAD,THD DIA M12,5.8 |  |  | BOLT,ANCHOR;TYPE:HEXAGON HEAD,THREAD DIAMETER:M12,THREAD PITCH:1.75 MM,MATERIAL:STEEL,COATING/FINISH:ZINC PLATED YELLOW,OVERALL LENGTH:60 MM,TENSILE STRENGTH:5.8,ADDITIONAL FEATURES EN:MASONRY NUT PRICING,MNFR:01)CNW (MOUNT ISA) ELECT WHOLESALER,PTNO:01) MAC0412060-1 | 01)CNW (MOUNT ISA) ELECT WHOLE,01)MAC0412060-1,EN_01)HEXAGON HEAD,M12,1.75 MM,STEEL,ZINC PLATED YELLOW,60 MM,5.8,01)MASONRY NUT PRICING |  |  | CNW (MOUNT ISA) ELECT WHOLESALER | CNW (MOUNT ISA) ELECT WHOLESALER | MAC0412060-1 | [5 empty] | https://shop.cnw.com.au/cnw/en/AUD/All-Categories/Hardware-%26-Consumables/Sleeve-Anchor-Hex-Nut/MASONRY-BOLT-HEXNUT-12X60MM-ZINC-PLATED/p/MAC0412060@061V37 | [10 empty] | CLEANSED | 31161627 Bolt assembly | BOLT | ASSEMBLY | HEAD | HEXAGON | THREAD DIAMETER | M12 | LENGTH | 60 MM | THREAD LENGTH |  | BOLT MATERIAL | STEEL ZINC PLATED YELLOW | BOLT MATERIAL SPECIFICATION | GRADE 5.8 | NUT TYPE | MASONRY | NUT QUANTITY |  | NUT MATERIAL |  | NUT MATERIAL SPECIFICATION |  | NUT DIMENSION |  | WASHER TYPE |  | WASHER QUANTITY |  | WASHER MATERIAL |  | WASHER MATERIAL SPECIFICATION |  | THREAD SERIES |  | THREAD PITCH | 1.75 MM | THREAD DIRECTION |  | HAZARD CLASS |  | CERTIFICATION/STANDARD |  | ADDITIONAL FEATURES | TYPE:MASONRY ANCHOR,C/W NUT,PRICING | [31 empty] | PRODUCTION COMPLETED
STP_009 - Lot4 | Data Enrichment | NEN | OK | 21-07-2023 | 03-08-2023 |  | 1282006 | 1282006 | EA | BOLT,ANCHR;MSN,DIA 10 MM,LG 60 MM |  |  | BOLT,ANCHOR;TYPE:MASON,DIAMETER:10 MM,OVERALL LENGTH:60 MM,ADDITIONAL FEATURES EN:HEX, YZP N/B BOX 50,MNFR:01)ELLIOTT TIMBER SALES PTY LTD,PTNO:01)9312862082751 | 01)ELLIOTT TIMBER SALES PTY LT,01)9312862082751,EN_01)MASON,10 MM,60 MM,01)HEX, YZP N/B BOX 50 |  |  | ELLIOTT TIMBER SALES PTY LTD | ELLIOTT TIMBER SALES PTY LTD | 9312862082751 | [5 empty] | URL NOT FOUND | [10 empty] | CLEANSED | 31161601 Anchor bolts | BOLT | ANCHOR | TYPE | MASONRY,HEXAGON | DIAMETER | 10 MM | THREAD DIAMETER |  | OVERALL LENGTH | 60 MM | THREAD LENGTH |  | MATERIAL |  | MATERIAL SPECIFICATION |  | THREAD SERIES |  | THREAD PITCH |  | ANCHOR HOOK LENGTH |  | COATING/FINISH | ZINC PLATED YELLOW | TENSILE STRENGTH |  | THREAD DIRECTION |  | HARDNESS |  | HAZARD CLASS |  | CERTIFICATION/STANDARD |  | ADDITIONAL FEATURES | PACKAGE QUANTITY:N/B 50/BOX | [39 empty] | PRODUCTION COMPLETED
STP_009 - Lot4 | Data Enrichment | NEN | OK | 21-07-2023 | 03-08-2023 |  | 1281894 | 1281894 | EA | BOLT,ANCHR;MSNRY, EYE,THD DIA M8 |  |  | BOLT,ANCHOR;TYPE:MASONRY, EYE,THREAD DIAMETER:M8,THREAD PITCH:1.25 MM,COATING/FINISH:ZINC PLATED YELLOW,OVERALL LENGTH:40 MM,MNFR: 01)CNW (MOUNT ISA) ELECT WHOLESALER,PTNO:01)MAC04E840-1 | 01)CNW (MOUNT ISA) ELECT WHOLE,01)MAC04E840-1,EN_01)MASONRY, EYE,M8,1.25 MM,ZINC PLATED YELLOW,40 MM |  |  | CNW (MOUNT ISA) ELECT WHOLESALER | CNW (MOUNT ISA) ELECT WHOLESALER | MAC04E840-1 | [5 empty] | https://shop.cnw.com.au/cnw/en/AUD/All-Categories/Hardware-and-Consumables/Sleeve-Anchor/MASONRY-BOLT-EYE-BOLT-8X40MM-ZP-%28EA%29/p/MAC04E840-1V37 | [10 empty] | ENRICHED | 31161601 Anchor bolts | BOLT | ANCHOR | TYPE | MASONRY,EYE | DIAMETER |  | THREAD DIAMETER | M8 | OVERALL LENGTH | 40 MM | THREAD LENGTH |  | MATERIAL | STEEL | MATERIAL SPECIFICATION |  | THREAD SERIES |  | THREAD PITCH | 1.25 MM | ANCHOR HOOK LENGTH |  | COATING/FINISH | ZINC PLATED YELLOW | TENSILE STRENGTH |  | THREAD DIRECTION |  | HARDNESS |  | HAZARD CLASS |  | CERTIFICATION/STANDARD |  | ADDITIONAL FEATURES | [40 empty] | PRODUCTION COMPLETED
STP_009 - Lot4 | Data Enrichment | NEN | OK | 21-07-2023 | 03-08-2023 |  | 1281819 | 1281819 | EA | BOLT,ANCHR;MSNRY, HEXAGON,THD DIA M16 |  |  | BOLT,ANCHOR;TYPE:MASONRY, HEXAGON,THREAD DIAMETER:M16,THREAD PITCH:2 MM,COATING/FINISH:ZINC PLATED YELLOW,OVERALL LENGTH:65 MM, ADDITIONAL FEATURES EN:N/B BOX 25,MNFR:01)ELLIOTT TIMBER SALES PTY LTD,PTNO:01)9312862082829 | 01)ELLIOTT TIMBER SALES PTY LT,01)9312862082829,EN_01)MASONRY, HEXAGON,M16,2 MM,ZINC PLATED YELLOW,65 MM,01)N/B BOX 25 |  |  | ELLIOTT TIMBER SALES PTY LTD | ELLIOTT TIMBER SALES PTY LTD | 9312862082829 | [5 empty] | URL NOT FOUND | [10 empty] | CLEANSED | 31161601 Anchor bolts | BOLT | ANCHOR | TYPE | MASONRY,HEXAGON | DIAMETER |  | THREAD DIAMETER | M16 | OVERALL LENGTH | 65 MM | THREAD LENGTH |  | MATERIAL |  | MATERIAL SPECIFICATION |  | THREAD SERIES |  | THREAD PITCH | 2 MM | ANCHOR HOOK LENGTH |  | COATING/FINISH | ZINC PLATED YELLOW | TENSILE STRENGTH |  | THREAD DIRECTION |  | HARDNESS |  | HAZARD CLASS |  | CERTIFICATION/STANDARD |  | ADDITIONAL FEATURES | PACKAGE QUANTITY:N/B 25/BOX | [39 empty] | PRODUCTION COMPLETED
STP_009 - Lot4 | Data Enrichment | NEN | OK | 21-07-2023 | 03-08-2023 |  | 1281830 | 1281830 | EA | BOLT,ANCHR;MSNRY, HEXAGON,THD DIA M16 |  |  | BOLT,ANCHOR;TYPE:MASONRY, HEXAGON,THREAD DIAMETER:M16,THREAD PITCH:2 MM,COATING/FINISH:ZINC PLATED YELLOW,OVERALL LENGTH:111 MM, ADDITIONAL FEATURES EN:N/B BOX 10,MNFR:01)ELLIOTT TIMBER SALES PTY LTD,PTNO:01)9312862082836 | 01)ELLIOTT TIMBER SALES PTY LT,01)9312862082836,EN_01)MASONRY, HEXAGON,M16,2 MM,ZINC PLATED YELLOW,111 MM,01)N/B BOX 10 |  |  | ELLIOTT TIMBER SALES PTY LTD | ELLIOTT TIMBER SALES PTY LTD | 9312862082836 | [5 empty] | URL NOT FOUND | [10 empty] | CLEANSED | 31161601 Anchor bolts | BOLT | ANCHOR | TYPE | MASONRY,HEXAGON | DIAMETER |  | THREAD DIAMETER | M16 | OVERALL LENGTH | 111 MM | THREAD LENGTH |  | MATERIAL |  | MATERIAL SPECIFICATION |  | THREAD SERIES |  | THREAD PITCH | 2 MM | ANCHOR HOOK LENGTH |  | COATING/FINISH | ZINC PLATED YELLOW | TENSILE STRENGTH |  | THREAD DIRECTION |  | HARDNESS |  | HAZARD CLASS |  | CERTIFICATION/STANDARD |  | ADDITIONAL FEATURES | PACKAGE QUANTITY:N/B 25/BOX | [39 empty] | PRODUCTION COMPLETED
STP_009 - Lot4 | Data Enrichment | NEN | OK | 21-07-2023 | 03-08-2023 |  | 1281717 | 1281717 | EA | BOLT,ANCHR;STUD,THD DIA M12,PTCH 1.75 MM |  |  | BOLT,ANCHOR;TYPE:STUD,THREAD DIAMETER:M12,THREAD PITCH:1.75 MM,COATING/FINISH:GALVANIZED,OVERALL LENGTH:160 MM,ADDITIONAL FEATURES EN:CHEM CLASS,MNFR:01)KONNECT,PTNO:01)KCS12160G | 01)KONNECT,01)KCS12160G,EN_01)STUD,M12,1.75 MM,GALVANIZED,160 MM,01)CHEM CLASS |  |  | KONNECT | KONNECT | KCS12160G | [5 empty] | https://www.konnectfasteningsystems.com.au/media/applicationguides/Konnect%20Fastening%20Systems%20-%20Construction%20Product%20Guide%202.0.pdf | [10 empty] | ENRICHED | 31163300 Studs | STUD | ASSEMBLY | TYPE | CHISEL POINT | LENGTH | 160 MM | NOMINAL SIZE | M12 | STUD MATERIAL | STEEL GALVANIZED | STUD MATERIAL SPECIFICATION | GRADE 5.8 | THREAD TYPE |  | THREAD PITCH | 1.75 MM | THREAD LENGTH |  | NUT TYPE |  | NUT QUANTITY |  | NUT MATERIAL |  | NUT MATERIAL SPECIFICATION |  | WASHER TYPE |  | WASHER QUANTITY |  | WASHER MATERIAL |  | WASHER MATERIAL SPECIFICATION |  | HAZARD CLASS |  | CERTIFICATION/STANDARD |  | ADDITIONAL FEATURES | CHEM CLASS | [35 empty] | PRODUCTION COMPLETED
STP_009 - Lot4 | Data Enrichment | NEN | OK | 21-07-2023 | 03-08-2023 |  | 1281643 | 1281643 | EA | BOLT,ANCHR;STUD,THD DIA M24,STEEL,5.8 |  |  | BOLT,ANCHOR;TYPE:STUD,THREAD DIAMETER:M24,MATERIAL:STEEL,COATING/FINISH:GALVANIZED,OVERALL LENGTH:300 MM,TENSILE STRENGTH:5.8, ADDITIONAL FEATURES EN:50, CHEM, DIMENSIONS: M24X300 MM,MNFR:01)KONNECT,PTNO:01)KCS24300G | 01)KONNECT,01)KCS24300G,EN_01)STUD,M24,STEEL,GALVANIZED,300 MM,5.8,01)50, CHEM, DIMENSIONS: M24X3 |  |  | KONNECT | KONNECT | KCS24300G | [5 empty] | https://www.konnectfasteningsystems.com.au/media/applicationguides/Konnect%20Fastening%20Systems%20-%20Construction%20Product%20Guide%202.0.pdf | [10 empty] | ENRICHED | 31163300 Studs | STUD | ASSEMBLY | TYPE | CHISEL POINT | LENGTH | 300 MM | NOMINAL SIZE | M24 | STUD MATERIAL | STEEL GALVANIZED | STUD MATERIAL SPECIFICATION | GRADE 5.8 | THREAD TYPE |  | THREAD PITCH |  | THREAD LENGTH |  | NUT TYPE |  | NUT QUANTITY |  | NUT MATERIAL |  | NUT MATERIAL SPECIFICATION |  | WASHER TYPE |  | WASHER QUANTITY |  | WASHER MATERIAL |  | WASHER MATERIAL SPECIFICATION |  | HAZARD CLASS |  | CERTIFICATION/STANDARD |  | ADDITIONAL FEATURES | 50,CHEM | [34 empty] | DIMENSIONS: M24X300 MM | PRODUCTION COMPLETED
STP_009 - Lot4 | Data Enrichment | NEN | OK | 21-07-2023 | 03-08-2023 |  | 1382547 | 1382547 | EA | BOLT,ASSY;1.15 M,GALVANIZED,2,2 |  |  | BOLT,ASSEMBLY;LENGTH:1.15 M,BOLT MATERIAL:GALVANIZED,NUT QUANTITY:2,WASHER QUANTITY:2,ADDITIONAL FEATURES EN:FOUNDATION SHALLOW SPECIAL PURPOSE 350 PCD C/W,MNFR:01)ENERGYQLD,PTNO:01)2406974 | 01)ENERGYQLD,01)2406974,1.15 M,GALVANIZED,01)FOUNDATION SHALLOW SPECIAL |  |  | ENERGYQLD | ENERGYQLD | 2406974 | [5 empty] | URL NOT FOUND | [10 empty] | CLEANSED | 31161627 Bolt assembly | BOLT | ASSEMBLY | HEAD |  | THREAD DIAMETER |  | LENGTH | 1.15 M | THREAD LENGTH |  | BOLT MATERIAL |  | BOLT MATERIAL SPECIFICATION |  | NUT TYPE |  | NUT QUANTITY | 2 | NUT MATERIAL |  | NUT MATERIAL SPECIFICATION |  | NUT DIMENSION |  | WASHER TYPE |  | WASHER QUANTITY | 2 | WASHER MATERIAL |  | WASHER MATERIAL SPECIFICATION |  | THREAD SERIES |  | THREAD PITCH |  | THREAD DIRECTION |  | HAZARD CLASS |  | CERTIFICATION/STANDARD |  | ADDITIONAL FEATURES | COATING/FINISH:GALVANIZED,FOUNDATION SHALLOW SPECIAL PURPOSE 350 PCD C/W | [31 empty] | PRODUCTION COMPLETED
STP_009 - Lot4 | Data Enrichment | NEN | OK | 21-07-2023 | 03-08-2023 |  | 1382571 | 1382571 | EA | BOLT,ASSY;1.2 M,2,2 |  |  | BOLT,ASSEMBLY;LENGTH:1.2 M,NUT QUANTITY:2,WASHER QUANTITY:2,ADDITIONAL FEATURES EN:FOUNDATION PRECAST CONCRETE 350 PCD C/W THD LEG,MNFR:01)ENERGYQLD,PTNO:01)2433670 | 01)ENERGYQLD,01)2433670,1.2 M,01)FOUNDATION PRECAST CONCRETE |  |  | ENERGYQLD | ENERGYQLD | 2433670 | [5 empty] | https://www.ergon.com.au/__data/assets/pdf_file/0010/60985/QPLC_Manual_Issue_12_Assemblies.pdf | [10 empty] | CLEANSED | 31161627 Bolt assembly | BOLT | ASSEMBLY | HEAD |  | THREAD DIAMETER |  | LENGTH | 1.2 M | THREAD LENGTH |  | BOLT MATERIAL |  | BOLT MATERIAL SPECIFICATION |  | NUT TYPE |  | NUT QUANTITY | 2 | NUT MATERIAL |  | NUT MATERIAL SPECIFICATION |  | NUT DIMENSION |  | WASHER TYPE |  | WASHER QUANTITY | 2 | WASHER MATERIAL |  | WASHER MATERIAL SPECIFICATION |  | THREAD SERIES |  | THREAD PITCH |  | THREAD DIRECTION |  | HAZARD CLASS |  | CERTIFICATION/STANDARD |  | ADDITIONAL FEATURES | FOUNDATION PRECAST CONCRETE 350 PCD C/W THREADED LEG | [31 empty] | PRODUCTION COMPLETED
STP_009 - Lot4 | Data Enrichment | NEN | OK | 21-07-2023 | 03-08-2023 |  | 1382570 | 1382570 | EA | BOLT,ASSY;1.5 M,2,2 |  |  | BOLT,ASSEMBLY;LENGTH:1.5 M,NUT QUANTITY:2,WASHER QUANTITY:2,ADDITIONAL FEATURES EN:FOUNDATION PRECAST CONCRETE 350 PCD C/W THD LEG,MNFR:01)ENERGYQLD,PTNO:01)2433688 | 01)ENERGYQLD,01)2433688,1.5 M,01)FOUNDATION PRECAST CONCRETE |  |  | ENERGYQLD | ENERGYQLD | 2433688 | [5 empty] | https://www.ergon.com.au/__data/assets/pdf_file/0010/60985/QPLC_Manual_Issue_12_Assemblies.pdf | [10 empty] | CLEANSED | 31161627 Bolt assembly | BOLT | ASSEMBLY | HEAD |  | THREAD DIAMETER |  | LENGTH | 1.5 M | THREAD LENGTH |  | BOLT MATERIAL |  | BOLT MATERIAL SPECIFICATION |  | NUT TYPE |  | NUT QUANTITY | 2 | NUT MATERIAL |  | NUT MATERIAL SPECIFICATION |  | NUT DIMENSION |  | WASHER TYPE |  | WASHER QUANTITY | 2 | WASHER MATERIAL |  | WASHER MATERIAL SPECIFICATION |  | THREAD SERIES |  | THREAD PITCH |  | THREAD DIRECTION |  | HAZARD CLASS |  | CERTIFICATION/STANDARD |  | ADDITIONAL FEATURES | FOUNDATION PRECAST CONCRETE 350 PCD C/W THREADED LEG | [31 empty] | PRODUCTION COMPLETED
STP_009 - Lot4 | Data Enrichment | NEN | OK | 21-07-2023 | 03-08-2023 |  | 1300481 | 1300481 | EA | BOLT,ASSY;2,2 |  |  | BOLT,ASSEMBLY;NUT QUANTITY:2,WASHER QUANTITY:2,ADDITIONAL FEATURES EN:SWING JAW TIE, M110-6P, GRADE 8, 116 MM ID X 18,MNFR:01) JAQUES,PTNO:01)D79AY813 | 01)JAQUES,01)D79AY813,01)SWING JAW TIE, M110-6P, GRA |  |  | JAQUES | JAQUES | D79AY813 | [5 empty] | URL NOT FOUND | [10 empty] | CLEANSED | 31161627 Bolt assembly | BOLT | ASSEMBLY | HEAD |  | THREAD DIAMETER | M110 | LENGTH |  | THREAD LENGTH |  | BOLT MATERIAL | STEEL | BOLT MATERIAL SPECIFICATION | GRADE 8 | NUT TYPE |  | NUT QUANTITY | 2 | NUT MATERIAL |  | NUT MATERIAL SPECIFICATION |  | NUT DIMENSION |  | WASHER TYPE |  | WASHER QUANTITY | 2 | WASHER MATERIAL |  | WASHER MATERIAL SPECIFICATION |  | THREAD SERIES |  | THREAD PITCH | 6 MM | THREAD DIRECTION |  | HAZARD CLASS |  | CERTIFICATION/STANDARD |  | ADDITIONAL FEATURES | TYPE:SWING JAW TIE,SIZE:116 IDX18 MM | [31 empty] | PRODUCTION COMPLETED
STP_009 - Lot4 | Data Enrichment | NEN | OK | 21-07-2023 | 03-08-2023 |  | 1382569 | 1382569 | EA | BOLT,ASSY;2.3 M,2,2 |  |  | BOLT,ASSEMBLY;LENGTH:2.3 M,NUT QUANTITY:2,WASHER QUANTITY:2,ADDITIONAL FEATURES EN:FOUNDATION PRECAST CONCRETE 350 PCD C/W THD LEG,MNFR:01)ENERGYQLD,PTNO:01)2427284 | 01)ENERGYQLD,01)2427284,2.3 M,01)FOUNDATION PRECAST CONCRETE |  |  | ENERGYQLD | ENERGYQLD | 2427284 | [5 empty] | https://www.ergon.com.au/__data/assets/pdf_file/0010/60985/QPLC_Manual_Issue_12_Assemblies.pdf | [10 empty] | CLEANSED | 31161627 Bolt assembly | BOLT | ASSEMBLY | HEAD |  | THREAD DIAMETER |  | LENGTH | 2.3 M | THREAD LENGTH |  | BOLT MATERIAL |  | BOLT MATERIAL SPECIFICATION |  | NUT TYPE |  | NUT QUANTITY | 2 | NUT MATERIAL |  | NUT MATERIAL SPECIFICATION |  | NUT DIMENSION |  | WASHER TYPE |  | WASHER QUANTITY | 2 | WASHER MATERIAL |  | WASHER MATERIAL SPECIFICATION |  | THREAD SERIES |  | THREAD PITCH |  | THREAD DIRECTION |  | HAZARD CLASS |  | CERTIFICATION/STANDARD |  | ADDITIONAL FEATURES | FOUNDATION PRECAST CONCRETE 350 PCD C/W THREADED LEG | [31 empty] | PRODUCTION COMPLETED
STP_009 - Lot4 | Data Enrichment | NEN | OK | 21-07-2023 | 03-08-2023 |  | 1382563 | 1382563 | EA | BOLT,ASSY;2.325 M,GALVANIZED,2,2 |  |  | BOLT,ASSEMBLY;LENGTH:2.325 M,BOLT MATERIAL:GALVANIZED,NUT QUANTITY:2,WASHER QUANTITY:2,ADDITIONAL FEATURES EN:FOUNDATION 500 PCD C/W THD LEG,MNFR:01)ENERGYQLD,PTNO:01)2403768 | 01)ENERGYQLD,01)2403768,2.325 M,GALVANIZED,01)FOUNDATION 500 PCD C/W THD |  |  | ENERGYQLD | ENERGYQLD | 2403768 | [5 empty] | URL NOT FOUND | [10 empty] | CLEANSED | 31161627 Bolt assembly | BOLT | ASSEMBLY | HEAD |  | THREAD DIAMETER |  | LENGTH | 2.325 M | THREAD LENGTH |  | BOLT MATERIAL |  | BOLT MATERIAL SPECIFICATION |  | NUT TYPE |  | NUT QUANTITY | 2 | NUT MATERIAL |  | NUT MATERIAL SPECIFICATION |  | NUT DIMENSION |  | WASHER TYPE |  | WASHER QUANTITY | 2 | WASHER MATERIAL |  | WASHER MATERIAL SPECIFICATION |  | THREAD SERIES |  | THREAD PITCH |  | THREAD DIRECTION |  | HAZARD CLASS |  | CERTIFICATION/STANDARD |  | ADDITIONAL FEATURES | COATING/FINISH:GALVANIZED,FOUNDATION 500 PCD C/W THREADED LEG | [31 empty] | PRODUCTION COMPLETED
STP_009 - Lot4 | Data Enrichment | NEN | OK | 21-07-2023 | 03-08-2023 |  | 1382177 | 1382177 | EA | BOLT,ASSY;BI-HEXAGON,THD DIA M12,1.75 MM |  |  | BOLT,ASSEMBLY;HEAD:BI-HEXAGON,THREAD DIAMETER:M12,THREAD PITCH:1.75 MM,LENGTH:180 MM,BOLT MATERIAL:GALVANIZED,NUT TYPE:HEXAGON, NUT QUANTITY:1,ADDITIONAL FEATURES EN:MACHINE AUST STD P50,MNFR:01)ENERGYQLD,PTNO:01)1703395 | 01)ENERGYQLD,01)1703395,BI-HEXAGON,M12,1.75 MM,180 MM,GALVANIZED,HEXAGON,01)MACHINE AUST STD P50 |  |  | ENERGYQLD | ENERGYQLD | 1703395 | [5 empty] | URL NOT FOUND | [10 empty] | CLEANSED | 31161627 Bolt assembly | BOLT | ASSEMBLY | HEAD | BI-HEXAGON | THREAD DIAMETER | M12 | LENGTH | 180 MM | THREAD LENGTH |  | BOLT MATERIAL |  | BOLT MATERIAL SPECIFICATION |  | NUT TYPE | HEXAGON | NUT QUANTITY | 1 | NUT MATERIAL |  | NUT MATERIAL SPECIFICATION |  | NUT DIMENSION |  | WASHER TYPE |  | WASHER QUANTITY |  | WASHER MATERIAL |  | WASHER MATERIAL SPECIFICATION |  | THREAD SERIES |  | THREAD PITCH | 1.75 MM | THREAD DIRECTION |  | HAZARD CLASS |  | CERTIFICATION/STANDARD |  | ADDITIONAL FEATURES | COATING/FINISH:GALVANIZED,MACHINE AUST STD P50 | [31 empty] | PRODUCTION COMPLETED
STP_009 - Lot4 | Data Enrichment | NEN | OK | 21-07-2023 | 03-08-2023 |  | 1381977 | 1381977 | EA | BOLT,ASSY;HEXAGON,THD DIA M12,1.75 MM,1 |  |  | BOLT,ASSEMBLY;HEAD:HEXAGON,THREAD DIAMETER:M12,THREAD PITCH:1.75 MM,LENGTH:50 MM,BOLT MATERIAL:GALVANIZED,NUT TYPE:HEXAGON,NUT QUANTITY:1,ADDITIONAL FEATURES EN:MACHINE AUST STD P150 SCM,MNFR:01)ENERGYQLD,PTNO:01)1703263 | 01)ENERGYQLD,01)1703263,HEXAGON,M12,1.75 MM,50 MM,GALVANIZED,HEXAGON,01)MACHINE AUST STD P150 SCM |  |  | ENERGYQLD | ENERGYQLD | 1703263 | [5 empty] | URL NOT FOUND | [10 empty] | CLEANSED | 31161627 Bolt assembly | BOLT | ASSEMBLY | HEAD | HEXAGON | THREAD DIAMETER | M12 | LENGTH | 50 MM | THREAD LENGTH |  | BOLT MATERIAL |  | BOLT MATERIAL SPECIFICATION |  | NUT TYPE | HEXAGON | NUT QUANTITY | 1 | NUT MATERIAL |  | NUT MATERIAL SPECIFICATION |  | NUT DIMENSION |  | WASHER TYPE |  | WASHER QUANTITY |  | WASHER MATERIAL |  | WASHER MATERIAL SPECIFICATION |  | THREAD SERIES |  | THREAD PITCH | 1.75 MM | THREAD DIRECTION |  | HAZARD CLASS |  | CERTIFICATION/STANDARD |  | ADDITIONAL FEATURES | COATING/FINISH:GALVANIZED,MACHINE AUST STD P150 SCM | [31 empty] | PRODUCTION COMPLETED
STP_009 - Lot4 | Data Enrichment | NEN | OK | 21-07-2023 | 03-08-2023 |  | 1381978 | 1381978 | EA | BOLT,ASSY;HEXAGON,THD DIA M12,1.75 MM,1 |  |  | BOLT,ASSEMBLY;HEAD:HEXAGON,THREAD DIAMETER:M12,THREAD PITCH:1.75 MM,LENGTH:40 MM,BOLT MATERIAL:GALVANIZED,NUT TYPE:HEXAGON,NUT QUANTITY:1,ADDITIONAL FEATURES EN:MACHINE AUST STD P200 SCM,MNFR:01)ENERGYQLD,PTNO:01)1703255 | 01)ENERGYQLD,01)1703255,HEXAGON,M12,1.75 MM,40 MM,GALVANIZED,HEXAGON,01)MACHINE AUST STD P200 SCM |  |  | ENERGYQLD | ENERGYQLD | 1703255 | [5 empty] | URL NOT FOUND | [10 empty] | CLEANSED | 31161627 Bolt assembly | BOLT | ASSEMBLY | HEAD | HEXAGON | THREAD DIAMETER | M12 | LENGTH | 40 MM | THREAD LENGTH |  | BOLT MATERIAL |  | BOLT MATERIAL SPECIFICATION |  | NUT TYPE | HEXAGON | NUT QUANTITY | 1 | NUT MATERIAL |  | NUT MATERIAL SPECIFICATION |  | NUT DIMENSION |  | WASHER TYPE |  | WASHER QUANTITY |  | WASHER MATERIAL |  | WASHER MATERIAL SPECIFICATION |  | THREAD SERIES |  | THREAD PITCH | 1.75 MM | THREAD DIRECTION |  | HAZARD CLASS |  | CERTIFICATION/STANDARD |  | ADDITIONAL FEATURES | COATING/FINISH:GALVANIZED,MACHINE AUST STD P200 SCM | [31 empty] | PRODUCTION COMPLETED
STP_009 - Lot4 | Data Enrichment | NEN | OK | 21-07-2023 | 03-08-2023 |  | 1381979 | 1381979 | EA | BOLT,ASSY;HEXAGON,THD DIA M12,1.75 MM,1 |  |  | BOLT,ASSEMBLY;HEAD:HEXAGON,THREAD DIAMETER:M12,THREAD PITCH:1.75 MM,LENGTH:150 MM,BOLT MATERIAL:GALVANIZED,NUT TYPE:HEXAGON,NUT QUANTITY:1,ADDITIONAL FEATURES EN:MACHINE AUST STD P75 SCM,MNFR:01)ENERGYQLD,PTNO:01)1703379 | 01)ENERGYQLD,01)1703379,HEXAGON,M12,1.75 MM,150 MM,GALVANIZED,HEXAGON,01)MACHINE AUST STD P75 SCM |  |  | ENERGYQLD | ENERGYQLD | 1703379 | [5 empty] | URL NOT FOUND | [10 empty] | CLEANSED | 31161627 Bolt assembly | BOLT | ASSEMBLY | HEAD | HEXAGON | THREAD DIAMETER | M12 | LENGTH | 150 MM | THREAD LENGTH |  | BOLT MATERIAL |  | BOLT MATERIAL SPECIFICATION |  | NUT TYPE | HEXAGON | NUT QUANTITY | 1 | NUT MATERIAL |  | NUT MATERIAL SPECIFICATION |  | NUT DIMENSION |  | WASHER TYPE |  | WASHER QUANTITY |  | WASHER MATERIAL |  | WASHER MATERIAL SPECIFICATION |  | THREAD SERIES |  | THREAD PITCH | 1.75 MM | THREAD DIRECTION |  | HAZARD CLASS |  | CERTIFICATION/STANDARD |  | ADDITIONAL FEATURES | COATING/FINISH:GALVANIZED,MACHINE AUST STD P75 SCM | [31 empty] | PRODUCTION COMPLETED
STP_009 - Lot4 | Data Enrichment | NEN | OK | 21-07-2023 | 03-08-2023 |  | 1382005 | 1382005 | EA | BOLT,ASSY;HEXAGON,THD DIA M12,1.75 MM,1 |  |  | BOLT,ASSEMBLY;HEAD:HEXAGON,THREAD DIAMETER:M12,THREAD PITCH:1.75 MM,LENGTH:65 MM,BOLT MATERIAL:GALVANIZED,NUT TYPE:HEXAGON,NUT QUANTITY:1,ADDITIONAL FEATURES EN:MACHINE AUST STD P150,MNFR:01)ENERGYQLD,PTNO:01)1703271 | 01)ENERGYQLD,01)1703271,HEXAGON,M12,1.75 MM,65 MM,GALVANIZED,HEXAGON,01)MACHINE AUST STD P150 |  |  | ENERGYQLD | ENERGYQLD | 1703271 | [5 empty] | URL NOT FOUND | [10 empty] | CLEANSED | 31161627 Bolt assembly | BOLT | ASSEMBLY | HEAD | HEXAGON | THREAD DIAMETER | M12 | LENGTH | 65 MM | THREAD LENGTH |  | BOLT MATERIAL |  | BOLT MATERIAL SPECIFICATION |  | NUT TYPE | HEXAGON | NUT QUANTITY | 1 | NUT MATERIAL |  | NUT MATERIAL SPECIFICATION |  | NUT DIMENSION |  | WASHER TYPE |  | WASHER QUANTITY |  | WASHER MATERIAL |  | WASHER MATERIAL SPECIFICATION |  | THREAD SERIES |  | THREAD PITCH | 1.75 MM | THREAD DIRECTION |  | HAZARD CLASS |  | CERTIFICATION/STANDARD |  | ADDITIONAL FEATURES | COATING/FINISH:GALVANIZED,MACHINE AUST STD P150 | [31 empty] | PRODUCTION COMPLETED
STP_009 - Lot4 | Data Enrichment | NEN | OK | 21-07-2023 | 03-08-2023 |  | 1382013 | 1382013 | EA | BOLT,ASSY;HEXAGON,THD DIA M12,1.75 MM,1 |  |  | BOLT,ASSEMBLY;HEAD:HEXAGON,THREAD DIAMETER:M12,THREAD PITCH:1.75 MM,LENGTH:25 MM,BOLT MATERIAL:GALVANIZED,NUT TYPE:HEXAGON,NUT QUANTITY:1,ADDITIONAL FEATURES EN:MACHINE AUST STD P200 SCM,MNFR:01)ENERGYQLD,PTNO:01)1703239 | 01)ENERGYQLD,01)1703239,HEXAGON,M12,1.75 MM,25 MM,GALVANIZED,HEXAGON,01)MACHINE AUST STD P200 SCM |  |  | ENERGYQLD | ENERGYQLD | 1703239 | [5 empty] | URL NOT FOUND | [10 empty] | CLEANSED | 31161627 Bolt assembly | BOLT | ASSEMBLY | HEAD | HEXAGON | THREAD DIAMETER | M12 | LENGTH | 25 MM | THREAD LENGTH |  | BOLT MATERIAL |  | BOLT MATERIAL SPECIFICATION |  | NUT TYPE | HEXAGON | NUT QUANTITY | 1 | NUT MATERIAL |  | NUT MATERIAL SPECIFICATION |  | NUT DIMENSION |  | WASHER TYPE |  | WASHER QUANTITY |  | WASHER MATERIAL |  | WASHER MATERIAL SPECIFICATION |  | THREAD SERIES |  | THREAD PITCH | 1.75 MM | THREAD DIRECTION |  | HAZARD CLASS |  | CERTIFICATION/STANDARD |  | ADDITIONAL FEATURES | COATING/FINISH:GALVANIZED,MACHINE AUST STD P200 SCM | [31 empty] | PRODUCTION COMPLETED
STP_009 - Lot4 | Data Enrichment | NEN | OK | 21-07-2023 | 03-08-2023 |  | 1382041 | 1382041 | EA | BOLT,ASSY;HEXAGON,THD DIA M12,1.75 MM,1 |  |  | BOLT,ASSEMBLY;HEAD:HEXAGON,THREAD DIAMETER:M12,THREAD PITCH:1.75 MM,LENGTH:400 MM,BOLT MATERIAL:GALVANIZED,NUT TYPE:HEXAGON,NUT QUANTITY:1,ADDITIONAL FEATURES EN:MACHINE AUST STD P30,MNFR:01)ENERGYQLD,PTNO:01)2400017 | 01)ENERGYQLD,01)2400017,HEXAGON,M12,1.75 MM,400 MM,GALVANIZED,HEXAGON,01)MACHINE AUST STD P30 |  |  | ENERGYQLD | ENERGYQLD | 2400017 | [5 empty] | URL NOT FOUND | [10 empty] | CLEANSED | 31161627 Bolt assembly | BOLT | ASSEMBLY | HEAD | HEXAGON | THREAD DIAMETER | M12 | LENGTH | 400 MM | THREAD LENGTH |  | BOLT MATERIAL |  | BOLT MATERIAL SPECIFICATION |  | NUT TYPE | HEXAGON | NUT QUANTITY | 1 | NUT MATERIAL |  | NUT MATERIAL SPECIFICATION |  | NUT DIMENSION |  | WASHER TYPE |  | WASHER QUANTITY |  | WASHER MATERIAL |  | WASHER MATERIAL SPECIFICATION |  | THREAD SERIES |  | THREAD PITCH | 1.75 MM | THREAD DIRECTION |  | HAZARD CLASS |  | CERTIFICATION/STANDARD |  | ADDITIONAL FEATURES | COATING/FINISH:GALVANIZED,MACHINE AUST STD P30 | [31 empty] | PRODUCTION COMPLETED
STP_009 - Lot4 | Data Enrichment | NEN | OK | 21-07-2023 | 03-08-2023 |  | 1382176 | 1382176 | EA | BOLT,ASSY;HEXAGON,THD DIA M12,1.75 MM,1 |  |  | BOLT,ASSEMBLY;HEAD:HEXAGON,THREAD DIAMETER:M12,THREAD PITCH:1.75 MM,LENGTH:350 MM,BOLT MATERIAL:GALVANIZED,NUT TYPE:HEXAGON,NUT QUANTITY:1,ADDITIONAL FEATURES EN:MACHINE AUST STD P30,MNFR:01)ENERGYQLD,PTNO:01)2400016 | 01)ENERGYQLD,01)2400016,HEXAGON,M12,1.75 MM,350 MM,GALVANIZED,HEXAGON,01)MACHINE AUST STD P30 |  |  | ENERGYQLD | ENERGYQLD | 2400016 | [5 empty] | URL NOT FOUND | [10 empty] | CLEANSED | 31161627 Bolt assembly | BOLT | ASSEMBLY | HEAD | HEXAGON | THREAD DIAMETER | M12 | LENGTH | 350 MM | THREAD LENGTH |  | BOLT MATERIAL |  | BOLT MATERIAL SPECIFICATION |  | NUT TYPE | HEXAGON | NUT QUANTITY | 1 | NUT MATERIAL |  | NUT MATERIAL SPECIFICATION |  | NUT DIMENSION |  | WASHER TYPE |  | WASHER QUANTITY |  | WASHER MATERIAL |  | WASHER MATERIAL SPECIFICATION |  | THREAD SERIES |  | THREAD PITCH | 1.75 MM | THREAD DIRECTION |  | HAZARD CLASS |  | CERTIFICATION/STANDARD |  | ADDITIONAL FEATURES | COATING/FINISH:GALVANIZED,MACHINE AUST STD P30 | [31 empty] | PRODUCTION COMPLETED
STP_009 - Lot4 | Data Enrichment | NEN | OK | 21-07-2023 | 03-08-2023 |  | 1382493 | 1382493 | EA | BOLT,ASSY;HEXAGON,THD DIA M12,1.75 MM,1 |  |  | BOLT,ASSEMBLY;HEAD:HEXAGON,THREAD DIAMETER:M12,THREAD PITCH:1.75 MM,LENGTH:300 MM,BOLT MATERIAL:GALVANIZED,NUT TYPE:HEXAGON,NUT QUANTITY:1,ADDITIONAL FEATURES EN:MACHINE AUST STD P50,MNFR:01)ENERGYQLD,PTNO:01)1703476 | 01)ENERGYQLD,01)1703476,HEXAGON,M12,1.75 MM,300 MM,GALVANIZED,HEXAGON,01)MACHINE AUST STD P50 |  |  | ENERGYQLD | ENERGYQLD | 1703476 | [5 empty] | URL NOT FOUND | [10 empty] | CLEANSED | 31161627 Bolt assembly | BOLT | ASSEMBLY | HEAD | HEXAGON | THREAD DIAMETER | M12 | LENGTH | 300 MM | THREAD LENGTH |  | BOLT MATERIAL |  | BOLT MATERIAL SPECIFICATION |  | NUT TYPE | HEXAGON | NUT QUANTITY | 1 | NUT MATERIAL |  | NUT MATERIAL SPECIFICATION |  | NUT DIMENSION |  | WASHER TYPE |  | WASHER QUANTITY |  | WASHER MATERIAL |  | WASHER MATERIAL SPECIFICATION |  | THREAD SERIES |  | THREAD PITCH | 1.75 MM | THREAD DIRECTION |  | HAZARD CLASS |  | CERTIFICATION/STANDARD |  | ADDITIONAL FEATURES | COATING/FINISH:GALVANIZED,MACHINE AUST STD P30 | [31 empty] | PRODUCTION COMPLETED
STP_009 - Lot4 | Data Enrichment | NEN | OK | 21-07-2023 | 03-08-2023 |  | 1381969 | 1381969 | EA | BOLT,ASSY;HEXAGON,THD DIA M16,2 MM |  |  | BOLT,ASSEMBLY;HEAD:HEXAGON,THREAD DIAMETER:M16,THREAD PITCH:2 MM,LENGTH:350 MM,BOLT MATERIAL:GALVANIZED,NUT TYPE:HEXAGON,NUT MATERIAL:GALVANIZED,ADDITIONAL FEATURES EN:MACHINE AUST STD P25 SCM,MNFR:01)ENERGYQLD,PTNO:01)1704065 | 01)ENERGYQLD,01)1704065,HEXAGON,M16,2 MM,350 MM,GALVANIZED,HEXAGON,GALVANIZED,01)MACHINE AUST STD P25 SCM |  |  | ENERGYQLD | ENERGYQLD | 1704065 | [5 empty] | URL NOT FOUND | [10 empty] | CLEANSED | 31161627 Bolt assembly | BOLT | ASSEMBLY | HEAD | HEXAGON | THREAD DIAMETER | M16 | LENGTH | 350 MM | THREAD LENGTH |  | BOLT MATERIAL |  | BOLT MATERIAL SPECIFICATION |  | NUT TYPE | HEXAGON | NUT QUANTITY |  | NUT MATERIAL |  | NUT MATERIAL SPECIFICATION |  | NUT DIMENSION |  | WASHER TYPE |  | WASHER QUANTITY |  | WASHER MATERIAL |  | WASHER MATERIAL SPECIFICATION |  | THREAD SERIES |  | THREAD PITCH | 2 MM | THREAD DIRECTION |  | HAZARD CLASS |  | CERTIFICATION/STANDARD |  | ADDITIONAL FEATURES | COATING/FINISH:GALVANIZED,MACHINE AUST STD P25 SCM | [31 empty] | PRODUCTION COMPLETED
STP_009 - Lot4 | Data Enrichment | NEN | OK | 21-07-2023 | 03-08-2023 |  | 1381971 | 1381971 | EA | BOLT,ASSY;HEXAGON,THD DIA M16,2 MM |  |  | BOLT,ASSEMBLY;HEAD:HEXAGON,THREAD DIAMETER:M16,THREAD PITCH:2 MM,LENGTH:220 MM,BOLT MATERIAL:GALVANIZED,NUT TYPE:HEXAGON,NUT MATERIAL:GALVANIZED,ADDITIONAL FEATURES EN:MACHINE AUST STD P30 SCM,MNFR:01)ENERGYQLD,PTNO:01)1703972 | 01)ENERGYQLD,01)1703972,HEXAGON,M16,2 MM,220 MM,GALVANIZED,HEXAGON,GALVANIZED,01)MACHINE AUST STD P30 SCM |  |  | ENERGYQLD | ENERGYQLD | 1703972 | [5 empty] | URL NOT FOUND | [10 empty] | CLEANSED | 31161627 Bolt assembly | BOLT | ASSEMBLY | HEAD | HEXAGON | THREAD DIAMETER | M16 | LENGTH | 220 MM | THREAD LENGTH |  | BOLT MATERIAL |  | BOLT MATERIAL SPECIFICATION |  | NUT TYPE | HEXAGON | NUT QUANTITY |  | NUT MATERIAL |  | NUT MATERIAL SPECIFICATION |  | NUT DIMENSION |  | WASHER TYPE |  | WASHER QUANTITY |  | WASHER MATERIAL |  | WASHER MATERIAL SPECIFICATION |  | THREAD SERIES |  | THREAD PITCH | 2 MM | THREAD DIRECTION |  | HAZARD CLASS |  | CERTIFICATION/STANDARD |  | ADDITIONAL FEATURES | COATING/FINISH:GALVANIZED,MACHINE AUST STD P30 SCM | [31 empty] | PRODUCTION COMPLETED
STP_009 - Lot4 | Data Enrichment | NEN | OK | 21-07-2023 | 03-08-2023 |  | 1381972 | 1381972 | EA | BOLT,ASSY;HEXAGON,THD DIA M16,2 MM |  |  | BOLT,ASSEMBLY;HEAD:HEXAGON,THREAD DIAMETER:M16,THREAD PITCH:2 MM,LENGTH:200 MM,BOLT MATERIAL:GALVANIZED,NUT TYPE:HEXAGON, ADDITIONAL FEATURES EN:MACHINE AUST STD P30 SCM,MNFR:01)ENERGYQLD,PTNO:01)1703948 | 01)ENERGYQLD,01)1703948,HEXAGON,M16,2 MM,200 MM,GALVANIZED,HEXAGON,01)MACHINE AUST STD P30 SCM |  |  | ENERGYQLD | ENERGYQLD | 1703948 | [5 empty] | URL NOT FOUND | [10 empty] | CLEANSED | 31161627 Bolt assembly | BOLT | ASSEMBLY | HEAD | HEXAGON | THREAD DIAMETER | M16 | LENGTH | 200 MM | THREAD LENGTH |  | BOLT MATERIAL |  | BOLT MATERIAL SPECIFICATION |  | NUT TYPE | HEXAGON | NUT QUANTITY |  | NUT MATERIAL |  | NUT MATERIAL SPECIFICATION |  | NUT DIMENSION |  | WASHER TYPE |  | WASHER QUANTITY |  | WASHER MATERIAL |  | WASHER MATERIAL SPECIFICATION |  | THREAD SERIES |  | THREAD PITCH | 2 MM | THREAD DIRECTION |  | HAZARD CLASS |  | CERTIFICATION/STANDARD |  | ADDITIONAL FEATURES | COATING/FINISH:GALVANIZED,MACHINE AUST STD P30 SCM | [31 empty] | PRODUCTION COMPLETED
STP_009 - Lot4 | Data Enrichment | NEN | OK | 21-07-2023 | 03-08-2023 |  | 1381974 | 1381974 | EA | BOLT,ASSY;HEXAGON,THD DIA M16,2 MM |  |  | BOLT,ASSEMBLY;HEAD:HEXAGON,THREAD DIAMETER:M16,THREAD PITCH:2 MM,LENGTH:160 MM,BOLT MATERIAL:GALVANIZED,NUT TYPE:HEXAGON, ADDITIONAL FEATURES EN:MACHINE AUST STD P50 SCM,MNFR:01)ENERGYQLD,PTNO:01)1703913 | 01)ENERGYQLD,01)1703913,HEXAGON,M16,2 MM,160 MM,GALVANIZED,HEXAGON,01)MACHINE AUST STD P50 SCM |  |  | ENERGYQLD | ENERGYQLD | 1703913 | [5 empty] | URL NOT FOUND | [10 empty] | CLEANSED | 31161627 Bolt assembly | BOLT | ASSEMBLY | HEAD | HEXAGON | THREAD DIAMETER | M16 | LENGTH | 160 MM | THREAD LENGTH |  | BOLT MATERIAL |  | BOLT MATERIAL SPECIFICATION |  | NUT TYPE | HEXAGON | NUT QUANTITY |  | NUT MATERIAL |  | NUT MATERIAL SPECIFICATION |  | NUT DIMENSION |  | WASHER TYPE |  | WASHER QUANTITY |  | WASHER MATERIAL |  | WASHER MATERIAL SPECIFICATION |  | THREAD SERIES |  | THREAD PITCH | 2 MM | THREAD DIRECTION |  | HAZARD CLASS |  | CERTIFICATION/STANDARD |  | ADDITIONAL FEATURES | COATING/FINISH:GALVANIZED,MACHINE AUST STD P50 SCM | [31 empty] | PRODUCTION COMPLETED
STP_009 - Lot4 | Data Enrichment | NEN | OK | 21-07-2023 | 03-08-2023 |  | 1381975 | 1381975 | EA | BOLT,ASSY;HEXAGON,THD DIA M16,2 MM |  |  | BOLT,ASSEMBLY;HEAD:HEXAGON,THREAD DIAMETER:M16,THREAD PITCH:2 MM,LENGTH:150 MM,BOLT MATERIAL:GALVANIZED,NUT TYPE:HEXAGON, ADDITIONAL FEATURES EN:MACHINE AUST STD P50 SCM,MNFR:01)ENERGYQLD,PTNO:01)1703905 | 01)ENERGYQLD,01)1703905,HEXAGON,M16,2 MM,150 MM,GALVANIZED,HEXAGON,01)MACHINE AUST STD P50 SCM |  |  | ENERGYQLD | ENERGYQLD | 1703905 | [5 empty] | URL NOT FOUND | [10 empty] | CLEANSED | 31161627 Bolt assembly | BOLT | ASSEMBLY | HEAD | HEXAGON | THREAD DIAMETER | M16 | LENGTH | 150 MM | THREAD LENGTH |  | BOLT MATERIAL |  | BOLT MATERIAL SPECIFICATION |  | NUT TYPE | HEXAGON | NUT QUANTITY |  | NUT MATERIAL |  | NUT MATERIAL SPECIFICATION |  | NUT DIMENSION |  | WASHER TYPE |  | WASHER QUANTITY |  | WASHER MATERIAL |  | WASHER MATERIAL SPECIFICATION |  | THREAD SERIES |  | THREAD PITCH | 2 MM | THREAD DIRECTION |  | HAZARD CLASS |  | CERTIFICATION/STANDARD |  | ADDITIONAL FEATURES | COATING/FINISH:GALVANIZED,MACHINE AUST STD P50 SCM | [31 empty] | PRODUCTION COMPLETED
STP_009 - Lot4 | Data Enrichment | NEN | OK | 21-07-2023 | 03-08-2023 |  | 1381976 | 1381976 | EA | BOLT,ASSY;HEXAGON,THD DIA M16,2 MM |  |  | BOLT,ASSEMBLY;HEAD:HEXAGON,THREAD DIAMETER:M16,THREAD PITCH:2 MM,LENGTH:130 MM,BOLT MATERIAL:GALVANIZED,NUT TYPE:HEXAGON, ADDITIONAL FEATURES EN:MACHINE AUST STD P50 SCM,MNFR:01)ENERGYQLD,PTNO:01)1703883 | 01)ENERGYQLD,01)1703883,HEXAGON,M16,2 MM,130 MM,GALVANIZED,HEXAGON,01)MACHINE AUST STD P50 SCM |  |  | ENERGYQLD | ENERGYQLD | 1703883 | [5 empty] | URL NOT FOUND | [10 empty] | CLEANSED | 31161627 Bolt assembly | BOLT | ASSEMBLY | HEAD | HEXAGON | THREAD DIAMETER | M16 | LENGTH | 130 MM | THREAD LENGTH |  | BOLT MATERIAL |  | BOLT MATERIAL SPECIFICATION |  | NUT TYPE | HEXAGON | NUT QUANTITY |  | NUT MATERIAL |  | NUT MATERIAL SPECIFICATION |  | NUT DIMENSION |  | WASHER TYPE |  | WASHER QUANTITY |  | WASHER MATERIAL |  | WASHER MATERIAL SPECIFICATION |  | THREAD SERIES |  | THREAD PITCH | 2 MM | THREAD DIRECTION |  | HAZARD CLASS |  | CERTIFICATION/STANDARD |  | ADDITIONAL FEATURES | COATING/FINISH:GALVANIZED,MACHINE AUST STD P50 SCM | [31 empty] | PRODUCTION COMPLETED
STP_009 - Lot4 | Data Enrichment | NEN | OK | 21-07-2023 | 03-08-2023 |  | 1381998 | 1381998 | EA | BOLT,ASSY;HEXAGON,THD DIA M16,2 MM |  |  | BOLT,ASSEMBLY;HEAD:HEXAGON,THREAD DIAMETER:M16,THREAD PITCH:2 MM,LENGTH:300 MM,BOLT MATERIAL:GALVANIZED,NUT TYPE:HEXAGON,NUT MATERIAL:GALVANIZED,ADDITIONAL FEATURES EN:MACHINE AUST STD P25,MNFR:01)ENERGYQLD,PTNO:01)1704049 | 01)ENERGYQLD,01)1704049,HEXAGON,M16,2 MM,300 MM,GALVANIZED,HEXAGON,GALVANIZED,01)MACHINE AUST STD P25 |  |  | ENERGYQLD | ENERGYQLD | 1704049 | [5 empty] | URL NOT FOUND | [10 empty] | CLEANSED | 31161627 Bolt assembly | BOLT | ASSEMBLY | HEAD | HEXAGON | THREAD DIAMETER | M16 | LENGTH | 300 MM | THREAD LENGTH |  | BOLT MATERIAL |  | BOLT MATERIAL SPECIFICATION |  | NUT TYPE | HEXAGON | NUT QUANTITY |  | NUT MATERIAL |  | NUT MATERIAL SPECIFICATION |  | NUT DIMENSION |  | WASHER TYPE |  | WASHER QUANTITY |  | WASHER MATERIAL |  | WASHER MATERIAL SPECIFICATION |  | THREAD SERIES |  | THREAD PITCH | 2 MM | THREAD DIRECTION |  | HAZARD CLASS |  | CERTIFICATION/STANDARD |  | ADDITIONAL FEATURES | COATING/FINISH:GALVANIZED,MACHINE AUST STD P25 | [31 empty] | PRODUCTION COMPLETED
STP_009 - Lot4 | Data Enrichment | NEN | OK | 21-07-2023 | 03-08-2023 |  | 1381999 | 1381999 | EA | BOLT,ASSY;HEXAGON,THD DIA M16,2 MM |  |  | BOLT,ASSEMBLY;HEAD:HEXAGON,THREAD DIAMETER:M16,THREAD PITCH:2 MM,LENGTH:260 MM,BOLT MATERIAL:GALVANIZED,NUT TYPE:HEXAGON,NUT MATERIAL:GALVANIZED,ADDITIONAL FEATURES EN:MACHINE AUST STD P25,MNFR:01)ENERGYQLD,PTNO:01)1704006 | 01)ENERGYQLD,01)1704006,HEXAGON,M16,2 MM,260 MM,GALVANIZED,HEXAGON,GALVANIZED,01)MACHINE AUST STD P25 |  |  | ENERGYQLD | ENERGYQLD | 1704006 | [5 empty] | URL NOT FOUND | [10 empty] | CLEANSED | 31161627 Bolt assembly | BOLT | ASSEMBLY | HEAD | HEXAGON | THREAD DIAMETER | M16 | LENGTH | 260 MM | THREAD LENGTH |  | BOLT MATERIAL |  | BOLT MATERIAL SPECIFICATION |  | NUT TYPE | HEXAGON | NUT QUANTITY |  | NUT MATERIAL |  | NUT MATERIAL SPECIFICATION |  | NUT DIMENSION |  | WASHER TYPE |  | WASHER QUANTITY |  | WASHER MATERIAL |  | WASHER MATERIAL SPECIFICATION |  | THREAD SERIES |  | THREAD PITCH | 2 MM | THREAD DIRECTION |  | HAZARD CLASS |  | CERTIFICATION/STANDARD |  | ADDITIONAL FEATURES | COATING/FINISH:GALVANIZED,MACHINE AUST STD P25 | [31 empty] | PRODUCTION COMPLETED
STP_009 - Lot4 | Data Enrichment | NEN | OK | 21-07-2023 | 03-08-2023 |  | 1382519 | 1382519 | EA | BOLT,ASSY;HEXAGON,THD DIA M16,2 MM |  |  | BOLT,ASSEMBLY;HEAD:HEXAGON,THREAD DIAMETER:M16,THREAD PITCH:2 MM,LENGTH:450 MM,BOLT MATERIAL:GALVANIZED,NUT TYPE:HEXAGON,NUT MATERIAL:GALVANIZED,ADDITIONAL FEATURES EN:MACHINE AUST STD P20,MNFR:01)ENERGYQLD,PTNO:01)1704097 | 01)ENERGYQLD,01)1704097,HEXAGON,M16,2 MM,450 MM,GALVANIZED,HEXAGON,GALVANIZED,01)MACHINE AUST STD P20 |  |  | ENERGYQLD | ENERGYQLD | 1704097 | [5 empty] | URL NOT FOUND | [10 empty] | CLEANSED | 31161627 Bolt assembly | BOLT | ASSEMBLY | HEAD | HEXAGON | THREAD DIAMETER | M16 | LENGTH | 450 MM | THREAD LENGTH |  | BOLT MATERIAL |  | BOLT MATERIAL SPECIFICATION |  | NUT TYPE | HEXAGON | NUT QUANTITY |  | NUT MATERIAL |  | NUT MATERIAL SPECIFICATION |  | NUT DIMENSION |  | WASHER TYPE |  | WASHER QUANTITY |  | WASHER MATERIAL |  | WASHER MATERIAL SPECIFICATION |  | THREAD SERIES |  | THREAD PITCH | 2 MM | THREAD DIRECTION |  | HAZARD CLASS |  | CERTIFICATION/STANDARD |  | ADDITIONAL FEATURES | COATING/FINISH:GALVANIZED,MACHINE AUST STD P20 | [31 empty] | PRODUCTION COMPLETED
STP_009 - Lot4 | Data Enrichment | NEN | OK | 21-07-2023 | 03-08-2023 |  | 1382520 | 1382520 | EA | BOLT,ASSY;HEXAGON,THD DIA M16,2 MM |  |  | BOLT,ASSEMBLY;HEAD:HEXAGON,THREAD DIAMETER:M16,THREAD PITCH:2 MM,LENGTH:400 MM,BOLT MATERIAL:GALVANIZED,NUT TYPE:HEXAGON,NUT MATERIAL:GALVANIZED,ADDITIONAL FEATURES EN:MACHINE AUST STD P25 SCM,MNFR:01)ENERGYQLD,PTNO:01)1704081 | 01)ENERGYQLD,01)1704081,HEXAGON,M16,2 MM,400 MM,GALVANIZED,HEXAGON,GALVANIZED,01)MACHINE AUST STD P25 SCM |  |  | ENERGYQLD | ENERGYQLD | 1704081 | [5 empty] | URL NOT FOUND | [10 empty] | CLEANSED | 31161627 Bolt assembly | BOLT | ASSEMBLY | HEAD | HEXAGON | THREAD DIAMETER | M16 | LENGTH | 400 MM | THREAD LENGTH |  | BOLT MATERIAL |  | BOLT MATERIAL SPECIFICATION |  | NUT TYPE | HEXAGON | NUT QUANTITY |  | NUT MATERIAL |  | NUT MATERIAL SPECIFICATION |  | NUT DIMENSION |  | WASHER TYPE |  | WASHER QUANTITY |  | WASHER MATERIAL |  | WASHER MATERIAL SPECIFICATION |  | THREAD SERIES |  | THREAD PITCH | 2 MM | THREAD DIRECTION |  | HAZARD CLASS |  | CERTIFICATION/STANDARD |  | ADDITIONAL FEATURES | COATING/FINISH:GALVANIZED,MACHINE AUST STD P25 SCM | [31 empty] | PRODUCTION COMPLETED
STP_009 - Lot4 | Data Enrichment | NEN | OK | 21-07-2023 | 03-08-2023 |  | 1382556 | 1382556 | EA | BOLT,ASSY;HEXAGON,THD DIA M16,2 MM |  |  | BOLT,ASSEMBLY;HEAD:HEXAGON,THREAD DIAMETER:M16,THREAD PITCH:2 MM,LENGTH:180 MM,THREAD LENGTH:80-100 MM,BOLT MATERIAL:GALVANIZED, NUT TYPE:HEXAGON,NUT MATERIAL:GALVANIZED,ADDITIONAL FEATURES EN:MACHINE ETS 01-02-01 AUST STD P30 SCM,MNFR:01)ENERGYQLD,PTNO:01) 1703921 | 01)ENERGYQLD,01)1703921,HEXAGON,M16,2 MM,180 MM,80-100 MM,GALVANIZED,HEXAGON,GALVANIZED,01)MACHINE ETS 01-02-01 AUST S |  |  | ENERGYQLD | ENERGYQLD | 1703921 | [5 empty] | URL NOT FOUND | [10 empty] | CLEANSED | 31161627 Bolt assembly | BOLT | ASSEMBLY | HEAD | HEXAGON | THREAD DIAMETER | M16 | LENGTH | 180 MM | THREAD LENGTH | 80 TO 100 MM | BOLT MATERIAL |  | BOLT MATERIAL SPECIFICATION |  | NUT TYPE | HEXAGON | NUT QUANTITY |  | NUT MATERIAL |  | NUT MATERIAL SPECIFICATION |  | NUT DIMENSION |  | WASHER TYPE |  | WASHER QUANTITY |  | WASHER MATERIAL |  | WASHER MATERIAL SPECIFICATION |  | THREAD SERIES |  | THREAD PITCH | 2 MM | THREAD DIRECTION |  | HAZARD CLASS |  | CERTIFICATION/STANDARD |  | ADDITIONAL FEATURES | COATING/FINISH:GALVANIZED,MACHINE ETS 01-02-01 AUST STD P30 SCM | [31 empty] | PRODUCTION COMPLETED
STP_009 - Lot4 | Data Enrichment | NEN | OK | 21-07-2023 | 03-08-2023 |  | 1382492 | 1382492 | EA | BOLT,ASSY;HEXAGON,THD DIA M16,2 MM |  |  | BOLT,ASSEMBLY;HEAD:HEXAGON,THREAD DIAMETER:M16,THREAD PITCH:2 MM,LENGTH:120 MM,BOLT MATERIAL:GALVANIZED,NUT TYPE:HEXAGON, ADDITIONAL FEATURES EN:MACHINE AUST STD P50 SCM,MNFR:01)ENERGYQLD,PTNO:01)1703875 | 01)ENERGYQLD,01)1703875,HEXAGON,M16,2 MM,120 MM,GALVANIZED,HEXAGON,01)MACHINE AUST STD P50 SCM |  |  | ENERGYQLD | ENERGYQLD | 1703875 | [5 empty] | URL NOT FOUND | [10 empty] | CLEANSED | 31161627 Bolt assembly | BOLT | ASSEMBLY | HEAD | HEXAGON | THREAD DIAMETER | M16 | LENGTH | 120 MM | THREAD LENGTH |  | BOLT MATERIAL |  | BOLT MATERIAL SPECIFICATION |  | NUT TYPE | HEXAGON | NUT QUANTITY |  | NUT MATERIAL |  | NUT MATERIAL SPECIFICATION |  | NUT DIMENSION |  | WASHER TYPE |  | WASHER QUANTITY |  | WASHER MATERIAL |  | WASHER MATERIAL SPECIFICATION |  | THREAD SERIES |  | THREAD PITCH | 2 MM | THREAD DIRECTION |  | HAZARD CLASS |  | CERTIFICATION/STANDARD |  | ADDITIONAL FEATURES | COATING/FINISH:GALVANIZED,MACHINE AUST STD P50 SCM | [31 empty] | PRODUCTION COMPLETED
STP_009 - Lot4 | Data Enrichment | NEN | OK | 21-07-2023 | 03-08-2023 |  | 1381970 | 1381970 | EA | BOLT,ASSY;HEXAGON,THD DIA M16,2 MM,1 |  |  | BOLT,ASSEMBLY;HEAD:HEXAGON,THREAD DIAMETER:M16,THREAD PITCH:2 MM,LENGTH:240 MM,BOLT MATERIAL:GALVANIZED,NUT TYPE:HEXAGON,NUT QUANTITY:1,NUT MATERIAL:GALVANIZED,ADDITIONAL FEATURES EN:MACHINE AUST STD P25 SCM,MNFR:01)ENERGYQLD,PTNO:01)2400193 | 01)ENERGYQLD,01)2400193,HEXAGON,M16,2 MM,240 MM,GALVANIZED,HEXAGON,GALVANIZED,01)MACHINE AUST STD P25 SCM |  |  | ENERGYQLD | ENERGYQLD | 2400193 | [5 empty] | URL NOT FOUND | [10 empty] | CLEANSED | 31161627 Bolt assembly | BOLT | ASSEMBLY | HEAD | HEXAGON | THREAD DIAMETER | M16 | LENGTH | 240 MM | THREAD LENGTH |  | BOLT MATERIAL |  | BOLT MATERIAL SPECIFICATION |  | NUT TYPE | HEXAGON | NUT QUANTITY | 1 | NUT MATERIAL |  | NUT MATERIAL SPECIFICATION |  | NUT DIMENSION |  | WASHER TYPE |  | WASHER QUANTITY |  | WASHER MATERIAL |  | WASHER MATERIAL SPECIFICATION |  | THREAD SERIES |  | THREAD PITCH | 2 MM | THREAD DIRECTION |  | HAZARD CLASS |  | CERTIFICATION/STANDARD |  | ADDITIONAL FEATURES | COATING/FINISH:GALVANIZED,MACHINE AUST STD P25 SCM | [31 empty] | PRODUCTION COMPLETED
STP_009 - Lot4 | Data Enrichment | NEN | OK | 21-07-2023 | 03-08-2023 |  | 1381982 | 1381982 | EA | BOLT,ASSY;HEXAGON,THD DIA M16,2 MM,1 |  |  | BOLT,ASSEMBLY;HEAD:HEXAGON,THREAD DIAMETER:M16,THREAD PITCH:2 MM,LENGTH:700 MM,BOLT MATERIAL:GALVANIZED,NUT TYPE:HEXAGON,NUT QUANTITY:1,NUT MATERIAL:GALVANIZED,ADDITIONAL FEATURES EN:MACHINE AUST STD P20,MNFR:01)ENERGYQLD,PTNO:01)2400653 | 01)ENERGYQLD,01)2400653,HEXAGON,M16,2 MM,700 MM,GALVANIZED,HEXAGON,GALVANIZED,01)MACHINE AUST STD P20 |  |  | ENERGYQLD | ENERGYQLD | 2400653 | [5 empty] | URL NOT FOUND | [10 empty] | CLEANSED | 31161627 Bolt assembly | BOLT | ASSEMBLY | HEAD | HEXAGON | THREAD DIAMETER | M16 | LENGTH | 700 MM | THREAD LENGTH |  | BOLT MATERIAL |  | BOLT MATERIAL SPECIFICATION |  | NUT TYPE | HEXAGON | NUT QUANTITY | 1 | NUT MATERIAL |  | NUT MATERIAL SPECIFICATION |  | NUT DIMENSION |  | WASHER TYPE |  | WASHER QUANTITY |  | WASHER MATERIAL |  | WASHER MATERIAL SPECIFICATION |  | THREAD SERIES |  | THREAD PITCH | 2 MM | THREAD DIRECTION |  | HAZARD CLASS |  | CERTIFICATION/STANDARD |  | ADDITIONAL FEATURES | COATING/FINISH:GALVANIZED,MACHINE AUST STD P20 | [31 empty] | PRODUCTION COMPLETED
STP_009 - Lot4 | Data Enrichment | NEN | OK | 21-07-2023 | 03-08-2023 |  | 1381993 | 1381993 | EA | BOLT,ASSY;HEXAGON,THD DIA M16,2 MM,1 |  |  | BOLT,ASSEMBLY;HEAD:HEXAGON,THREAD DIAMETER:M16,THREAD PITCH:2 MM,LENGTH:550 MM,BOLT MATERIAL:GALVANIZED,NUT TYPE:HEXAGON,NUT QUANTITY:1,NUT MATERIAL:GALVANIZED,ADDITIONAL FEATURES EN:MACHINE AUST STD P15,MNFR:01)ENERGYQLD,PTNO:01)2400127 | 01)ENERGYQLD,01)2400127,HEXAGON,M16,2 MM,550 MM,GALVANIZED,HEXAGON,GALVANIZED,01)MACHINE AUST STD P15 |  |  | ENERGYQLD | ENERGYQLD | 2400127 | [5 empty] | URL NOT FOUND | [10 empty] | CLEANSED | 31161627 Bolt assembly | BOLT | ASSEMBLY | HEAD | HEXAGON | THREAD DIAMETER | M16 | LENGTH | 550 MM | THREAD LENGTH |  | BOLT MATERIAL |  | BOLT MATERIAL SPECIFICATION |  | NUT TYPE | HEXAGON | NUT QUANTITY | 1 | NUT MATERIAL |  | NUT MATERIAL SPECIFICATION |  | NUT DIMENSION |  | WASHER TYPE |  | WASHER QUANTITY |  | WASHER MATERIAL |  | WASHER MATERIAL SPECIFICATION |  | THREAD SERIES |  | THREAD PITCH | 2 MM | THREAD DIRECTION |  | HAZARD CLASS |  | CERTIFICATION/STANDARD |  | ADDITIONAL FEATURES | COATING/FINISH:GALVANIZED,MACHINE AUST STD P15 | [31 empty] | PRODUCTION COMPLETED
STP_009 - Lot4 | Data Enrichment | NEN | OK | 21-07-2023 | 03-08-2023 |  | 1381995 | 1381995 | EA | BOLT,ASSY;HEXAGON,THD DIA M16,2 MM,1 |  |  | BOLT,ASSEMBLY;HEAD:HEXAGON,THREAD DIAMETER:M16,THREAD PITCH:2 MM,LENGTH:500 MM,BOLT MATERIAL:GALVANIZED,NUT TYPE:HEXAGON,NUT QUANTITY:1,NUT MATERIAL:GALVANIZED,ADDITIONAL FEATURES EN:MACHINE AUST STD P20,MNFR:01)ENERGYQLD,PTNO:01)2400023 | 01)ENERGYQLD,01)2400023,HEXAGON,M16,2 MM,500 MM,GALVANIZED,HEXAGON,GALVANIZED,01)MACHINE AUST STD P20 |  |  | ENERGYQLD | ENERGYQLD | 2400023 | [5 empty] | URL NOT FOUND | [10 empty] | CLEANSED | 31161627 Bolt assembly | BOLT | ASSEMBLY | HEAD | HEXAGON | THREAD DIAMETER | M16 | LENGTH | 500 MM | THREAD LENGTH |  | BOLT MATERIAL |  | BOLT MATERIAL SPECIFICATION |  | NUT TYPE | HEXAGON | NUT QUANTITY | 1 | NUT MATERIAL |  | NUT MATERIAL SPECIFICATION |  | NUT DIMENSION |  | WASHER TYPE |  | WASHER QUANTITY |  | WASHER MATERIAL |  | WASHER MATERIAL SPECIFICATION |  | THREAD SERIES |  | THREAD PITCH | 2 MM | THREAD DIRECTION |  | HAZARD CLASS |  | CERTIFICATION/STANDARD |  | ADDITIONAL FEATURES | COATING/FINISH:GALVANIZED,MACHINE AUST STD P20 | [31 empty] | PRODUCTION COMPLETED
STP_009 - Lot4 | Data Enrichment | NEN | OK | 21-07-2023 | 03-08-2023 |  | 1382515 | 1382515 | EA | BOLT,ASSY;HEXAGON,THD DIA M16,2 MM,1 |  |  | BOLT,ASSEMBLY;HEAD:HEXAGON,THREAD DIAMETER:M16,THREAD PITCH:2 MM,LENGTH:600 MM,BOLT MATERIAL:GALVANIZED,NUT TYPE:HEXAGON,NUT QUANTITY:1,NUT MATERIAL:GALVANIZED,ADDITIONAL FEATURES EN:MACHINE AUST STD P15,MNFR:01)ENERGYQLD,PTNO:01)2400128 | 01)ENERGYQLD,01)2400128,HEXAGON,M16,2 MM,600 MM,GALVANIZED,HEXAGON,GALVANIZED,01)MACHINE AUST STD P15 |  |  | ENERGYQLD | ENERGYQLD | 2400128 | [5 empty] | URL NOT FOUND | [10 empty] | CLEANSED | 31161627 Bolt assembly | BOLT | ASSEMBLY | HEAD | HEXAGON | THREAD DIAMETER | M16 | LENGTH | 600 MM | THREAD LENGTH |  | BOLT MATERIAL |  | BOLT MATERIAL SPECIFICATION |  | NUT TYPE | HEXAGON | NUT QUANTITY | 1 | NUT MATERIAL |  | NUT MATERIAL SPECIFICATION |  | NUT DIMENSION |  | WASHER TYPE |  | WASHER QUANTITY |  | WASHER MATERIAL |  | WASHER MATERIAL SPECIFICATION |  | THREAD SERIES |  | THREAD PITCH | 2 MM | THREAD DIRECTION |  | HAZARD CLASS |  | CERTIFICATION/STANDARD |  | ADDITIONAL FEATURES | COATING/FINISH:GALVANIZED,MACHINE AUST STD P15 | [31 empty] | PRODUCTION COMPLETED
STP_009 - Lot4 | Data Enrichment | NEN | OK | 21-07-2023 | 03-08-2023 |  | 1381965 | 1381965 | EA | BOLT,ASSY;HEXAGON,THD DIA M16,2 MM,2 |  |  | BOLT,ASSEMBLY;HEAD:HEXAGON,THREAD DIAMETER:M16,THREAD PITCH:2 MM,LENGTH:325 MM,BOLT MATERIAL:GALVANIZED,NUT TYPE:HEXAGON,NUT QUANTITY:2,NUT MATERIAL:GALVANIZED,ADDITIONAL FEATURES EN:MACHINE EE,MNFR:01)ENERGYQLD,PTNO:01)2436632 | 01)ENERGYQLD,01)2436632,HEXAGON,M16,2 MM,325 MM,GALVANIZED,HEXAGON,GALVANIZED,01)MACHINE EE |  |  | ENERGYQLD | ENERGYQLD | 2436632 | [5 empty] | URL NOT FOUND | [10 empty] | CLEANSED | 31161627 Bolt assembly | BOLT | ASSEMBLY | HEAD | HEXAGON | THREAD DIAMETER | M16 | LENGTH | 325 MM | THREAD LENGTH |  | BOLT MATERIAL |  | BOLT MATERIAL SPECIFICATION |  | NUT TYPE | HEXAGON | NUT QUANTITY | 2 | NUT MATERIAL |  | NUT MATERIAL SPECIFICATION |  | NUT DIMENSION |  | WASHER TYPE |  | WASHER QUANTITY |  | WASHER MATERIAL |  | WASHER MATERIAL SPECIFICATION |  | THREAD SERIES |  | THREAD PITCH | 2 MM | THREAD DIRECTION |  | HAZARD CLASS |  | CERTIFICATION/STANDARD |  | ADDITIONAL FEATURES | COATING/FINISH:GALVANIZED,TYPE:MACHINE EE | [31 empty] | PRODUCTION COMPLETED
STP_009 - Lot4 | Data Enrichment | NEN | OK | 21-07-2023 | 03-08-2023 |  | 1381997 | 1381997 | EA | BOLT,ASSY;HEXAGON,THD DIA M16,2 MM,30 MM |  |  | BOLT,ASSEMBLY;HEAD:HEXAGON,THREAD DIAMETER:M16,THREAD PITCH:2 MM,LENGTH:30 MM,BOLT MATERIAL:GALVANIZED,NUT TYPE:HEXAGON,NUT QUANTITY:1,NUT MATERIAL:GALVANIZED,ADDITIONAL FEATURES EN:MACHINE AUST STD P100,MNFR:01)ENERGYQLD,PTNO:01)2400019 | 01)ENERGYQLD,01)2400019,HEXAGON,M16,2 MM,30 MM,GALVANIZED,HEXAGON,GALVANIZED,01)MACHINE AUST STD P100 |  |  | ENERGYQLD | ENERGYQLD | 2400019 | [5 empty] | URL NOT FOUND | [10 empty] | CLEANSED | 31161627 Bolt assembly | BOLT | ASSEMBLY | HEAD | HEXAGON | THREAD DIAMETER | M16 | LENGTH | 30 MM | THREAD LENGTH |  | BOLT MATERIAL |  | BOLT MATERIAL SPECIFICATION |  | NUT TYPE | HEXAGON | NUT QUANTITY | 1 | NUT MATERIAL |  | NUT MATERIAL SPECIFICATION |  | NUT DIMENSION |  | WASHER TYPE |  | WASHER QUANTITY |  | WASHER MATERIAL |  | WASHER MATERIAL SPECIFICATION |  | THREAD SERIES |  | THREAD PITCH | 2 MM | THREAD DIRECTION |  | HAZARD CLASS |  | CERTIFICATION/STANDARD |  | ADDITIONAL FEATURES | COATING/FINISH:GALVANIZED,MACHINE AUST STD P100 | [31 empty] | PRODUCTION COMPLETED
STP_009 - Lot4 | Data Enrichment | NEN | OK | 21-07-2023 | 03-08-2023 |  | 1381996 | 1381996 | EA | BOLT,ASSY;HEXAGON,THD DIA M16,2 MM,35 MM |  |  | BOLT,ASSEMBLY;HEAD:HEXAGON,THREAD DIAMETER:M16,THREAD PITCH:2 MM,LENGTH:35 MM,BOLT MATERIAL:GALVANIZED,NUT TYPE:HEXAGON,NUT MATERIAL:GALVANIZED,ADDITIONAL FEATURES EN:MACHINE AUST STD P100,MNFR:01)ENERGYQLD,PTNO:01)1703808 | 01)ENERGYQLD,01)1703808,HEXAGON,M16,2 MM,35 MM,GALVANIZED,HEXAGON,GALVANIZED,01)MACHINE AUST STD P100 |  |  | ENERGYQLD | ENERGYQLD | 1703808 | [5 empty] | URL NOT FOUND | [10 empty] | CLEANSED | 31161627 Bolt assembly | BOLT | ASSEMBLY | HEAD | HEXAGON | THREAD DIAMETER | M16 | LENGTH | 35 MM | THREAD LENGTH |  | BOLT MATERIAL |  | BOLT MATERIAL SPECIFICATION |  | NUT TYPE | HEXAGON | NUT QUANTITY |  | NUT MATERIAL |  | NUT MATERIAL SPECIFICATION |  | NUT DIMENSION |  | WASHER TYPE |  | WASHER QUANTITY |  | WASHER MATERIAL |  | WASHER MATERIAL SPECIFICATION |  | THREAD SERIES |  | THREAD PITCH | 2 MM | THREAD DIRECTION |  | HAZARD CLASS |  | CERTIFICATION/STANDARD |  | ADDITIONAL FEATURES | COATING/FINISH:GALVANIZED,MACHINE AUST STD P100 | [31 empty] | PRODUCTION COMPLETED
STP_009 - Lot4 | Data Enrichment | NEN | OK | 21-07-2023 | 03-08-2023 |  | 1381968 | 1381968 | EA | BOLT,ASSY;HEXAGON,THD DIA M16,2 MM,40 MM |  |  | BOLT,ASSEMBLY;HEAD:HEXAGON,THREAD DIAMETER:M16,THREAD PITCH:2 MM,LENGTH:40 MM,BOLT MATERIAL:GALVANIZED,NUT TYPE:HEXAGON,NUT MATERIAL:GALVANIZED,ADDITIONAL FEATURES EN:MACHINE AUST STD P100 SCM,MNFR:01)ENERGYQLD,PTNO:01)1703816 | 01)ENERGYQLD,01)1703816,HEXAGON,M16,2 MM,40 MM,GALVANIZED,HEXAGON,GALVANIZED,01)MACHINE AUST STD P100 SCM |  |  | ENERGYQLD | ENERGYQLD | 1703816 | [5 empty] | URL NOT FOUND | [10 empty] | CLEANSED | 31161627 Bolt assembly | BOLT | ASSEMBLY | HEAD | HEXAGON | THREAD DIAMETER | M16 | LENGTH | 40 MM | THREAD LENGTH |  | BOLT MATERIAL |  | BOLT MATERIAL SPECIFICATION |  | NUT TYPE | HEXAGON | NUT QUANTITY |  | NUT MATERIAL |  | NUT MATERIAL SPECIFICATION |  | NUT DIMENSION |  | WASHER TYPE |  | WASHER QUANTITY |  | WASHER MATERIAL |  | WASHER MATERIAL SPECIFICATION |  | THREAD SERIES |  | THREAD PITCH | 2 MM | THREAD DIRECTION |  | HAZARD CLASS |  | CERTIFICATION/STANDARD |  | ADDITIONAL FEATURES | COATING/FINISH:GALVANIZED,MACHINE AUST STD P100 SCM | [31 empty] | PRODUCTION COMPLETED
STP_009 - Lot4 | Data Enrichment | NEN | OK | 21-07-2023 | 03-08-2023 |  | 1381994 | 1381994 | EA | BOLT,ASSY;HEXAGON,THD DIA M16,2 MM,50 MM |  |  | BOLT,ASSEMBLY;HEAD:HEXAGON,THREAD DIAMETER:M16,THREAD PITCH:2 MM,LENGTH:50 MM,BOLT MATERIAL:GALVANIZED,NUT TYPE:HEXAGON,NUT MATERIAL:GALVANIZED,ADDITIONAL FEATURES EN:MACHINE AUST STD P100,MNFR:01)ENERGYQLD,PTNO:01)1703818 | 01)ENERGYQLD,01)1703818,HEXAGON,M16,2 MM,50 MM,GALVANIZED,HEXAGON,GALVANIZED,01)MACHINE AUST STD P100 |  |  | ENERGYQLD | ENERGYQLD | 1703818 | [5 empty] | URL NOT FOUND | [10 empty] | CLEANSED | 31161627 Bolt assembly | BOLT | ASSEMBLY | HEAD | HEXAGON | THREAD DIAMETER | M16 | LENGTH | 50 MM | THREAD LENGTH |  | BOLT MATERIAL |  | BOLT MATERIAL SPECIFICATION |  | NUT TYPE | HEXAGON | NUT QUANTITY |  | NUT MATERIAL |  | NUT MATERIAL SPECIFICATION |  | NUT DIMENSION |  | WASHER TYPE |  | WASHER QUANTITY |  | WASHER MATERIAL |  | WASHER MATERIAL SPECIFICATION |  | THREAD SERIES |  | THREAD PITCH | 2 MM | THREAD DIRECTION |  | HAZARD CLASS |  | CERTIFICATION/STANDARD |  | ADDITIONAL FEATURES | COATING/FINISH:GALVANIZED,MACHINE AUST STD P100 | [31 empty] | PRODUCTION COMPLETED
STP_009 - Lot4 | Data Enrichment | NEN | OK | 21-07-2023 | 03-08-2023 |  | 1382269 | 1382269 | EA | BOLT,ASSY;HEXAGON,THD DIA M16,2 MM,55 MM |  |  | BOLT,ASSEMBLY;HEAD:HEXAGON,THREAD DIAMETER:M16,THREAD PITCH:2 MM,LENGTH:55 MM,BOLT MATERIAL:GALVANIZED,NUT TYPE:HEXAGON,NUT QUANTITY:1,NUT MATERIAL:GALVANIZED,ADDITIONAL FEATURES EN:MACHINE TOWER,MNFR:01)ENERGYQLD,PTNO:01)2436210 | 01)ENERGYQLD,01)2436210,HEXAGON,M16,2 MM,55 MM,GALVANIZED,HEXAGON,GALVANIZED,01)MACHINE TOWER |  |  | ENERGYQLD | ENERGYQLD | 2436210 | [5 empty] | URL NOT FOUND | [10 empty] | CLEANSED | 31161627 Bolt assembly | BOLT | ASSEMBLY | HEAD | HEXAGON | THREAD DIAMETER | M16 | LENGTH | 55 MM | THREAD LENGTH |  | BOLT MATERIAL |  | BOLT MATERIAL SPECIFICATION |  | NUT TYPE | HEXAGON | NUT QUANTITY | 1 | NUT MATERIAL |  | NUT MATERIAL SPECIFICATION |  | NUT DIMENSION |  | WASHER TYPE |  | WASHER QUANTITY |  | WASHER MATERIAL |  | WASHER MATERIAL SPECIFICATION |  | THREAD SERIES |  | THREAD PITCH | 2 MM | THREAD DIRECTION |  | HAZARD CLASS |  | CERTIFICATION/STANDARD |  | ADDITIONAL FEATURES | COATING/FINISH:GALVANIZED,TYPE:MACHINE TOWER | [31 empty] | PRODUCTION COMPLETED
STP_009 - Lot4 | Data Enrichment | NEN | OK | 21-07-2023 | 03-08-2023 |  | 1346068 | 1346068 | EA | BODY;FLTR,FLUD, HOUSIN, RETURN,PALL |  |  | BODY;TYPE:FILTER,ADDITIONAL FEATURES EN:FLUID, HOUSIN, RETURN,MNFR:01)PALL,PTNO:01)UR319CC32++40ZB9YR85 | EN_01)FILTER,01)FLUID, HOUSIN, RETURN,01)PALL,01)UR319CC32++40ZB9YR85 |  |  | PALL | PALL | UR319CC32++40ZB9YR85 | [5 empty] | URL NOT FOUND | [10 empty] | CLEANSED | 23153100 Industrial machinery components and accessories | BODY | NO MODIFIER | TYPE | FILTER | SIZE |  | MATERIAL |  | HAZARD CLASS |  | CERTIFICATION/STANDARD |  | ADDITIONAL FEATURES | FLUID,HOUSING,RETURN | [61 empty] | PRODUCTION COMPLETED
STP_009 - Lot4 | Data Enrichment | NEN | OK | 21-07-2023 | 03-08-2023 |  | 1346066 | 1346066 | EA | BODY;FLTR,FLUD, HOUSING, HP CI,PALL |  |  | BODY;TYPE:FILTER,ADDITIONAL FEATURES EN:FLUID, HOUSING, HP CI,MNFR:01)PALL,PTNO:01)HH9900G32KTXB1 | EN_01)FILTER,01)FLUID, HOUSING, HP CI,01)PALL,01)HH9900G32KTXB1 |  |  | PALL | PALL | HH9900G32KTXB1 | [5 empty] | URL NOT FOUND | [10 empty] | CLEANSED | 23153100 Industrial machinery components and accessories | BODY | NO MODIFIER | TYPE | FILTER | SIZE |  | MATERIAL |  | HAZARD CLASS |  | CERTIFICATION/STANDARD |  | ADDITIONAL FEATURES | FLUID,HOUSING,HP CI | [61 empty] | PRODUCTION COMPLETED
STP_009 - Lot4 | Data Enrichment | NEN | OK | 21-07-2023 | 03-08-2023 |  | 1294523 | 1294523 | EA | BODY;GAS BURNER,DUCTILE IRON 600-3 |  |  | BODY;TYPE:GAS BURNER,MATERIAL:DUCTILE IRON 600-3,ADDITIONAL FEATURES EN:MACHINED, TRANE MODEL 424T, ASARCO SHAFT FURNACE,MNFR:01) NORTHERN,PTNO:01)P 726531M,MNFR:02)CRLDWG,PTNO:02)NIBFDWG C-5064,MNFR:03)NORTHERN,PTNO:03)525-6-1364 | EN_01)GAS BURNER,DUCTILE IRON 600-3,01)MACHINED, TRANE MODEL 424T,01)NORTHERN,02)CRLDWG,03)NORTHERN,01)P 726531M,02)NIBFDWG C-5064,03)525-6-1364 |  |  | NORTHERN | NORTHERN | P 726531M |  | CRLDWG | NIBFDWG C-5064 | NORTHERN | 525-6-1364 | URL NOT FOUND |  |  | SHAFT FURNACE | ASARCO,TRANE | 424T | [5 empty] | CLEANSED | 23153100 Industrial machinery components and accessories | BODY | NO MODIFIER | TYPE | GAS BURNER,MACHINED | SIZE |  | MATERIAL | DUCTILE IRON 600-3 | HAZARD CLASS |  | CERTIFICATION/STANDARD |  | ADDITIONAL FEATURES | [62 empty] | PRODUCTION COMPLETED
STP_009 - Lot4 | Data Enrichment | NEN | OK | 21-07-2023 | 03-08-2023 |  | 1286725 | 1286725 | EA | BODY;IN-LN |  |  | BODY;TYPE:INLINE,MNFR:01)CAVA,PTNO:01)B1225-17U-SI-AL | EN_01)INLINE,01)CAVA,01)B1225-17U-SI-AL |  |  | CAVA | CAVA | B1225-17U-SI-AL | [5 empty] | URL NOT FOUND | [10 empty] | CLEANSED | 23153100 Industrial machinery components and accessories | BODY | NO MODIFIER | TYPE | INLINE | SIZE |  | MATERIAL |  | HAZARD CLASS |  | CERTIFICATION/STANDARD |  | ADDITIONAL FEATURES | [62 empty] | PRODUCTION COMPLETED