## Sheet1
Project | Activities | Production User | Production Comments | Start Date | End Date | Remarks | Griha ID | MATNR | MEINS | MAKTX_EN | MAKTX_ES | MAKTX_FR | TEXT_EN | Class_Char_Catted | MFRPN | MFRNR | MFRNR DES | MNFR | PTNO | Verified MNFR from web | MNFR 1 | PTNO 1 | MNFR 2 | PTNO 2 | Reference URL | Reference URL1 | Item Number | Equipment Type | Equipment Manufacturer | Equipment Model | Equipment Serial | DWG | DRAWING VERSION | POS/TAG | Unused Text | Enriched/Cleansed | UNSPSC Ver.23.07 | Noun | Modifier | Attribute Name 1 | Attribute Value 1 | Attribute Name 2 | Attribute Value 2 | Attribute Name 3 | Attribute Value 3 | Attribute Name 4 | Attribute Value 4 | Attribute Name 5 | Attribute Value 5 | Attribute Name 6 | Attribute Value 6 | Attribute Name 7 | Attribute Value 7 | Attribute Name 8 | Attribute Value 8 | Attribute Name 9 | Attribute Value 9 | Attribute Name 10 | Attribute Value 10 | Attribute Name 11 | Attribute Value 11 | Attribute Name 12 | Attribute Value 12 | Attribute Name 13 | Attribute Value 13 | Attribute Name 14 | Attribute Value 14 | Attribute Name 15 | Attribute Value 15 | Attribute Name 16 | Attribute Value 16 | Attribute Name 17 | Attribute Value 17 | Attribute Name 18 | Attribute Value 18 | Attribute Name 19 | Attribute Value 19 | Attribute Name 20 | Attribute Value 20 | Attribute Name 21 | Attribute Value 21 | Attribute Name 22 | Attribute Value 22 | Attribute Name 23 | Attribute Value 23 | Attribute Name 24 | Attribute Value 24 | Attribute Name 25 | Attribute Value 25 | Attribute Name 26 | Attribute Value 26 | Attribute Name 27 | Attribute Value 27 | Attribute Name 28 | Attribute Value 28 | Attribute Name 29 | Attribute Value 29 | Attribute Name 30 | Attribute Value 30 | Attribute Name 31 | Attribute Value 31 | Attribute Name 32 | Attribute Value 32 | Attribute Name 33 | Attribute Value 33 | Attribute Name 34 | Attribute Value 34 | Attribute Name 35 | Attribute Value 35 | Attribute Name 36 | Attribute Value 36 | Remaining_Information | Status
STP_009 - Lot4 | Data Enrichment | RMU | OK | 2023-07-21 | 2023-08-03 |  | 1297064 | 1297064 | EA | ACTUATOR,HYDR;BARL |  |  | ACTUATOR,HYDRAULIC;TYPE:BARREL,ADDITIONAL FEATURES EN:HQ CHUCK ,89919 ISSUE 1 ITEM 1,MNFR:01)LONGYEAR,PTNO:01)3000996 | EN_01)BARREL,01)HQ CHUCK ,89919 ISSUE 1 ITE,01)LONGYEAR,01)3000996 |  |  | LONGYEAR | LONGYEAR | 3000996 | [5 empty] | http://topsa.kz/index.php/blog/jan-2021-011/ |  | 1 | [8 empty] | Enriched | 31251503 Hydraulic actuators | ACTUATOR | HYDRAULIC | TYPE | BARREL, CYLINDER | TRAVEL |  | INLET CONNECTION SIZE |  | INLET CONNECTION TYPE |  | OUTLET CONNECTION SIZE |  | OUTLET CONNECTION TYPE |  | TORQUE RATING |  | PRESSURE RATING |  | TEMPERATURE RATING |  | MATERIAL |  | MOUNTING TYPE |  | HAZARD CLASS |  | CERTIFICATION/STANDARD |  | ADDITIONAL FEATURES | HQ CHUCK, 89919 ISSUE 1 | [45 empty] | Production Completed
STP_009 - Lot4 | Data Enrichment | RMU | OK | 2023-07-21 | 2023-08-03 |  | 1364330 | 1364330 | EA | ACTUATOR,HYDR;BARL,TUBE:SUMMARY |  |  | ACTUATOR,HYDRAULIC;TYPE:BARREL,ADDITIONAL FEATURES EN:TUBE:SUMMARY,MNFR:01)SCHWING,PTNO:01)10153446 | EN_01)BARREL,01)TUBE:SUMMARY,01)SCHWING,01)10153446 |  |  | SCHWING | SCHWING | 10153446 | [5 empty] | https://motto-tr.com/en/schwing-spare-parts/ | [10 empty] | Enriched | 31251503 Hydraulic actuators | ACTUATOR | HYDRAULIC | TYPE | BARREL, CYLINDER TUBE | TRAVEL |  | INLET CONNECTION SIZE |  | INLET CONNECTION TYPE |  | OUTLET CONNECTION SIZE |  | OUTLET CONNECTION TYPE |  | TORQUE RATING |  | PRESSURE RATING |  | TEMPERATURE RATING |  | MATERIAL |  | MOUNTING TYPE |  | HAZARD CLASS |  | CERTIFICATION/STANDARD |  | ADDITIONAL FEATURES | SUMMARY | [45 empty] | Production Completed
STP_009 - Lot4 | Data Enrichment | RMU | OK | 2023-07-21 | 2023-08-03 |  | 1316857 | 1316857 | EA | AIR CONDITIONER;9.5 KW,MHI WHS |  |  | AIR CONDITIONER;POWER RATING:9.5 KW,ADDITIONAL FEATURES EN:MHI WHS,MNFR:01)ACTROL PARTS PTY LTD,PTNO:01)3102079 | 9.5 KW,01)MHI WHS,01)ACTROL PARTS PTY LTD,01)3102079 |  |  | ACTROL PARTS PTY LTD | ACTROL PARTS PTY LTD | 3102079 | [5 empty] | URL NOT FOUND | [10 empty] | Cleansed | 40101701 Air conditioners | AIR CONDITIONER | No Modifier | TYPE |  | BTUH CAPACITY |  | REFRIGERANT TYPE |  | FLOW RATING |  | COOLING METHOD |  | POWER RATING | 9.5 KW | VOLTAGE RATING |  | CURRENT RATING |  | TANK CAPACITY |  | POWER CORD LENGTH |  | CONNECTION TYPE |  | HAZARD CLASS |  | CERTIFICATION/STANDARD |  | ADDITIONAL FEATURES | MHI WHS | [45 empty] | Production Completed
STP_009 - Lot4 | Data Enrichment | RMU | OK | 2023-07-21 | 2023-08-03 |  | 1281764 | 1281764 | EA | AIR CONDITIONER;HEAD UNIT,188 L/S,3.5 KW |  |  | AIR CONDITIONER;TYPE:HEAD UNIT,FLOW RATING:188 L/S,POWER RATING:3.5 KW,VOLTAGE RATING:220-240 V,MNFR:01)BNS REFRIGERATION SERVICES P/L,PTNO:01)FTKS35LVMA | EN_01)HEAD UNIT,188 L/S,3.5 KW,220-240 V,01)BNS REFRIGERATION SERVICES,01)FTKS35LVMA |  |  | BNS REFRIGERATION SERVICES P/L | BNS REFRIGERATION SERVICES P/L | FTKS35LVMA | [5 empty] | https://www.aussieairconditioning.com.au/?id=daikin_3_5_kw_l_series_wall_mounted_inverter_cooling_only_conditioner | [10 empty] | Cleansed | 40101701 Air conditioners | AIR CONDITIONER | No Modifier | TYPE | HEAD UNIT | BTUH CAPACITY |  | REFRIGERANT TYPE | R410A | FLOW RATING | 188 L/S | COOLING METHOD |  | POWER RATING | 3.5 KW | VOLTAGE RATING | 220 TO 240 VAC | CURRENT RATING |  | TANK CAPACITY |  | POWER CORD LENGTH |  | CONNECTION TYPE |  | HAZARD CLASS |  | CERTIFICATION/STANDARD |  | ADDITIONAL FEATURES | [46 empty] | Production Completed
STP_009 - Lot4 | Data Enrichment | RMU | OK | 2023-07-21 | 2023-08-03 |  | 1281956 | 1281956 | EA | AIR CONDITIONER;HIGH WALL SPLIT,415 L/S |  |  | AIR CONDITIONER;TYPE:HIGH WALL SPLIT,FLOW RATING:415 L/S,POWER RATING:9.5 KW,MNFR:01)DAIKIN,PTNO:01)CONS-FTXS95LVMA | EN_01)HIGH WALL SPLIT,415 L/S,9.5 KW,01)DAIKIN,01)CONS-FTXS95LVMA |  |  | DAIKIN | DAIKIN | CONS-FTXS95LVMA | [5 empty] | https://www.airconperth.com/product/9-4kw-daikin-inverter-split-system-l-series-ftxs95lvma/ | [10 empty] | Enriched | 40101701 Air conditioners | AIR CONDITIONER | No Modifier | TYPE | HIGH WALL SPLIT | BTUH CAPACITY |  | REFRIGERANT TYPE | R410A | FLOW RATING | 378/415 L/S | COOLING METHOD | Hermetically sealed swing | POWER RATING | 9.5 KW | VOLTAGE RATING | 220 TO 240 VAC | CURRENT RATING |  | TANK CAPACITY |  | POWER CORD LENGTH |  | CONNECTION TYPE |  | HAZARD CLASS |  | CERTIFICATION/STANDARD |  | ADDITIONAL FEATURES | [46 empty] | Production Completed
STP_009 - Lot4 | Data Enrichment | RMU | OK | 2023-07-21 | 2023-08-03 |  | 1281718 | 1281718 | EA | AIR CONDITIONER;HI-WALL SPLIT SYSTEM |  |  | AIR CONDITIONER;TYPE:HI-WALL SPLIT SYSTEM,REFRIGERANT TYPE:R410A,POWER RATING:8.5 KW,VOLTAGE RATING:220-240 V,MNFR:01)DAVE CLANCY ELECTRICAL,PTNO:01)FTXS85LVMA | EN_01)HI-WALL SPLIT SYSTEM,R410A,8.5 KW,220-240 V,01)DAVE CLANCY ELECTRICAL,01)FTXS85LVMA |  |  | DAVE CLANCY ELECTRICAL | DAVE CLANCY ELECTRICAL | FTXS85LVMA | DAIKIN |  |  |  |  | https://www.airconperth.com/product/8-5kw-daikin-inverter-split-system-l-series-ftxs85lvma/ | [10 empty] | Enriched | 40101701 Air conditioners | AIR CONDITIONER | No Modifier | TYPE | HI-WALL SPLIT SYSTEM | BTUH CAPACITY |  | REFRIGERANT TYPE | R410A | FLOW RATING | 397/402 L/S | COOLING METHOD | Hermetically sealed swing | POWER RATING | 8.5 KW | VOLTAGE RATING | 220 TO 240 VAC | CURRENT RATING |  | TANK CAPACITY |  | POWER CORD LENGTH |  | CONNECTION TYPE |  | HAZARD CLASS |  | CERTIFICATION/STANDARD |  | ADDITIONAL FEATURES | [46 empty] | Production Completed
STP_009 - Lot4 | Data Enrichment | RMU | OK | 2023-07-21 | 2023-08-03 |  | 1281647 | 1281647 | EA | AIR CONDITIONER;REVERSE CYCLE INVERTER |  |  | AIR CONDITIONER;TYPE:REVERSE CYCLE INVERTER,REFRIGERANT TYPE:R410A,FLOW RATING:378-415 L/S,POWER RATING:9.4 KW,VOLTAGE RATING:220- 240 V,MNFR:01)DAIKIN AUSTRALIA PTY LTD,PTNO:01)RXS95LVMA | EN_01)REVERSE CYCLE INVERTER,R410A,378-415 L/S,9.4 KW,220-240 V,01)DAIKIN AUSTRALIA PTY LTD,01)RXS95LVMA |  |  | DAIKIN AUSTRALIA PTY LTD | DAIKIN AUSTRALIA PTY LTD | RXS95LVMA | [5 empty] | https://commercial.daikin.com.au/files/7095_Daikin-L-Series-RC-Brochure_LR.pdf | https://www.aussieairconditioning.com.au/?id=daikin_9_4kw_l_series_wall_mounted_inverter_reverse_cycle_air_conditioner | [9 empty] | Cleansed | 40101701 Air conditioners | AIR CONDITIONER | No Modifier | TYPE | REVERSE CYCLE INVERTER | BTUH CAPACITY |  | REFRIGERANT TYPE | R410A | FLOW RATING | 378/415 L/S | COOLING METHOD |  | POWER RATING | 9.4 KW | VOLTAGE RATING | 220 TO 240 VAC | CURRENT RATING |  | TANK CAPACITY |  | POWER CORD LENGTH |  | CONNECTION TYPE |  | HAZARD CLASS |  | CERTIFICATION/STANDARD |  | ADDITIONAL FEATURES | [46 empty] | Production Completed
STP_009 - Lot4 | Data Enrichment | RMU | OK | 2023-07-21 | 2023-08-03 |  | 1281810 | 1281810 | EA | AIR CONDITIONER;REVERSE CYCLE, ROOM,R32 |  |  | AIR CONDITIONER;TYPE:REVERSE CYCLE, ROOM,REFRIGERANT TYPE:R32,POWER RATING:4 KW,MNFR:01)ACTROL PARTS PTY LTD,PTNO:01)1603409 | EN_01)REVERSE CYCLE, ROOM,R32,4 KW,01)ACTROL PARTS PTY LTD,01)1603409 |  |  | ACTROL PARTS PTY LTD | ACTROL PARTS PTY LTD | 1603409 | [5 empty] | https://www.actrol.com.au/product/teco-r32-room-air-conditioner-reverse-cycle-c-1603409 | [10 empty] | Enriched | 40101701 Air conditioners | AIR CONDITIONER | No Modifier | TYPE | REVERSE CYCLE,ROOM | BTUH CAPACITY |  | REFRIGERANT TYPE | R32 | FLOW RATING |  | COOLING METHOD |  | POWER RATING | 4 KW | VOLTAGE RATING | 240 V | CURRENT RATING | 10 A | TANK CAPACITY |  | POWER CORD LENGTH |  | CONNECTION TYPE |  | HAZARD CLASS |  | CERTIFICATION/STANDARD |  | ADDITIONAL FEATURES | [46 empty] | Production Completed
STP_009 - Lot4 | Data Enrichment | RMU | OK | 2023-07-21 | 2023-08-03 |  | 1281984 | 1281984 | EA | AIR CONDITIONER;REVERSE CYCLE, SPLIT SYS |  |  | AIR CONDITIONER;TYPE:REVERSE CYCLE, SPLIT SYSTEM,FLOW RATING:200 L/S,POWER RATING:3.5 KW,MNFR:01)DAVE CLANCY ELECTRICAL,PTNO:01) RXS35LVMA,MNFR:02)DAIKIN,PTNO:02)FTXS35LVMA/RXS35LVMA,MNFR:03)DAIKIN,PTNO:03)FTXS35LVMA | EN_01)REVERSE CYCLE, SPLIT SYS,200 L/S,3.5 KW,01)DAVE CLANCY ELECTRICAL,02)DAIKIN,03)DAIKIN,01)RXS35LVMA,02)FTXS35LVMA/RXS35LVMA,03)FTXS35LVMA |  |  | DAIKIN | DAVE CLANCY ELECTRICAL | RXS35LVMA | DAIKIN AUSTRALIA PTY LTD | DAIKIN | FTXS35LVMA/RXS35LVMA | DAIKIN | FTXS35LVMA | https://commercial.daikin.com.au/files/7095_Daikin-L-Series-RC-Brochure_LR.pdf | https://www.aussieairconditioning.com.au/?id=daikin_3_5kw_l_series_wall_mounted_inverter_reverse_cycle_air_conditioner | [9 empty] | Enriched | 40101701 Air conditioners | AIR CONDITIONER | No Modifier | TYPE | Reverse Cycle Inverter, SPLIT SYSTEM | BTUH CAPACITY |  | REFRIGERANT TYPE | R410A | FLOW RATING | 188/200 L/S | COOLING METHOD |  | POWER RATING | 3.5 KW | VOLTAGE RATING | 220 TO 240 VAC | CURRENT RATING |  | TANK CAPACITY |  | POWER CORD LENGTH |  | CONNECTION TYPE |  | HAZARD CLASS |  | CERTIFICATION/STANDARD |  | ADDITIONAL FEATURES | [46 empty] | Production Completed
STP_009 - Lot4 | Data Enrichment | RMU | OK | 2023-07-21 | 2023-08-03 |  | 1281661 | 1281661 | EA | AIR CONDITIONER;REVERSE CYCLE, SPLIT SYS |  |  | AIR CONDITIONER;TYPE:REVERSE CYCLE, SPLIT SYSTEM,POWER RATING:2.5 KW,ADDITIONAL FEATURES EN:REFERENCE NO: RXS25LVMA,MNFR:01)DAVE CLANCY ELECTRICAL,PTNO:01)FTXS25LVMA | EN_01)REVERSE CYCLE, SPLIT SYS,2.5 KW,01)REFERENCE NO: RXS25LVMA,01)DAVE CLANCY ELECTRICAL,01)FTXS25LVMA |  |  | DAVE CLANCY ELECTRICAL | DAVE CLANCY ELECTRICAL | FTXS25LVMA | DAIKIN | DAIKIN | RXS25LVMA |  |  | https://hewitttradeservices.com.au/products/daikin-l-series-ftxs25lvma/ | [10 empty] | Enriched | 40101701 Air conditioners | AIR CONDITIONER | No Modifier | TYPE | REVERSE CYCLE,SPLIT SYSTEM | BTUH CAPACITY |  | REFRIGERANT TYPE | R410A | FLOW RATING | 177/192 L/S | COOLING METHOD |  | POWER RATING | 2.5 KW | VOLTAGE RATING | 220 TO 240 VAC | CURRENT RATING |  | TANK CAPACITY |  | POWER CORD LENGTH |  | CONNECTION TYPE |  | HAZARD CLASS |  | CERTIFICATION/STANDARD |  | ADDITIONAL FEATURES | [46 empty] | Production Completed
STP_009 - Lot4 | Data Enrichment | RMU | OK | 2023-07-21 | 2023-08-03 |  | 1281823 | 1281823 | EA | AIR CONDITIONER;ROOM, REVERSE CYCLE,R32 |  |  | AIR CONDITIONER;TYPE:ROOM, REVERSE CYCLE,REFRIGERANT TYPE:R32,POWER RATING:6.01-6.68 KW,VOLTAGE RATING:240 V,CURRENT RATING:15 A, MNFR:01)ACTROL PARTS PTY LTD,PTNO:01)1603406 | EN_01)ROOM, REVERSE CYCLE,R32,6.01-6.68 KW,240 V,15 A,01)ACTROL PARTS PTY LTD,01)1603406 |  |  | ACTROL PARTS PTY LTD | ACTROL PARTS PTY LTD | 1603406 | [5 empty] | https://www.reece.com.au/product/teco-r32-room-air-conditioner-reverse-cycle-c-1603406 | [10 empty] | Cleansed | 40101701 Air conditioners | AIR CONDITIONER | No Modifier | TYPE | REVERSE CYCLE,ROOM | BTUH CAPACITY |  | REFRIGERANT TYPE | R32 | FLOW RATING |  | COOLING METHOD |  | POWER RATING | 6.01 TO 6.68 KW | VOLTAGE RATING | 240 V | CURRENT RATING | 15 A | TANK CAPACITY |  | POWER CORD LENGTH |  | CONNECTION TYPE |  | HAZARD CLASS |  | CERTIFICATION/STANDARD |  | ADDITIONAL FEATURES | [46 empty] | Production Completed
STP_009 - Lot4 | Data Enrichment | RMU | OK | 2023-07-21 | 2023-08-03 |  | 1281614 | 1281614 | EA | AIR CONDITIONER;SPLIT SYSTEM,R410A |  |  | AIR CONDITIONER;TYPE:SPLIT SYSTEM,REFRIGERANT TYPE:R410A,FLOW RATING:378/415 L/S,COOLING METHOD:HERMETICALLY SEALED SWING,POWER RATING:2.88/3.22 KW,VOLTAGE RATING:220-240 V,MNFR:01)DAIKIN AUSTRALIA PTY LTD,PTNO:01)FTXS95LVMA | EN_01)SPLIT SYSTEM,R410A,378/415 L/S,HERMETICALLY SEALED SWING,2.88/3.22 KW,220-240 V,01)DAIKIN AUSTRALIA PTY LTD,01)FTXS95LVMA |  |  | DAIKIN AUSTRALIA PTY LTD | DAIKIN AUSTRALIA PTY LTD | FTXS95LVMA | [5 empty] | https://www.airconperth.com/product/9-4kw-daikin-inverter-split-system-l-series-ftxs95lvma/ | [10 empty] | Enriched | 40101701 Air conditioners | AIR CONDITIONER | No Modifier | TYPE | SPLIT SYSTEM | BTUH CAPACITY |  | REFRIGERANT TYPE | R410A | FLOW RATING | 378/415 L/S | COOLING METHOD | HERMETICALLY SEALED SWING | POWER RATING | 2.88/3.22 KW | VOLTAGE RATING | 220 TO 240 VAC | CURRENT RATING |  | TANK CAPACITY |  | POWER CORD LENGTH |  | CONNECTION TYPE |  | HAZARD CLASS |  | CERTIFICATION/STANDARD |  | ADDITIONAL FEATURES | [46 empty] | Production Completed
STP_009 - Lot4 | Data Enrichment | RMU | OK | 2023-07-21 | 2023-08-03 |  | 1345286 | 1345286 | EA | ALARM;SUIT PLATFORM,GETMAN,594140 |  |  | ALARM;ADDITIONAL FEATURES EN:SUIT PLATFORM,MNFR:01)GETMAN,PTNO:01)594140 | 01)SUIT PLATFORM,01)GETMAN,01)594140 |  |  | GETMAN | GETMAN | 594140 | [5 empty] | URL NOT FOUND | [10 empty] | Cleansed | 46171600 Surveillance and detection equipment | ALARM | No Modifier | TYPE |  | SOUND INTENSITY |  | ALARM TONE |  | VOLTAGE RATING |  | CURRENT RATING |  | SIZE |  | MATERIAL |  | COATING/FINISH |  | MOUNTING |  | ENCLOSURE |  | TEMPERATURE RATING |  | HAZARD CLASS |  | CERTIFICATION/STANDARD |  | ADDITIONAL FEATURES | FOR PLATFORM | [45 empty] | Production Completed
STP_009 - Lot4 | Data Enrichment | RMU | OK | 2023-07-21 | 2023-08-03 |  | 1298588 | 1298588 | EA | ALARM;TEL,LOUD,WATERPROOF,TTS,BEDLAM |  |  | ALARM;TYPE:TELEPHONE,ALARM TONE:LOUD,ENCLOSURE:WATERPROOF,ADDITIONAL FEATURES EN:CALLER, MINIMUM ORDER QTY 10 EACH,MNFR:01)TTS, PTNO:01)BEDLAM | EN_01)TELEPHONE,LOUD,WATERPROOF,01)CALLER, MINIMUM ORDER QTY 1,01)TTS,01)BEDLAM |  |  | TTS | TTS | BEDLAM | Hosiden Besson Ltd |  |  |  |  | https://hbl.co.uk/app/uploads/2022/07/Bedlam-Loud-Tonecaller-Datasheet-Issue-2.pdf | [10 empty] | Enriched | 46171600 Surveillance and detection equipment | ALARM | No Modifier | TYPE | TELEPHONE | SOUND INTENSITY | 85 TO 105 DBA | ALARM TONE | LOUD | VOLTAGE RATING | 60 TO 100 VAC | CURRENT RATING |  | SIZE |  | MATERIAL |  | COATING/FINISH |  | MOUNTING |  | ENCLOSURE | WATERPROOF | TEMPERATURE RATING |  | HAZARD CLASS |  | CERTIFICATION/STANDARD |  | ADDITIONAL FEATURES | MINIMUM ORDER QTY 10 EACH | [45 empty] | Production Completed
STP_009 - Lot4 | Data Enrichment | RMU | ok | 2023-07-21 | 2023-08-03 |  | 1215038 | 1215038 | EA | ASSEMBLY;BLOWPIPE,HANDPIECE,COMET 3 | ENSAMBLE; | ASSEMBLAGE; | ASSEMBLY;ADDITIONAL FEATURES EN:BLOWPIPE,HANDPIECE,COMET 3,MNFR:BOC LIMITED,PTNO:304001 | 01)BLOWPIPE,HANDPIECE,COMET 3,01)BOC LIMITED,01)304001 | 304001 | 1068135 | BOC LIMITED | BOC LIMITED | 304001 | [5 empty] | https://www.weld.com.au/product/comet-3-blowpipe/ | [10 empty] | Cleansed | 23153100 Industrial machinery components and accessories | ASSEMBLY | No Modifier | TYPE | BLOWPIPE,HANDPIECE,COMET 3 | ADDITIONAL FEATURES | [70 empty] | Production Completed
STP_009 - Lot4 | Data Enrichment | RMU | OK | 2023-07-21 | 2023-08-03 |  | 1361682 | 1361682 | EA | ASSEMBLY;COMP&CLUTCH,F/A/C,PT:QMK512818 | ENSAMBLE; | ASSEMBLAGE; | ASSEMBLY;TYPE:COMP&CLUTCH,ADDITIONAL FEATURES EN:F/A/C,PT:QMK512818,MNFR:FUS0 | EN_01)COMP&CLUTCH,01)F/A/C,PT:QMK512818,02)MNFR:FUS0,01)RGM MAINTENANCE PTY LTD,01)QMK512818 |  |  | FUS0 | FUS0 | QMK512818 | [5 empty] | URL NOT FOUND | [10 empty] | Cleansed | 23153100 Industrial machinery components and accessories | ASSEMBLY | No Modifier | TYPE | COMP&CLUTCH | ADDITIONAL FEATURES | F/A/C | [68 empty] | PT:QMK512818 | Production Completed
STP_009 - Lot4 | Data Enrichment | RMU | OK | 2023-07-21 | 2023-08-03 |  | 1383490 | 1383490 | EA | ASSEMBLY;EVAP |  |  | ASSEMBLY;TYPE:EVAPORATOR,MNFR:01)BNS REFRIGERATION SERVICES P/L,PTNO:01)BRESP-D10126 | EN_01)EVAPORATOR,01)BNS REFRIGERATION SERVICES,01)BRESP-D10126 |  |  | BNS REFRIGERATION SERVICES P/L | BNS REFRIGERATION SERVICES P/L | BRESP-D10126 | [5 empty] | https://spareparts.comcater.com.au/spare-part/BRESP-D10126 | [10 empty] | Cleansed | 40101700 Cooling equipment and parts and accessories | EVAPORATOR | NO MODIFIER | TYPE |  | CAPACITY |  | FLOW RATING |  | NUMBER OF STAGES |  | MATERIAL |  | SIZE |  | HAZARD CLASS |  | CERTIFICATION/STANDARD |  | ADDITIONAL FEATURES | ASSEMBLY | [55 empty] | Production Completed
STP_009 - Lot4 | Data Enrichment | RMU | OK | 2023-07-21 | 2023-08-03 |  | 1215147 | 1215147 | EA | ASSEMBLY;FLTR,BACTERIA,CPAP,DSPBLE | ENSAMBLE; | ASSEMBLAGE; | ASSEMBLY;ADDITIONAL FEATURES EN:FILTER,BACTERIA,CPAP,DISPOSABLE,MNFR:BOC LIMITED,PTNO:RJVKB6EA | 01)FILTER,BACTERIA,CPAP,DISPOS,01)BOC LIMITED,01)RJVKB6EA | RJVKB6EA | 1068135 | BOC LIMITED | BOC LIMITED | RJVKB6EA | [5 empty] | https://www.boc.com.au/shop/en/au/bacteria-filter-disposable-pack-of-1-rjvkb6ea?gclid=CjwKCAjw_JuGBhBkEiwA1xmbRfo_Qiez_ls4TcpKFxA_bIeHhK91ycBw6XCxExLw4MjbT2f7Wfsh3BoC-XEQAvD_BwE | [10 empty] | Enriched | 40161500 Filters | FILTER | NO MODIFIER | TYPE | Bacteria, DISPOSABLE | FILTER RATING |  | PORT SIZE |  | SIZE | 19.5 TO 22 ID X 22 TO 25.5 OD MM | MATERIAL | polypropylene | PRESSURE RATING |  | FLOW RATING |  | TEMPERATURE RATING |  | HAZARD CLASS |  | CERTIFICATION/STANDARD |  | ADDITIONAL FEATURES | assembly, FOR CPAP machines | [51 empty] | Production Completed
STP_009 - Lot4 | Data Enrichment | RMU | OK | 2023-07-21 | 2023-08-03 |  | 1215172 | 1215172 | EA | ASSEMBLY;HIGH PURITY,N,MCP15 | ENSAMBLE; | ASSEMBLAGE; | ASSEMBLY;ADDITIONAL FEATURES EN:HIGH PURITY,NITROGEN,MCP15,MNFR:BOC LIMITED,PTNO:034MCP15 | 01)HIGH PURITY,NITROGEN,MCP15,01)BOC LIMITED,01)034MCP15 | 034MCP15 | 1068135 | BOC LIMITED | BOC LIMITED | 034MCP15 | [5 empty] | https://www.boc.com.au/shop/en/au/high-purity-nitrogen-mcp15-bundle-034mcp15 | [10 empty] | Enriched | 12142100 Industrial use gases | GAS | INDUSTRIAL | TYPE | HIGH PURITY,NITROGEN | CONCENTRATION/PURITY |  | PACK SIZE |  | PACK TYPE | MULTIPLE CYLINDER ASSEMBLY | APPEARANCE |  | MSDS/CAS NUMBER |  | SHELF LIFE |  | HAZARD CLASS |  | CERTIFICATION/STANDARD |  | ADDITIONAL FEATURES | [54 empty] | Production Completed
STP_009 - Lot4 | Data Enrichment | RMU | OK | 2023-07-21 | 2023-08-03 |  | 1215199 | 1215199 | EA | ASSEMBLY;INSULTR,K4 | ENSAMBLE; | ASSEMBLAGE; | ASSEMBLY;ADDITIONAL FEATURES EN:INSULATOR,K4,MNFR:BOC LIMITED,PTNO:4001-04 | 01)INSULATOR,K4,01)BOC LIMITED,01)4001-04 | 4001-04 | 1068135 | BOC LIMITED | BOC LIMITED | 4001-04 | [5 empty] | https://www.boc.co.nz/wcsstore/NZ_BOC_Industrial_Ntl_Store/pdf/en_NZ/Essentials%20Guide%20NZ%202019%20Web%20v2.pdf | [10 empty] | Cleansed | 30140000 Insulation | INSULATOR | NO MODIFIER | TYPE |  | VOLTAGE RATING |  | CURRENT RATING |  | END CONNECTION |  | MOUNTING TYPE |  | MATERIAL |  | HAZARD CLASS |  | CERTIFICATION/STANDARD |  | ADDITIONAL FEATURES | ASSEMBLY, REF: K4 | [55 empty] | Production Completed
STP_009 - Lot4 | Data Enrichment | RMU | OK | 2023-07-21 | 2023-08-03 |  | 1215170 | 1215170 | EA | ASSEMBLY;NITROGEN PACK,MCP15 | ENSAMBLE; | ASSEMBLAGE; | ASSEMBLY;ADDITIONAL FEATURES EN:NITROGEN PACK,MCP15,MNFR:BOC LIMITED,PTNO:032MCP15 | 01)NITROGEN PACK,MCP15,01)BOC LIMITED,01)032MCP15 | 032MCP15 | 1068135 | BOC LIMITED | BOC LIMITED | 032MCP15 | [5 empty] | https://www.boc.com.au/shop/en/au/nitrogen--industrial-grade--compressed-032-pk | [10 empty] | Enriched | 12142100 Industrial use gases | GAS | INDUSTRIAL | TYPE | NITROGEN, Compressed | CONCENTRATION/PURITY |  | PACK SIZE |  | PACK TYPE | MULTIPLE CYLINDER ASSEMBLY | APPEARANCE |  | MSDS/CAS NUMBER |  | SHELF LIFE |  | HAZARD CLASS |  | CERTIFICATION/STANDARD |  | ADDITIONAL FEATURES | [54 empty] | Production Completed
STP_009 - Lot4 | Data Enrichment | RMU | OK | 2023-07-21 | 2023-08-03 |  | 1297868 | 1297868 | EA | COLLAR;FLANGE THRUST,NETZSCH,839199 |  |  | COLLAR;TYPE:FLANGE THRUST,MNFR:01)NETZSCH,PTNO:01)839199 | FLANGE THRUST,01)NETZSCH,01)839199 |  |  | NETZSCH | NETZSCH | 839199 | [5 empty] | URL NOT FOUND | [10 empty] | Cleansed | 31162800 Miscellaneous hardware | COLLAR | THRUST | TYPE | FLANGE | SIZE |  | MATERIAL |  | CONNECTION |  | CERTIFICATION/STANDARD |  | ADDITIONAL FEATURES | [62 empty] | Production Completed
STP_009 - Lot4 | Data Enrichment | RMU | OK | 2023-07-21 | 2023-08-03 |  | 1297045 | 1297045 | EA | COLLAR;FLEXIBLE, MULTI DISC COUPLING |  |  | COLLAR;TYPE:FLEXIBLE, MULTI DISC COUPLING,ADDITIONAL FEATURES EN:29 IN, FLUID,MNFR:01)VOITH,PTNO:01)TGB034206 | FLEXIBLE, MULTI DISC COUPLING,01)29 IN, FLUID,01)VOITH,01)TGB034206 |  |  | VOITH | VOITH | TGB034206 | [5 empty] | URL NOT FOUND | [10 empty] | Cleansed | 31162800 Miscellaneous hardware | COLLAR | No Modifier | TYPE | FLEXIBLE | INSIDE DIAMETER |  | OUTSIDE DIAMETER | 29 IN | THICKNESS |  | MATERIAL |  | HAZARD CLASS |  | CERTIFICATION/STANDARD |  | ADDITIONAL FEATURES | FOR 29 IN MULTI DISC FLUID COUPLING | [57 empty] | Production Completed
STP_009 - Lot4 | Data Enrichment | RMU | OK | 2023-07-21 | 2023-08-03 |  | 1283565 | 1283565 | EA | HARNESS;DELTA NOMEX |  |  | HARNESS;TYPE:DELTA NOMEX,MNFR:01)ATOMSUP,PTNO:01)31060611 | DELTA NOMEX,01)ATOMSUP,01)31060611 |  |  | ATOM SUPPLY | ATOMSUP | 31060611 | [5 empty] | https://www.atom.com.au/delta-nomex-welders-320-body-harness-320deltanomex | [10 empty] | Enriched | 46182306 Safety harnesses or belts | HARNESS | SAFETY | TYPE | DELTA NOMEX | SIZE | XL | MATERIAL |  | CAPACITY |  | COLOUR |  | HAZARD CLASS |  | CERTIFICATION/STANDARD | AS/NZS 1891.1 | ADDITIONAL FEATURES | [58 empty] | Production Completed
STP_009 - Lot4 | Data Enrichment | RMU | OK | 2023-07-21 | 2023-08-03 |  | 1283322 | 1283322 | EA | HARNESS;TRAUMA SUSPENSION |  |  | HARNESS;TYPE:TRAUMA SUSPENSION,MNFR:01)BULLIVANTS PTY LTD,PTNO:01)1129006 | TRAUMA SUSPENSION,01)BULLIVANTS PTY LTD,01)1129006 |  |  | BULLIVANTS PTY LTD | BULLIVANTS PTY LTD | 1129006 | [5 empty] | URL NOT FOUND | [10 empty] | Cleansed |  | HARNESS | No Modifier | TYPE | TRAUMA SUSPENSION | SIZE |  | MATERIAL |  | HAZARD CLASS |  | CERTIFICATION/STANDARD |  | ADDITIONAL FEATURES | [62 empty] | Production Completed
STP_009 - Lot4 | Data Enrichment | RMU | OK | 2023-07-21 | 2023-08-03 |  | 1281060 | 1281060 | EA | HARNESS,SAFTY;CONFINED SPACE,SMALL,GREY |  |  | HARNESS,SAFETY;TYPE:CONFINED SPACE,SIZE:SMALL,COLOUR:GREY,ADDITIONAL FEATURES EN:623S2018 DBI-SALA EXOFIT NEX,MNFR:01)ALNCSAFE, PTNO:01)3M 70007929378 | EN_01)CONFINED SPACE,SMALL,GREY,01)623S2018 DBI-SALA EXOFIT NE,01)ALNCSAFE,01)3M 70007929378 |  |  | ALNCSAFE | ALNCSAFE | 70007929378 | 3M | 3M | 623S2018 |  |  | https://www.3m.com.au/3M/en_AU/p/d/v000306362/ | https://www.blackwoods.com.au/fall-protection/harnesses-lanyards/exofit-nex-confined-space-harness/harness-c-space-nex-623s2018-s/p/09976661 | [9 empty] | Enriched | 46182306 Safety harnesses or belts | HARNESS | SAFETY | TYPE | CONFINED SPACE | SIZE | S | MATERIAL | Polyster | CAPACITY | 136 KG | COLOUR | GREY | HAZARD CLASS |  | CERTIFICATION/STANDARD | AS/NZS 1891 | ADDITIONAL FEATURES | BRAND NAME: DBI-SALA, EXOFIT NEX | [57 empty] | Production Completed
STP_009 - Lot4 | Data Enrichment | RMU | OK, SERIES MATCH | 2023-07-21 | 2023-08-03 |  | 1280749 | 1280749 | EA | HARNESS,SAFTY;FULL BODY |  |  | HARNESS,SAFETY;TYPE:FULL BODY,ADDITIONAL FEATURES EN:STD ERGO CW REAR D SHOULDER AND LEG,MNFR:01)BULLIVANTS PTY LTD,PTNO:01)WFBH- 1-P-L-MF-1100 | EN_01)FULL BODY,01)STD ERGO CW REAR D SHOULDER,01)BULLIVANTS PTY LTD,01)WFBH-1-P-L-MF-1100 |  |  | BULLIVANTS PTY LTD | BULLIVANTS PTY LTD | WFBH- 1-P-L-MF-1100 | [5 empty] | https://www.safemaster.net.au/products/zero-personal-protection-equipment/harnesses/1100-ergo-spanset-full-body-fall-arrest-harness/ | [10 empty] | Enriched | 46182306 Safety harnesses or belts | HARNESS | SAFETY | TYPE | FULL BODY | SIZE |  | MATERIAL | High Tensile Polyester Webbing | CAPACITY | 160 KG | COLOUR |  | HAZARD CLASS |  | CERTIFICATION/STANDARD | AS/NZS 1891.1:2007 | ADDITIONAL FEATURES | STD ERGO, C/W REAR D SHOULDER AND LEG | [57 empty] | Production Completed
STP_009 - Lot4 | Data Enrichment | RMU | OK | 2023-07-21 | 2023-08-03 |  | 1281038 | 1281038 | EA | HARNESS,SAFTY;FULL BODY,L,T |  |  | HARNESS,SAFETY;TYPE:FULL BODY,SIZE:L,ADDITIONAL FEATURES EN:WITH SS FITTINGS, EXO FIT CROSS-OVER, DORSAL EX,T,MNFR:01)BULLIVANTS PTY LTD,PTNO:01)WFBH-2-P-L-613L1021 | EN_01)FULL BODY,L,01)WITH SS FITTINGS, EXO FIT C,02)T,01)BULLIVANTS PTY LTD,01)WFBH-2-P-L-613L1021 |  |  | BULLIVANTS PTY LTD | BULLIVANTS PTY LTD | WFBH-2-P-L-613L1021 | [5 empty] | URL NOT FOUND | [10 empty] | Cleansed | 46182306 Safety harnesses or belts | HARNESS | SAFETY | TYPE | FULL BODY | SIZE | L | MATERIAL |  | CAPACITY |  | COLOUR |  | HAZARD CLASS |  | CERTIFICATION/STANDARD |  | ADDITIONAL FEATURES | C/W STANLESS STEEL FITTINGS, EXO FIT CROSS-OVER, DORSAL EXT | [57 empty] | Production Completed
STP_009 - Lot4 | Data Enrichment | RMU | OK | 2023-07-21 | 2023-08-03 |  | 1280790 | 1280790 | EA | HARNESS,SAFTY;FULL BODY,STD ERGO CW |  |  | HARNESS,SAFETY;TYPE:FULL BODY,ADDITIONAL FEATURES EN:STD ERGO CW,MNFR:01)BULLIVANTS PTY LTD,PTNO:01)WFBH-3-P-L-603XL1020 | EN_01)FULL BODY,01)STD ERGO CW,01)BULLIVANTS PTY LTD,01)WFBH-3-P-L-603XL1020 |  |  | BULLIVANTS PTY LTD | BULLIVANTS PTY LTD | WFBH-3-P-L-603XL1020 | [5 empty] | URL NOT FOUND | [10 empty] | Cleansed | 46182306 Safety harnesses or belts | HARNESS | SAFETY | TYPE | FULL BODY | SIZE |  | MATERIAL |  | CAPACITY |  | COLOUR |  | HAZARD CLASS |  | CERTIFICATION/STANDARD |  | ADDITIONAL FEATURES | STD ERGO | [57 empty] | Production Completed
STP_009 - Lot4 | Data Enrichment | RMU | OK | 2023-07-21 | 2023-08-03 |  | 1281042 | 1281042 | EA | HARNESS,SAFTY;FULL BODY,XL |  |  | HARNESS,SAFETY;TYPE:FULL BODY,SIZE:XL,ADDITIONAL FEATURES EN:WITH SS FITTINGS, EXO FIT CROSS-OVER, DORSAL EX,MNFR:01)BULLIVANTS PTY LTD,PTNO:01)WFBH-2-P-L-613XL1021 | EN_01)FULL BODY,XL,01)WITH SS FITTINGS, EXO FIT C,01)BULLIVANTS PTY LTD,01)WFBH-2-P-L-613XL1021 |  |  | BULLIVANTS PTY LTD | BULLIVANTS PTY LTD | WFBH-2-P-L-613XL1021 | [5 empty] | URL NOT FOUND | [10 empty] | Cleansed | 46182306 Safety harnesses or belts | HARNESS | SAFETY | TYPE | FULL BODY | SIZE | XL | MATERIAL |  | CAPACITY |  | COLOUR |  | HAZARD CLASS |  | CERTIFICATION/STANDARD |  | ADDITIONAL FEATURES | C/W STANLESS STEEL FITTINGS, EXO FIT CROSS-OVER, DORSAL EX | [57 empty] | Production Completed
STP_009 - Lot4 | Data Enrichment | RMU | OK | 2023-07-21 | 2023-08-03 |  | 1229759 | 1229759 | EA | HARNESS,SAFTY;INDL,OBSOLETE - F,SALA |  |  | HARNESS,SAFETY;TYPE:INDUSTRIAL,ADDITIONAL FEATURES EN:OBSOLETE - F,MNFR:01)SALA,PTNO:01)E302M0816 | EN_01)INDUSTRIAL,01)OBSOLETE - F,01)SALA,01)E302M0816 |  |  | SALA | SALA | E302M0816 | [5 empty] | URL NOT FOUND | [10 empty] | Cleansed | 46182306 Safety harnesses or belts | HARNESS | SAFETY | TYPE | INDUSTRIAL | SIZE |  | MATERIAL |  | CAPACITY |  | COLOUR |  | HAZARD CLASS |  | CERTIFICATION/STANDARD |  | ADDITIONAL FEATURES | OBSOLETE - F | [57 empty] | Production Completed
STP_009 - Lot4 | Data Enrichment | RMU | OK | 2023-07-21 | 2023-08-03 |  | 1280957 | 1280957 | EA | HARNESS,SAFTY;L,C/W 3M TRAUMA STRAPS |  |  | HARNESS,SAFETY;SIZE:L,ADDITIONAL FEATURES EN:C/W 3M TRAUMA STRAPS,MNFR:01)ALLIANCE SAFETY EQUIPMENT P/L,PTNO:01)AB123KIT - LARGE | L,01)C/W 3M TRAUMA STRAPS,01)ALLIANCE SAFETY EQUIPMENT P,01)AB123KIT - LARGE |  |  | ALLIANCE SAFETY EQUIPMENT P/L | ALLIANCE SAFETY EQUIPMENT P/L | AB123KIT - LARGE | [5 empty] | URL NOT FOUND | [10 empty] | Cleansed | 46182306 Safety harnesses or belts | HARNESS | SAFETY | TYPE |  | SIZE | L | MATERIAL |  | CAPACITY |  | COLOUR |  | HAZARD CLASS |  | CERTIFICATION/STANDARD |  | ADDITIONAL FEATURES | C/W 3M TRAUMA STRAPS | [57 empty] | Production Completed
STP_009 - Lot4 | Data Enrichment | RMU | OK | 2023-07-21 | 2023-08-03 |  | 1280690 | 1280690 | EA | HARNESS,SAFTY;M |  |  | HARNESS,SAFETY;SIZE:M,ADDITIONAL FEATURES EN:HARNESSES C/W 3M TRAUMA STRAPS,MNFR:01)ALLIANCE SAFETY EQUIPMENT P/L,PTNO:01) AB123KIT | M,01)HARNESSES C/W 3M TRAUMA STR,01)ALLIANCE SAFETY EQUIPMENT P,01)AB123KIT |  |  | ALLIANCE SAFETY EQUIPMENT P/L | ALLIANCE SAFETY EQUIPMENT P/L | AB123KIT | [5 empty] | URL NOT FOUND | [10 empty] | Cleansed | 46182306 Safety harnesses or belts | HARNESS | SAFETY | TYPE |  | SIZE | M | MATERIAL |  | CAPACITY |  | COLOUR |  | HAZARD CLASS |  | CERTIFICATION/STANDARD |  | ADDITIONAL FEATURES | C/W 3M TRAUMA STRAPS | [57 empty] | Production Completed
STP_009 - Lot4 | Data Enrichment | RMU | OK | 2023-07-21 | 2023-08-03 |  | 1280826 | 1280826 | EA | HARNESS,SAFTY;SELF RESCUE SYSTEM, LIFELI |  |  | HARNESS,SAFETY;TYPE:SELF RESCUE SYSTEM, LIFELINE ROPE,SIZE:WD 7 X LG 19 X DP 2-1/2 IN,MATERIAL:ROPE TECHNORA 12 STRAND BRAIDED, CAPACITY:59-141 KG,COLOUR:BLUE,CERTIFICATION/STANDARD:ANSI Z359.4, OSHA 1926.502,MNFR:01)ALNCSAFE,PTNO:01)70007650362 | EN_01)SELF RESCUE SYSTEM, LIFE,WD 7 X LG 19 X DP 2-1/2 IN,EN_01)ROPE TECHNORA 12 STRAND,59-141 KG,BLUE,EN_01)ANSI Z359.4, OSHA 1926.5,01)ALNCSAFE,01)70007650362 |  |  | ALNCSAFE | ALNCSAFE | 70007650362 | 3M |  |  |  |  | https://www.3m.com/3M/en_US/p/d/v000359600/ | https://www.blackwoods.com.au/fall-protection/fall-arrestors-lifelines/3m-dbi-sala-self-rescue/3m-dbi-sala-3320030-self-rescue-device-15m-blue/p/00113258 | [9 empty] | Cleansed | 46182306 Safety harnesses or belts | HARNESS | SAFETY | TYPE | SELF RESCUE SYSTEM, LIFELINE ROPE | SIZE | WD 7 X LG 19 X DP 2-1/2 IN | MATERIAL | ROPE TECHNORA 12 STRAND BRAIDED | CAPACITY | 59 TO 141 KG | COLOUR | BLUE | HAZARD CLASS |  | CERTIFICATION/STANDARD | ANSI Z359.4,OSHA 1926.502 | ADDITIONAL FEATURES | [58 empty] | Production Completed
STP_009 - Lot4 | Data Enrichment | RMU | OK | 2023-07-21 | 2023-08-03 |  | 1280800 | 1280800 | EA | HARNESS,SAFTY;WELDERS,L,136 KG |  |  | HARNESS,SAFETY;TYPE:WELDERS,SIZE:L,CAPACITY:136 KG,MNFR:01)ALLIANCE SAFETY EQUIPMENT P/L,PTNO:01)3M 70804400797 | EN_01)WELDERS,L,136 KG,01)ALLIANCE SAFETY EQUIPMENT P,01)3M 70804400797 |  |  | ALLIANCE SAFETY EQUIPMENT P/L | ALLIANCE SAFETY EQUIPMENT P/L | 70804400797 | 3M |  |  |  |  | https://www.3m.com.au/3M/en_AU/p/d/v100517982/ | https://www.blackwoods.com.au/fall-protection/harnesses-lanyards/pro-welders-harness/harness-welders-protecta-ab11344wl-lge/p/02745797 | [9 empty] | Enriched | 46182306 Safety harnesses or belts | HARNESS | SAFETY | TYPE | WELDERS | SIZE | L | MATERIAL | Kevlar | CAPACITY | 136 KG | COLOUR | RED | HAZARD CLASS |  | CERTIFICATION/STANDARD | AS/NZS 1891.1 | ADDITIONAL FEATURES | [58 empty] | Production Completed
STP_009 - Lot4 | Data Enrichment | RMU | OK | 2023-07-21 | 2023-08-03 |  | 1280822 | 1280822 | EA | HARNESS,SAFTY;WELDERS,L,PROTECTA AB128L |  |  | HARNESS,SAFETY;TYPE:WELDERS,SIZE:L,ADDITIONAL FEATURES EN:PROTECTA AB128L,MNFR:01)ALLIANCE SAFETY EQUIPMENT P/L,PTNO:01) 70804400797 | EN_01)WELDERS,L,01)PROTECTA AB128L,01)ALLIANCE SAFETY EQUIPMENT P,01)70804400797 |  |  | ALLIANCE SAFETY EQUIPMENT P/L | ALLIANCE SAFETY EQUIPMENT P/L | 70804400797 | 3M | 3M | AB128L |  |  | https://www.3m.com.au/3M/en_AU/p/d/v100517982/ | https://www.blackwoods.com.au/fall-protection/harnesses-lanyards/pro-welders-harness/harness-welders-protecta-ab11344wl-lge/p/02745797 | [9 empty] | Enriched | 46182306 Safety harnesses or belts | HARNESS | SAFETY | TYPE | WELDERS | SIZE | L | MATERIAL | Kevlar | CAPACITY | 136 KG | COLOUR | RED | HAZARD CLASS |  | CERTIFICATION/STANDARD | AS/NZS 1891.1 | ADDITIONAL FEATURES | BRAND NAME: PROTECTA | [57 empty] | Production Completed
STP_009 - Lot4 | Data Enrichment | RMU | OK | 2023-07-21 | 2023-08-03 |  | 1280795 | 1280795 | EA | HARNESS,SAFTY;WELDERS,XL |  |  | HARNESS,SAFETY;TYPE:WELDERS,SIZE:XL,MNFR:01)ALLIANCE SAFETY EQUIPMENT P/L,PTNO:01)3M 70008280029 | EN_01)WELDERS,XL,01)ALLIANCE SAFETY EQUIPMENT P,01)3M 70008280029 |  |  | ALLIANCE SAFETY EQUIPMENT P/L | ALLIANCE SAFETY EQUIPMENT P/L | 70008280029 | 3M |  |  |  |  | https://www.3m.com.au/3M/en_AU/p/d/v100517764/ | https://www.blackwoods.com.au/fall-protection/harnesses-lanyards/pro-welders-harness/harness-welders-pro-ab128xl-xl/p/03629372 | [9 empty] | Enriched | 46182306 Safety harnesses or belts | HARNESS | SAFETY | TYPE | WELDERS | SIZE | XL | MATERIAL | Kevlar | CAPACITY |  | COLOUR | RED | HAZARD CLASS |  | CERTIFICATION/STANDARD | AS/NZS 1891.1-2007 | ADDITIONAL FEATURES | [58 empty] | Production Completed
STP_009 - Lot4 | Data Enrichment | RMU | OK | 2023-07-21 | 2023-08-03 |  | 1280815 | 1280815 | EA | HARNESS,SAFTY;WELDERS,XL |  |  | HARNESS,SAFETY;TYPE:WELDERS,SIZE:XL,CERTIFICATION/STANDARD:AS/NZS 1891.1-2007,ADDITIONAL FEATURES EN:PROTECTA AB128XL,MNFR:01) PARTS,PTNO:01)70008280029 | EN_01)WELDERS,XL,EN_01)AS/NZS 1891.1-2007,01)PROTECTA AB128XL,01)PARTS,01)70008280029 |  |  | PARTS | 3M | 70008280029 |  | 3M | AB128XL |  |  | https://www.3m.com.au/3M/en_AU/p/d/v100517764/ | https://www.blackwoods.com.au/fall-protection/harnesses-lanyards/pro-welders-harness/harness-welders-pro-ab128xl-xl/p/03629372 | [9 empty] | Enriched | 46182306 Safety harnesses or belts | HARNESS | SAFETY | TYPE | WELDERS | SIZE | XL | MATERIAL | Kevlar | CAPACITY |  | COLOUR | RED | HAZARD CLASS |  | CERTIFICATION/STANDARD | AS/NZS 1891.1-2007 | ADDITIONAL FEATURES | BRAND NAME: PROTECTA | [57 empty] | Production Completed
STP_009 - Lot4 | Data Enrichment | RMU | OK | 2023-07-21 | 2023-08-03 |  | 1280821 | 1280821 | EA | HARNESS,SAFTY;WELDERS,XL,AB128XL |  |  | HARNESS,SAFETY;TYPE:WELDERS,SIZE:XL,ADDITIONAL FEATURES EN:AB128XL,MNFR:01)ALLIANCE SAFETY EQUIPMENT P/L,PTNO:01)70008280029 | EN_01)WELDERS,XL,01)AB128XL,01)ALLIANCE SAFETY EQUIPMENT P,01)70008280029 |  |  | ALLIANCE SAFETY EQUIPMENT P/L | ALLIANCE SAFETY EQUIPMENT P/L | 70008280029 | 3M | 3M | AB128XL |  |  | https://www.3m.com.au/3M/en_AU/p/d/v100517764/ | https://www.blackwoods.com.au/fall-protection/harnesses-lanyards/pro-welders-harness/harness-welders-pro-ab128xl-xl/p/03629372 | [9 empty] | Enriched | 46182306 Safety harnesses or belts | HARNESS | SAFETY | TYPE | WELDERS | SIZE | XL | MATERIAL | Kevlar | CAPACITY |  | COLOUR | RED | HAZARD CLASS |  | CERTIFICATION/STANDARD | AS/NZS 1891.1-2007 | ADDITIONAL FEATURES | [58 empty] | Production Completed
STP_009 - Lot4 | Data Enrichment | RMU | OK | 2023-07-21 | 2023-08-03 |  | 1281025 | 1281025 | EA | HARNESS,SAFTY;XS,SS |  |  | HARNESS,SAFETY;SIZE:XS,MATERIAL:STAINLESS STEEL,ADDITIONAL FEATURES EN:EXOFIT NEX RIGGERS PIE CART - 21C ELECT - JUDI.,MNFR:01) ALLIANCE SAFETY EQUIPMENT P/L,PTNO:01)70008286273 | XS,EN_01)STAINLESS STEEL,01)EXOFIT NEX RIGGERS PIE CART,01)ALLIANCE SAFETY EQUIPMENT P,01)70008286273 |  |  | ALLIANCE SAFETY EQUIPMENT P/L | ALLIANCE SAFETY EQUIPMENT P/L | 70008286273 | 3M |  |  |  |  | https://www.blackwoods.com.au/fall-protection/harnesses-lanyards/3m-dbi-sala-exofit-nex-riggers-mining-harness/3m-dbi-sala-exofit-nex-trade-603xs1020-70008286273-riggers-mining-harness-with-stainless-steel-hardware-xs/p/01608476 | [10 empty] | Cleansed | 46182306 Safety harnesses or belts | HARNESS | SAFETY | TYPE | Riggers Mining | SIZE | XS | MATERIAL | STAINLESS STEEL | CAPACITY |  | COLOUR |  | HAZARD CLASS |  | CERTIFICATION/STANDARD |  | ADDITIONAL FEATURES | BRAND NAME: EXOFIT NEX, PIE CART - 21C ELECT - JUDI | [57 empty] | Production Completed
STP_009 - Lot4 | Data Enrichment | RMU | OK | 2023-07-21 | 2023-08-03 |  | 1320080 | 1320080 | EA | HARNESS,WIRNG;10 PIN |  |  | HARNESS,WIRING;CONNECTION TYPE:10 PIN,ADDITIONAL FEATURES EN:WIRE QTY: 5 WIRE, LENTH: 15 FT, COLOUR: BLACK/B,MNFR:01)LMRAD,PTNO: 01)2496720 | 10 PIN,01)WIRE QTY: 5 WIRE, LENTH: 15,01)LMRAD,01)2496720 |  |  | LMRAD | LMRAD | 2496720 | [5 empty] | URL NOT FOUND | [10 empty] | Cleansed | 26121700 Wiring harness | HARNESS | WIRING | TYPE |  | WIRE SIZE | 15 FT LG | INSULATION MATERIAL |  | CONDUCTOR MATERIAL |  | CONNECTION TYPE | 10 PIN | HAZARD CLASS |  | CERTIFICATION/STANDARD |  | ADDITIONAL FEATURES | WIRE QTY: 5 WIRE, COLOUR: BLACK/B | [56 empty] | LENTH: 15 FT,COLOUR: BLACK/B | Production Completed
STP_009 - Lot4 | Data Enrichment | RMU | ok | 2023-07-21 | 2023-08-03 |  | 1381787 | 1381787 | EA | HARNESS,WIRNG;AUTOMOTIVE |  |  | HARNESS,WIRING;TYPE:AUTOMOTIVE,ADDITIONAL FEATURES EN:TRANSMISSION SHIFT,MNFR:01)KRESS,PTNO:01)131551 | AUTOMOTIVE,01)TRANSMISSION SHIFT,01)KRESS,01)131551 |  |  | KRESS | KRESS | 131551 | [5 empty] | URL NOT FOUND | [10 empty] | Cleansed | 26121700 Wiring harness | HARNESS | WIRING | TYPE | AUTOMOTIVE | WIRE SIZE |  | INSULATION MATERIAL |  | CONDUCTOR MATERIAL |  | CONNECTION TYPE |  | HAZARD CLASS |  | CERTIFICATION/STANDARD |  | ADDITIONAL FEATURES | TRANSMISSION SHIFT | [57 empty] | Production Completed
STP_009 - Lot4 | Data Enrichment | RMU | OK | 2023-07-21 | 2023-08-03 |  | 1318938 | 1318938 | EA | HARNESS,WIRNG;AUTOMOTIVE |  |  | HARNESS,WIRING;TYPE:AUTOMOTIVE,ADDITIONAL FEATURES EN:FUEL CAP ISOLATION,START ISOLATION U CAB,BRAID,MNFR:01)MEI,PTNO:01)BPM0091 | AUTOMOTIVE,01)FUEL CAP ISOLATION,START IS,01)MEI,01)BPM0091 |  |  | MEI | MEI | BPM0091 | [5 empty] | URL NOT FOUND | [10 empty] | Cleansed | 26121700 Wiring harness | HARNESS | WIRING | TYPE | AUTOMOTIVE | WIRE SIZE |  | INSULATION MATERIAL |  | CONDUCTOR MATERIAL |  | CONNECTION TYPE |  | HAZARD CLASS |  | CERTIFICATION/STANDARD |  | ADDITIONAL FEATURES | FUEL CAP ISOLATION,START ISOLATION U CAB,BRAID | [57 empty] | Production Completed
STP_009 - Lot4 | Data Enrichment | RMU | ok | 2023-07-21 | 2023-08-03 |  | 1283265 | 1283265 | EA | HARNESS,WIRNG;CONTROL UNIT |  |  | HARNESS,WIRING;TYPE:CONTROL UNIT,MNFR:01)BNS REFRIGERATION SERVICES P/L,PTNO:01)RPC504A917A | CONTROL UNIT,01)BNS REFRIGERATION SERVICES,01)RPC504A917A |  |  | BNS REFRIGERATION SERVICES P/L | BNS REFRIGERATION SERVICES P/L | RPC504A917A | [5 empty] | https://www.mrespares.com.au/shop/dxc32zma-s-control-and-parts-set-33591/ | [10 empty] | Cleansed | 26121700 Wiring harness | HARNESS | WIRING | TYPE | CONTROL UNIT | WIRE SIZE |  | INSULATION MATERIAL |  | CONDUCTOR MATERIAL |  | CONNECTION TYPE |  | HAZARD CLASS |  | CERTIFICATION/STANDARD |  | ADDITIONAL FEATURES | [58 empty] | Production Completed
STP_009 - Lot4 | Data Enrichment | RMU | OK | 2023-07-21 | 2023-08-03 |  | 1344589 | 1344589 | EA | HARNESS,WIRNG;DATA CABLE, SUIT 15M HOSE |  |  | HARNESS,WIRING;ADDITIONAL FEATURES EN:DATA CABLE, SUIT 15M HOSE LENGTH, BANLAWFUEL MA,MNFR:01)BANLAW,PTNO:01)BFT10020-15M | 01)DATA CABLE, SUIT 15M HOSE L,01)BANLAW,01)BFT10020-15M |  |  | BANLAW | BANLAW | BFT10020-15M | [5 empty] | https://www.banlaw.com/wp-content/uploads/2018/06/20180501-Banlaw-Product-End-of-Life-SecureFill-Wired-Nozzle-System-End-of-Life.pdf | [10 empty] | Cleansed | 26121700 Wiring harness | HARNESS | WIRING | TYPE | DATA CABLE | WIRE SIZE | 15 M LG | INSULATION MATERIAL |  | CONDUCTOR MATERIAL |  | CONNECTION TYPE |  | HAZARD CLASS |  | CERTIFICATION/STANDARD |  | ADDITIONAL FEATURES | BANLAWFUEL MA | [57 empty] | Production Completed
STP_009 - Lot4 | Data Enrichment | RMU | OK | 2023-07-21 | 2023-08-03 |  | 1283538 | 1283538 | EA | HARNESS,WIRNG;DRIVING LIGHT,12V |  |  | HARNESS,WIRING;TYPE:DRIVING LIGHT,ADDITIONAL FEATURES EN:12V,MNFR:01)ISA 4WD PARTS AND REPAIRS,PTNO:01)HKWIRHAR | DRIVING LIGHT,01)12V,01)ISA 4WD PARTS & REPAIRS,01)HKWIRHAR |  |  | ISA 4WD PARTS AND REPAIRS | ISA 4WD PARTS AND REPAIRS | HKWIRHAR | Hard Korr |  |  |  |  | https://automotivesuperstore.com.au/hardkorr-hkwirhar | [10 empty] | Cleansed | 26121700 Wiring harness | HARNESS | WIRING | TYPE | DRIVING LIGHT | WIRE SIZE |  | INSULATION MATERIAL |  | CONDUCTOR MATERIAL |  | CONNECTION TYPE |  | HAZARD CLASS |  | CERTIFICATION/STANDARD |  | ADDITIONAL FEATURES | voltage: 12V | [57 empty] | Production Completed
STP_009 - Lot4 | Data Enrichment | RMU | OK | 2023-07-21 | 2023-08-03 |  | 1283153 | 1283153 | EA | HARNESS,WIRNG;DUAL LASER, LOOM |  |  | HARNESS,WIRING;TYPE:DUAL LASER, LOOM,ADDITIONAL FEATURES EN:REFERENCE NO: T/S 9525,MNFR:01)REMOTE CONTROL TECHNOLOGIES P/L,PTNO: 01)10144 | DUAL LASER, LOOM,01)REFERENCE NO: T/S 9525,01)REMOTE CONTROL TECHNOLOGIES,01)10144 |  |  | REMOTE CONTROL TECHNOLOGIES P/L | REMOTE CONTROL TECHNOLOGIES P/L | 10144 | [5 empty] | https://rct-global.com/part/loom-for-9525-dual-machine-containment-system/ | [10 empty] | Cleansed | 26121700 Wiring harness | HARNESS | WIRING | TYPE | DUAL LASER,LOOM | WIRE SIZE |  | INSULATION MATERIAL |  | CONDUCTOR MATERIAL |  | CONNECTION TYPE |  | HAZARD CLASS |  | CERTIFICATION/STANDARD |  | ADDITIONAL FEATURES | REFERENCE NO: T/S 9525 | [57 empty] | Production Completed
STP_009 - Lot4 | Data Enrichment | RMU | OK | 2023-07-21 | 2023-08-03 |  | 1283402 | 1283402 | EA | HARNESS,WIRNG;KENWOOD TO ISO,16 PIN |  |  | HARNESS,WIRING;TYPE:KENWOOD TO ISO,CONNECTION TYPE:16 PIN,MNFR:01)AUTOBARN,PTNO:01)APP8KE5 | KENWOOD TO ISO,16 PIN,01)AUTOBARN,01)APP8KE5 |  |  | AUTOBARN | AUTOBARN | APP8KE5 | Aerpro |  |  |  |  | https://aerpro.com/app8ke5 | [10 empty] | Enriched | 26121700 Wiring harness | HARNESS | WIRING | TYPE | secondary | WIRE SIZE |  | INSULATION MATERIAL |  | CONDUCTOR MATERIAL |  | CONNECTION TYPE | 16 PIN | HAZARD CLASS |  | CERTIFICATION/STANDARD | ISO | ADDITIONAL FEATURES | FOR KENWOOD headunits | [57 empty] | Production Completed
STP_009 - Lot4 | Data Enrichment | RMU | OK | 2023-07-21 | 2023-08-03 |  | 1283491 | 1283491 | EA | HARNESS,WIRNG;KENWOOD TO ISO,16 PIN |  |  | HARNESS,WIRING;TYPE:KENWOOD TO ISO,CONNECTION TYPE:16 PIN,MNFR:01)ROWSELL P/L T/A AUTOBARN,PTNO:01)APP8KE5 | KENWOOD TO ISO,16 PIN,01)ROWSELL P/L T/A AUTOBARN,01)APP8KE5 |  |  | ROWSELL P/L T/A AUTOBARN | ROWSELL P/L T/A AUTOBARN | APP8KE5 | Aerpro |  |  |  |  | https://aerpro.com/app8ke5 | [10 empty] | Enriched | 26121700 Wiring harness | HARNESS | WIRING | TYPE | secondary | WIRE SIZE |  | INSULATION MATERIAL |  | CONDUCTOR MATERIAL |  | CONNECTION TYPE | 16 PIN | HAZARD CLASS |  | CERTIFICATION/STANDARD | ISO | ADDITIONAL FEATURES | FOR KENWOOD headunits | [57 empty] | Production Completed
STP_009 - Lot4 | Data Enrichment | RMU | OK | 2023-07-21 | 2023-08-03 |  | 1387645 | 1387645 | EA | HARNESS,WIRNG;KOM,6246-81-5190 |  |  |  |  | 6246-81-5190 | 3000006 | KOMATSU MINING SYSTEMS INC. | KOMATSU MINING SYSTEMS INC. | 6246-81-5190 | [5 empty] | https://aftermarket.express/komatsu/6246815190 | [10 empty] | Cleansed | 26121700 Wiring harness | HARNESS | WIRING | TYPE |  | WIRE SIZE |  | INSULATION MATERIAL |  | CONDUCTOR MATERIAL |  | CONNECTION TYPE |  | HAZARD CLASS |  | CERTIFICATION/STANDARD |  | ADDITIONAL FEATURES | [58 empty] | Production Completed
STP_009 - Lot4 | Data Enrichment | RMU | OK | 2023-07-21 | 2023-08-03 |  | 1283242 | 1283242 | EA | HARNESS,WIRNG;LOOM |  |  | HARNESS,WIRING;TYPE:LOOM,ADDITIONAL FEATURES EN:10 M, REFERENCE NO: T/S 9564,MNFR:01)REMOTE CONTROL TECHNOLOGIES P/L,PTNO:01)9581 | LOOM,01)10 M, REFERENCE NO: T/S 956,01)REMOTE CONTROL TECHNOLOGIES,01)9581 |  |  | REMOTE CONTROL TECHNOLOGIES P/L | REMOTE CONTROL TECHNOLOGIES P/L | 9581 | [5 empty] | URL NOT FOUND | [10 empty] | Cleansed | 26121700 Wiring harness | HARNESS | WIRING | TYPE | LOOM | WIRE SIZE | 10 M | INSULATION MATERIAL |  | CONDUCTOR MATERIAL |  | CONNECTION TYPE |  | HAZARD CLASS |  | CERTIFICATION/STANDARD |  | ADDITIONAL FEATURES | REFERENCE NO: T/S 9564 | [56 empty] | REFERENCE NO: T/S 9564 | Production Completed
STP_009 - Lot4 | Data Enrichment | RMU | OK | 2023-07-21 | 2023-08-03 |  | 1232516 | 1232516 | EA | HARNESS,WIRNG;REMOTE |  |  | HARNESS,WIRING;TYPE:REMOTE,ADDITIONAL FEATURES EN:RECEIVER TO INTERFACE,MNFR:01)WHA,PTNO:01)WHA11963 | REMOTE,01)RECEIVER TO INTERFACE,01)WHA,01)WHA11963 |  |  | WHA | WHA | WHA11963 | [5 empty] | URL NOT FOUND | [10 empty] | Cleansed | 26121700 Wiring harness | HARNESS | WIRING | TYPE | REMOTE, RECEIVER TO INTERFACE | WIRE SIZE |  | INSULATION MATERIAL |  | CONDUCTOR MATERIAL |  | CONNECTION TYPE |  | HAZARD CLASS |  | CERTIFICATION/STANDARD |  | ADDITIONAL FEATURES | [58 empty] | Production Completed
STP_009 - Lot4 | Data Enrichment | RMU | OK | 2023-07-21 | 2023-08-03 |  | 1346652 | 1346652 | EA | HARNESS,WIRNG;VIP,CONV,SIGNAL DATA |  |  | HARNESS,WIRING;TYPE:VIP,ADDITIONAL FEATURES EN:CONVERTER,SIGNAL DATA,MNFR:01)MINESITE,PTNO:01)20566 | VIP,01)CONVERTER,SIGNAL DATA,01)MINESITE,01)20566 |  |  | MINESITE | MINESITE | 20566 | [5 empty] | https://sleequipment.com/multiquip-genuine-part-20566-harness-wire-hth-eng-w-o-gages.html | [10 empty] | Cleansed | 26121700 Wiring harness | HARNESS | WIRING | TYPE | VIP | WIRE SIZE |  | INSULATION MATERIAL |  | CONDUCTOR MATERIAL |  | CONNECTION TYPE |  | HAZARD CLASS |  | CERTIFICATION/STANDARD |  | ADDITIONAL FEATURES | CONVERTER,SIGNAL DATA | [57 empty] | Production Completed
STP_009 - Lot4 | Data Enrichment | RMU | OK | 2023-07-21 | 2023-08-03 |  | 1350651 | 1350651 | EA | HOLDER,BRSH ELEC;CONTROL GEAR CONTACT AS |  |  | HOLDER,BRUSH ELECTRICAL;TYPE:CONTROL GEAR CONTACT ASSEMBLY,ADDITIONAL FEATURES EN:COPPER OXIDE,MNFR:01)SCA-DIST,PTNO:01)SR2-S0116- 000-KP2 | CONTROL GEAR CONTACT ASSEMBLY,01)COPPER OXIDE,01)SCA-DIST,01)SR2-S0116-000-KP2 |  |  | SCA-DIST | SCA-DIST | SR2-S0116-000-KP2 | [5 empty] | URL NOT FOUND | [10 empty] | Cleansed | 26101400 Motor or generator components | HOLDER | BRUSH ELECTRICAL | TYPE | CONTROL GEAR CONTACT ASSEMBLY | BRUSH SIZE |  | MATERIAL |  | NUMBER OF LEGS |  | MAX CURRENT RATING |  | CONNECTION SCREW |  | HAZARD CLASS |  | CERTIFICATION/STANDARD |  | ADDITIONAL FEATURES | COPPER OXIDE | [55 empty] | Production Completed
STP_009 - Lot4 | Data Enrichment | RMU | OK | 2023-07-21 | 2023-08-03 |  | 1350653 | 1350653 | EA | HOLDER,BRSH ELEC;POWER GEAR CONTACT ASSE |  |  | HOLDER,BRUSH ELECTRICAL;TYPE:POWER GEAR CONTACT ASSEMBLY,ADDITIONAL FEATURES EN:COPPER OXIDE,MNFR:01)SCA-DIST,PTNO:01)SR2-S0161- 000-KP12 | POWER GEAR CONTACT ASSEMBLY,01)COPPER OXIDE,01)SCA-DIST,01)SR2-S0161-000-KP12 |  |  | SCA-DIST | SCA-DIST | SR2-S0161-000-KP12 | [5 empty] | URL NOT FOUND | [10 empty] | Cleansed | 26101400 Motor or generator components | HOLDER | BRUSH ELECTRICAL | TYPE | POWER GEAR CONTACT ASSEMBLY | BRUSH SIZE |  | MATERIAL |  | NUMBER OF LEGS |  | MAX CURRENT RATING |  | CONNECTION SCREW |  | HAZARD CLASS |  | CERTIFICATION/STANDARD |  | ADDITIONAL FEATURES | COPPER OXIDE | [55 empty] | Production Completed
STP_009 - Lot4 | Data Enrichment | RMU | OK | 2023-07-21 | 2023-08-03 |  | 1286026 | 1286026 | EA | HOLDER,CRD;VERTICAL,WD 59 X LG 104 MM |  |  | HOLDER,CARD;TYPE:VERTICAL,SIZE:WD 59 X LG 104 MM,MATERIAL:VINYL,COLOUR:CLEAR,ADDITIONAL FEATURES EN:REQUESTED BY A GRANT,MNFR:01) VENDOR LINK PTY LTD,PTNO:01)SKU CHFV14 | VERTICAL,WD 59 X LG 104 MM,VINYL,CLEAR,01)REQUESTED BY A GRANT,01)VENDOR LINK PTY LTD,01)SKU CHFV14 |  |  | VENDOR LINK PTY LTD | VENDOR LINK PTY LTD | SKU CHFV14 | ID Supplies |  |  |  |  | https://idsupplies.aragroup.com.au/product/clear-vinyl-vertical-card-holder/ | [10 empty] | Enriched | 55121807 Identification product holders or accessories | HOLDER | CARD | TYPE | VERTICAL | SIZE | 55 WDX104 LGX87 HT MM | NUMBER OF CARDS | 2 | MATERIAL | VINYL | MATERIAL SPECIFICATION |  | COLOUR | CLEAR | HAZARD CLASS |  | CERTIFICATION/STANDARD |  | ADDITIONAL FEATURES | REQUESTED BY A GRANT | [55 empty] | Production Completed
STP_009 - Lot4 | Data Enrichment | RMU | OK | 2023-07-21 | 2023-08-03 |  | 1272454 | 1272454 | EA | HOLDER,FUS;1,10 X 38 MM,690 V,32 A,DIN | PORTAFUSIBLE;1,690 V,32 A | SUPPRT FUSIBLE;1,690 V,32 A | HOLDER,FUSE;NUMBER OF FUSES/POLES:1,FUSE SIZE:10 X 38 MM,VOLTAGE RATING:690 V,CURRENT RATING:32 A,HOLDER MATERIAL:POLYMER, TERMINAL TYPE:DIN,ADDITIONAL FEATURES EN:FUSE TYPE:CYLINDRICAL,MNFR:DF ELECTRIC,PTNO:485101 |  | 485101 |  | DF ELECTRIC | DF ELECTRIC | 485101 | [5 empty] | https://www.tme.com/in/en/details/pmx10x38-1/din-rail-sockets/df-electric/485101/ | [10 empty] | Enriched | 39121624 Fuse holder | HOLDER | FUSE | TYPE | CYLINDRICAL | FUSE TYPE |  | NUMBER OF FUSES/POLES | 1 | FUSE SIZE | 10.3 X 38 MM | VOLTAGE RATING | 690 VAC | CURRENT RATING | 32 A | HOLDER MATERIAL | POLYMER | TERMINAL TYPE |  | SIZE |  | HAZARD CLASS |  | CERTIFICATION/STANDARD |  | ADDITIONAL FEATURES | MOUNT: DIN RAIL | [49 empty] | Production Completed
STP_009 - Lot4 | Data Enrichment | RMU | OK | 2023-07-21 | 2023-08-03 |  | 1272456 | 1272456 | EA | HOLDER,FUS;1,22 X 58 MM,690 V,125 A,DIN | PORTAFUSIBLE;1,22 X 58 MM,690 V,125 A | SUPPRT FUSIBLE;1,22 X 58 MM,690 V,125 A | HOLDER,FUSE;NUMBER OF FUSES/POLES:1,FUSE SIZE:22 X 58 MM,VOLTAGE RATING:690 V,CURRENT RATING:125 A,HOLDER MATERIAL:POLYMER, TERMINAL TYPE:DIN,ADDITIONAL FEATURES EN:FUSE TYPE:CYLINDRICAL,MNFR:DF ELECTRIC,PTNO:485301 |  | 485301 |  | DF ELECTRIC | DF ELECTRIC | 485301 | [5 empty] | https://www.em.co.za/485301 | [10 empty] | Enriched | 39121624 Fuse holder | HOLDER | FUSE | TYPE | CYLINDRICAL | FUSE TYPE |  | NUMBER OF FUSES/POLES | 1 | FUSE SIZE | 22 X 58 MM | VOLTAGE RATING | 690 VAC | CURRENT RATING | 125 A | HOLDER MATERIAL | POLYMER | TERMINAL TYPE |  | SIZE |  | HAZARD CLASS |  | CERTIFICATION/STANDARD |  | ADDITIONAL FEATURES | MOUNT: DIN RAIL | [49 empty] | Production Completed
STP_009 - Lot4 | Data Enrichment | RMU | OK | 2023-07-21 | 2023-08-03 |  | 1282363 | 1282363 | EA | HOLDER,FUS;3,690 V,50 A,DIN |  |  | HOLDER,FUSE;NUMBER OF FUSES/POLES:3,VOLTAGE RATING:690 V,CURRENT RATING:50 A,TERMINAL TYPE:DIN,SIZE:WD 14 X LG 51 MM,ADDITIONAL FEATURES EN:REFERENCE NO: FUS485205,MNFR:01)CNW (MOUNT ISA) ELECT WHOLESALER,PTNO:01)FUS485205 | 690 V,50 A,DIN,EN_01)WD 14 X LG 51 MM,01)REFERENCE NO: FUS485205,01)CNW (MOUNT ISA) ELECT WHOLE,01)FUS485205 |  |  | CNW (MOUNT ISA) ELECT WHOLESALER | CNW (MOUNT ISA) ELECT WHOLESALER | FUS485205 | DF Electric |  |  |  |  | https://www.tme.eu/Document/35ffa12c12dcc2b48ac087a60f0bd3c4/cylindrical-fuseholders.pdf | [10 empty] | Enriched | 39121624 Fuse holder | HOLDER | FUSE | TYPE | CYLINDRICAL | FUSE TYPE |  | NUMBER OF FUSES/POLES | 3 | FUSE SIZE | 14 WDX51 LG MM | VOLTAGE RATING | 690 V | CURRENT RATING | 50 A | HOLDER MATERIAL |  | TERMINAL TYPE |  | SIZE |  | HAZARD CLASS |  | CERTIFICATION/STANDARD |  | ADDITIONAL FEATURES | [50 empty] | Production Completed
STP_009 - Lot4 | Data Enrichment | RMU | OK | 2023-07-21 | 2023-08-03 |  | 1282289 | 1282289 | EA | HOLDER,FUS;690 V,32 A,DIN |  |  | HOLDER,FUSE;VOLTAGE RATING:690 V,CURRENT RATING:32 A,TERMINAL TYPE:DIN,SIZE:WD 10 X LG 38 MM,ADDITIONAL FEATURES EN:BODY STYLE: SCREW,MNFR:01)SHERRIFF ELECTRICAL SUPPLIES P/L,PTNO:01)BI31320 | 690 V,32 A,DIN,EN_01)WD 10 X LG 38 MM,01)BODY STYLE: SCREW,01)SHERRIFF ELECTRICAL SUPPLIE,01)BI31320 |  |  | SHERRIFF ELECTRICAL SUPPLIES P/L | SHERRIFF ELECTRICAL SUPPLIES P/L | BI31320 | [5 empty] | URL NOT FOUND | [10 empty] | Cleansed | 39121624 Fuse holder | HOLDER | FUSE | TYPE |  | FUSE TYPE |  | NUMBER OF FUSES/POLES |  | FUSE SIZE | WD 10 X LG 38 MM | VOLTAGE RATING | 690 V | CURRENT RATING | 32 A | HOLDER MATERIAL |  | TERMINAL TYPE | SCREW | SIZE |  | HAZARD CLASS |  | CERTIFICATION/STANDARD |  | ADDITIONAL FEATURES | DIN MOUNT | [49 empty] | Production Completed
STP_009 - Lot4 | Data Enrichment | RMU | OK | 2023-07-21 | 2023-08-03 |  | 1353303 | 1353303 | EA | HOLDER,FUS;BATTERY,INCLOSED LINK,80 A |  |  | HOLDER,FUSE;TYPE:BATTERY,FUSE TYPE:INCLOSED LINK,CURRENT RATING:80 A,ADDITIONAL FEATURES EN:REFUGE CHAMBER HRM (ERB),MNFR:01) MINEARC,PTNO:01)BATFUSEHOLDER | BATTERY,INCLOSED LINK,80 A,01)REFUGE CHAMBER HRM (ERB),01)MINEARC,01)BATFUSEHOLDER |  |  | MINEARC | MINEARC | [6 empty] | URL NOT FOUND | [10 empty] | Cleansed | 39121624 Fuse holder | HOLDER | FUSE | TYPE | BATTERY | FUSE TYPE | INCLOSED LINK | NUMBER OF FUSES/POLES |  | FUSE SIZE |  | VOLTAGE RATING |  | CURRENT RATING | 80 A | HOLDER MATERIAL |  | TERMINAL TYPE |  | SIZE |  | HAZARD CLASS |  | CERTIFICATION/STANDARD |  | ADDITIONAL FEATURES | REFUGE CHAMBER HRM (ERB) | [49 empty] | Production Completed
STP_009 - Lot4 | Data Enrichment | RMU | OK | 2023-07-21 | 2023-08-03 |  | 1282303 | 1282303 | EA | HOLDER,FUS;BLADE INLINE,80 V,THRMPLST |  |  | HOLDER,FUSE;TYPE:BLADE INLINE,VOLTAGE RATING:80 V,HOLDER MATERIAL:THERMOPLASTIC,MNFR:01)RS COMPONENTS PTY LTD,PTNO:01)7874340 | BLADE INLINE,80 V,EN_01)THERMOPLASTIC,01)RS COMPONENTS PTY LTD,01)7874340 |  |  | RS COMPONENTS PTY LTD | RS COMPONENTS PTY LTD | 7874340 |  | Littelfuse | 178.6152.0001 |  |  | https://my.rs-online.com/web/p/fuse-holders/7874340 | [10 empty] | Enriched | 39121624 Fuse holder | HOLDER | FUSE | TYPE | BLADE INLINE | FUSE TYPE |  | NUMBER OF FUSES/POLES |  | FUSE SIZE | ATO | VOLTAGE RATING | 80 VDC | CURRENT RATING |  | HOLDER MATERIAL | THERMOPLASTIC | TERMINAL TYPE |  | SIZE |  | HAZARD CLASS |  | CERTIFICATION/STANDARD |  | ADDITIONAL FEATURES | [50 empty] | Production Completed
STP_009 - Lot4 | Data Enrichment | RMU | OK | 2023-07-21 | 2023-08-03 |  | 1282183 | 1282183 | EA | HOLDER,FUS;CARRIER BASE, NIT,660 VAC |  |  | HOLDER,FUSE;TYPE:CARRIER BASE, NIT,VOLTAGE RATING:660 VAC,CURRENT RATING:20 A,SIZE:WD 27 X HT 79 X DP 55 MM,MNFR:01)CNW (MOUNT ISA) ELECT WHOLESALER,PTNO:01)FUSRS20H | CARRIER BASE, NIT,660 VAC,20 A,EN_01)WD 27 X HT 79 X DP 55 MM,01)CNW (MOUNT ISA) ELECT WHOLE,01)FUSRS20H |  |  | CNW (MOUNT ISA) ELECT WHOLESALER | CNW (MOUNT ISA) ELECT WHOLESALER | FUSRS20H | EATON |  |  |  |  | https://www.eaton.com/us/en-us/skuPage.RS20H.pdf | [10 empty] | Enriched | 39121624 Fuse holder | HOLDER | FUSE | TYPE | CARRIER BASE | FUSE TYPE | NIT | NUMBER OF FUSES/POLES | 1 | FUSE SIZE |  | VOLTAGE RATING | 690 VAC | CURRENT RATING | 20 A | HOLDER MATERIAL |  | TERMINAL TYPE | SCREW | SIZE | WD 27 X HT 79 X DP 55 MM | HAZARD CLASS |  | CERTIFICATION/STANDARD | EC 60269-2 | ADDITIONAL FEATURES | [50 empty] | Production Completed
STP_009 - Lot4 | Data Enrichment | RMU | OK | 2023-07-21 | 2023-08-03 |  | 1282235 | 1282235 | EA | HOLDER,FUS;CARTRIDGE,F1,415 VAC,32 A |  |  | HOLDER,FUSE;FUSE TYPE:CARTRIDGE,FUSE SIZE:F1,VOLTAGE RATING:415 VAC,CURRENT RATING:32 A,TERMINAL TYPE:FRONT CONNECTION,ADDITIONAL FEATURES EN:F/WIRING, RAIL/SURFACE MOUNTING,MNFR:01)HAYMANS ELECTRICAL (PARTS),PTNO:01)EEFSC32H | CARTRIDGE,F1,415 VAC,32 A,FRONT CONNECTION,01)F/WIRING, RAIL/SURFACE MOUN,01)HAYMANS ELECTRICAL (PARTS),01)EEFSC32H |  |  | HAYMANS ELECTRICAL (PARTS) | HAYMANS ELECTRICAL (PARTS) | EEFSC32H | IPD |  |  |  |  | https://tle.mmem.com.au/eefsc32h | https://media.mmem.com.au/Datasheets/IPD/IPD_SC20_SC32.pdf?_gl=1*kttdj2*_ga*MTU4OTQyMzY2NC4xNjkwNDM2ODM5*_ga_EQ6MW5B065*MTY5MTAzMjEzOC4yLjEuMTY5MTAzMjY2MC42MC4wLjA. | [9 empty] | Enriched | 39121624 Fuse holder | HOLDER | FUSE | TYPE | FRONT CONNECTION | FUSE TYPE | CARTRIDGE | NUMBER OF FUSES/POLES |  | FUSE SIZE | F1 | VOLTAGE RATING | 550 VAC | CURRENT RATING | 32 A | HOLDER MATERIAL |  | TERMINAL TYPE |  | SIZE | 26.5 WDX75.5 HTX 54 DP MM | HAZARD CLASS |  | CERTIFICATION/STANDARD | AS60269, BS88 | ADDITIONAL FEATURES | FOR WIRING, RAIL/SURFACE MOUNTING | [49 empty] | Production Completed
STP_009 - Lot4 | Data Enrichment | RMU | OK | 2023-07-21 | 2023-08-03 |  | 1299013 | 1299013 | EA | HOLDER,FUS;CC,3P,DIA 10 X LG 38 MM,RME |  |  | HOLDER,FUSE;FUSE TYPE:CC,NUMBER OF FUSES/POLES:3P,FUSE SIZE:DIA 10 X LG 38 MM,MNFR:01)RME,PTNO:01)10103676 | CC,DIA 10 X LG 38 MM,01)RME,01)10103676 |  |  | RME | RME | 10103676 | [5 empty] | URL NOT FOUND | [10 empty] | Cleansed | 39121624 Fuse holder | HOLDER | FUSE | TYPE |  | FUSE TYPE | CC | NUMBER OF FUSES/POLES | 3P | FUSE SIZE | DIA 10 X LG 38 MM | VOLTAGE RATING |  | CURRENT RATING |  | HOLDER MATERIAL |  | TERMINAL TYPE |  | SIZE |  | HAZARD CLASS |  | CERTIFICATION/STANDARD |  | ADDITIONAL FEATURES | [50 empty] | Production Completed
STP_009 - Lot4 | Data Enrichment | RMU | OK | 2023-07-21 | 2023-08-03 |  | 1298355 | 1298355 | EA | HOLDER,FUS;DIA 5 X LG 20 MM,RME,10106696 |  |  | HOLDER,FUSE;FUSE SIZE:DIA 5 X LG 20 MM,ADDITIONAL FEATURES EN:DIN MOUNT, WITH,MNFR:01)RME,PTNO:01)10106696 | DIA 5 X LG 20 MM,01)DIN MOUNT, WITH,01)RME,01)10106696 |  |  | RME | RME | 10106696 | [5 empty] | URL NOT FOUND | [10 empty] | Cleansed | 39121624 Fuse holder | HOLDER | FUSE | TYPE |  | FUSE TYPE |  | NUMBER OF FUSES/POLES |  | FUSE SIZE | DIA 5 X LG 20 MM | VOLTAGE RATING |  | CURRENT RATING |  | HOLDER MATERIAL |  | TERMINAL TYPE |  | SIZE |  | HAZARD CLASS |  | CERTIFICATION/STANDARD |  | ADDITIONAL FEATURES | DIN MOUNT | [49 empty] | Production Completed
STP_009 - Lot4 | Data Enrichment | RMU | OK | 2023-07-21 | 2023-08-03 |  | 1282546 | 1282546 | EA | HOLDER,FUS;INLINE,32 VAC,30 A |  |  | HOLDER,FUSE;TYPE:INLINE,VOLTAGE RATING:32 VAC,CURRENT RATING:30 A,ADDITIONAL FEATURES EN:FOR ATRS, QUOTATION REFERENCE: A1004934708,MNFR:01)RS COMPONENTS PTY LTD,PTNO:01)337-5234 | INLINE,32 VAC,30 A,01)FOR ATRS, QUOTATION REFEREN,01)RS COMPONENTS PTY LTD,01)337-5234 |  |  | RS COMPONENTS PTY LTD | RS COMPONENTS PTY LTD | 337-5234 |  | Littelfuse | FHAC0002LXN |  |  | https://uk.rs-online.com/web/p/fuse-holders/3375234 | [10 empty] | Cleansed | 39121624 Fuse holder | HOLDER | FUSE | TYPE | INLINE | FUSE TYPE |  | NUMBER OF FUSES/POLES |  | FUSE SIZE | ATO | VOLTAGE RATING | 32 VDC | CURRENT RATING | 30 A | HOLDER MATERIAL |  | TERMINAL TYPE |  | SIZE |  | HAZARD CLASS |  | CERTIFICATION/STANDARD |  | ADDITIONAL FEATURES | FOR ATRS | [48 empty] | QUOTATION REFERENCE: A1004934708 | Production Completed
STP_009 - Lot4 | Data Enrichment | RMU | OK | 2023-07-21 | 2023-08-03 |  | 1282308 | 1282308 | EA | HOLDER,FUS;INLINE,32 VAC/DC,500 A |  |  | HOLDER,FUSE;TYPE:INLINE,VOLTAGE RATING:32 VAC/DC,CURRENT RATING:500 A,ADDITIONAL FEATURES EN:FOR BRS,MNFR:01)RS COMPONENTS PTY LTD,PTNO:01)548-9199 | INLINE,32 VAC/DC,500 A,01)FOR BRS,01)RS COMPONENTS PTY LTD,01)548-9199 |  |  | RS COMPONENTS PTY LTD | RS COMPONENTS PTY LTD | 548-9199 |  | Littelfuse | 02980900TXN |  |  | https://uk.rs-online.com/web/p/fuse-holders/5489199 | [10 empty] | Enriched | 39121624 Fuse holder | HOLDER | FUSE | TYPE | INLINE | FUSE TYPE |  | NUMBER OF FUSES/POLES |  | FUSE SIZE | BF2 | VOLTAGE RATING | 32 VAC/DC | CURRENT RATING | 500 A | HOLDER MATERIAL | THERMOPLASTIC | TERMINAL TYPE |  | SIZE |  | HAZARD CLASS |  | CERTIFICATION/STANDARD |  | ADDITIONAL FEATURES | FOR BRS | [49 empty] | Production Completed
STP_009 - Lot4 | Data Enrichment | RMU | OK | 2023-07-21 | 2023-08-03 |  | 1282364 | 1282364 | EA | HOLDER,FUS;MS DIN,690 VAC,50 A |  |  | HOLDER,FUSE;TYPE:MS DIN,VOLTAGE RATING:690 VAC,CURRENT RATING:50 A,SIZE:WD 14 X LG 51 MM,ADDITIONAL FEATURES EN:EXPRESSED FROM O/S 1-2 WEEKS, CANNOT USE GLENCO,OR THIS OPTION,MNFR:01)CNW (MOUNT ISA) ELECT WHOLESALER,PTNO:01)FUS485223 | MS DIN,690 VAC,50 A,EN_01)WD 14 X LG 51 MM,01)EXPRESSED FROM O/S 1-2 WEEK,02)OR THIS OPTION,01)CNW (MOUNT ISA) ELECT WHOLE,01)FUS485223 |  |  | CNW (MOUNT ISA) ELECT WHOLESALER | CNW (MOUNT ISA) ELECT WHOLESALER | FUS485223 | DF Electric |  |  |  |  | https://www.tme.eu/Document/35ffa12c12dcc2b48ac087a60f0bd3c4/cylindrical-fuseholders.pdf | [10 empty] | Enriched | 39121624 Fuse holder | HOLDER | FUSE | TYPE | MODULAR | FUSE TYPE |  | NUMBER OF FUSES/POLES | 3 | FUSE SIZE | 14 WDX51 LG MM | VOLTAGE RATING | 690 VAC | CURRENT RATING | 50 A | HOLDER MATERIAL |  | TERMINAL TYPE |  | SIZE |  | HAZARD CLASS |  | CERTIFICATION/STANDARD |  | ADDITIONAL FEATURES | C/W MICRO SWITCH, EXPRESSED FROM O/S 1-2 WEEKS,CANNOT USE GLENCO OR THIS OPTION | [49 empty] | Production Completed
STP_009 - Lot4 | Data Enrichment | RMU | OK | 2023-07-21 | 2023-08-03 |  | 1352151 | 1352151 | EA | HOLDER,LMP;250 V,BAYONET B22,PLASTIC |  |  | HOLDER,LAMP;VOLTAGE RATING:250 V,LAMP BASE:BAYONET B22,HOLDER MATERIAL:PLASTIC,SIZE:16 MM,TERMINAL TYPE:SCREW,ADDITIONAL FEATURES EN:TOP, CONDUIT, WHITE,MNFR:01)AUSLEC,PTNO:01)CLI503LWE | 250 V,BAYONET B22,PLASTIC,EN_01)16 MM,EN_01)SCREW,01)TOP, CONDUIT, WHITE,01)AUSLEC,01)CLI503LWE |  |  | AUSLEC | AUSLEC | CLI503LWE | [5 empty] | URL NOT FOUND | [10 empty] | Cleansed | 39101803 Lamp base | HOLDER | LAMP | TYPE |  | LAMP TYPE |  | POWER RATING |  | VOLTAGE RATING | 250 V | LAMP BASE | BAYONET B22 | HOLDER MATERIAL | PLASTIC | SIZE | 16 MM | MOUNTING TYPE |  | TERMINAL TYPE | SCREW | HAZARD CLASS |  | CERTIFICATION/STANDARD |  | ADDITIONAL FEATURES | TOP,CONDUIT,WHITE | [49 empty] | Production Completed
STP_009 - Lot4 | Data Enrichment | RMU | OK | 2023-07-21 | 2023-08-03 |  | 1285011 | 1285011 | EA | HOLDER,LMP;EXIT LIGHT BOX, MAINTAINED |  |  | HOLDER,LAMP;TYPE:EXIT LIGHT BOX, MAINTAINED,LAMP TYPE:LED,POWER RATING:3 W,VOLTAGE RATING:240 V,HOLDER MATERIAL:ABS GLASS FILLED, SIZE:WD 255 X LG 385 X HT 100 MM,MOUNTING TYPE:WALL,CERTIFICATION/STANDARD:AS/NZS 2293, AS 60598.2.22, EMC,ADDITIONAL FEATURES EN: EMERG, BODY ONLY,MNFR:01)CNW (MOUNT ISA) ELECT WHOLESALER,PTNO:01)BARMLEDS | EXIT LIGHT BOX, MAINTAINED,LED,3 W,240 V,ABS GLASS FILLED,EN_01)WD 255 X LG 385 X HT 100,WALL,EN_01)AS/NZS 2293, AS 60598.2.,01)EMERG, BODY ONLY,01)CNW (MOUNT ISA) ELECT WHOLE,01)BARMLEDS |  |  | CNW (MOUNT ISA) ELECT WHOLESALER | CNW (MOUNT ISA) ELECT WHOLESALER | BARMLEDS | [5 empty] | URL NOT FOUND | [10 empty] | Cleansed | 39101803 Lamp base | HOLDER | LAMP | TYPE | EXIT LIGHT BOX,MAINTAINED | LAMP TYPE | LED | POWER RATING | 3 W | VOLTAGE RATING | 240 V | LAMP BASE |  | HOLDER MATERIAL | ABS GLASS FILLED | SIZE | WD 255 X LG 385 X HT 100 MM | MOUNTING TYPE | WALL | TERMINAL TYPE |  | HAZARD CLASS |  | CERTIFICATION/STANDARD | AS/NZS 2293,AS 60598.2.22,EMC | ADDITIONAL FEATURES | EMERGENCY, BODY ONLY | [49 empty] | Production Completed
STP_009 - Lot4 | Data Enrichment | RMU | OK | 2023-07-21 | 2023-08-03 |  | 1346293 | 1346293 | EA | HOLDER,LMP;SPRING,FLUORESCENT,60 W,240 V |  |  | HOLDER,LAMP;TYPE:SPRING,LAMP TYPE:FLUORESCENT,POWER RATING:60 W,VOLTAGE RATING:240 V,TERMINAL TYPE:BI-PIN,ADDITIONAL FEATURES EN: HD,MNFR:01)AUSLEC,PTNO:01)4PIEFH43P | SPRING,FLUORESCENT,60 W,240 V,EN_01)BI-PIN,01)HD,01)AUSLEC,01)4PIEFH43P |  |  | AUSLEC | AUSLEC | 4PIEFH43P | [5 empty] | URL NOT FOUND | [10 empty] | Cleansed | 39101803 Lamp base | HOLDER | LAMP | TYPE | SPRING | LAMP TYPE | FLUORESCENT | POWER RATING | 60 W | VOLTAGE RATING | 240 V | LAMP BASE |  | HOLDER MATERIAL |  | SIZE |  | MOUNTING TYPE |  | TERMINAL TYPE | BI-PIN | HAZARD CLASS |  | CERTIFICATION/STANDARD |  | ADDITIONAL FEATURES | HD | [49 empty] | Production Completed
STP_009 - Lot4 | Data Enrichment | RMU | OK | 2023-07-21 | 2023-08-03 |  | 1284665 | 1284665 | EA | HOLDER,LMP;WARNING |  |  | HOLDER,LAMP;TYPE:WARNING,MNFR:01)FORKFORCE,PTNO:01)30351M-00002 | WARNING,01)FORKFORCE,01)30351M-00002 |  |  | FORK FORCE AUSTRALIA PTY LTD | FORKFORCE | 30351M-00002 | [5 empty] | https://scanlift.no/wp-content/uploads/2022/09/FB-A-EL-A-ER-1.5Tto3.5T-PM-CN-EN-06-2020.pdf | [10 empty] | Cleansed | 39101803 Lamp base | HOLDER | LAMP | TYPE | WARNING | LAMP TYPE |  | POWER RATING |  | VOLTAGE RATING |  | LAMP BASE |  | HOLDER MATERIAL |  | SIZE |  | MOUNTING TYPE |  | TERMINAL TYPE |  | HAZARD CLASS |  | CERTIFICATION/STANDARD |  | ADDITIONAL FEATURES | [50 empty] | Production Completed
STP_009 - Lot4 | Data Enrichment | RMU | OK | 2023-07-21 | 2023-08-03 |  | 1295622 | 1295622 | EA | HOLDER,MACHNG TL;BIT,1-1/2 IN THREAD |  |  | HOLDER,MACHINING TOOL;STYLE:BIT,ADDITIONAL FEATURES EN:1-1/2 IN THREAD,MNFR:01)SECOTITN,PTNO:01)9500-0223 | BIT,01)1-1/2 IN THREAD,01)SECOTITN,01)9500-0223 |  |  | SECOTITN | SECOTITN | 9500-0223 | [5 empty] | URL NOT FOUND | [10 empty] | Cleansed | 23242100 Metal cutting machine attachments | HOLDER | MACHINING TOOL | STYLE | BIT | HOLDER SIZE |  | MATERIAL |  | MATERIAL SPECIFICATION |  | HAZARD CLASS |  | CERTIFICATION/STANDARD |  | ADDITIONAL FEATURES | 1-1/2 IN THREAD | [59 empty] | Production Completed
STP_009 - Lot4 | Data Enrichment | RMU | OK | 2023-07-21 | 2023-08-03 |  | 1295620 | 1295620 | EA | HOLDER,MACHNG TL;BIT,STL,SECOTITN |  |  | HOLDER,MACHINING TOOL;STYLE:BIT,MATERIAL:STEEL,ADDITIONAL FEATURES EN:12 DEG TAPER, SIZE: 7/8 IN,MNFR:01)SECOTITN,PTNO:01)9500- 0231 | BIT,EN_01)STEEL,01)12 DEG TAPER, SIZE: 7/8 IN,01)SECOTITN,01)9500-0231 |  |  | SECOTITN | SECOTITN | 9500- 0231 | [5 empty] | URL NOT FOUND | [10 empty] | Cleansed | 23242100 Metal cutting machine attachments | HOLDER | MACHINING TOOL | STYLE | BIT | HOLDER SIZE | 7/8 IN | MATERIAL | STEEL | MATERIAL SPECIFICATION |  | HAZARD CLASS |  | CERTIFICATION/STANDARD |  | ADDITIONAL FEATURES | 12 DEG TAPER | [58 empty] | SIZE: 7/8 IN | Production Completed
STP_009 - Lot4 | Data Enrichment | RMU | ok | 2023-07-21 | 2023-08-03 |  | 1384387 | 1384387 | EA | HOLDER,MACHNG TL;BORING BAR |  |  | HOLDER,MACHINING TOOL;STYLE:BORING BAR,HOLDER SIZE:DIA 25 X LG 200 MM,MNFR:01)SECO,PTNO:01)A20R-SDUCR11,MNFR:02)J.BLACKWOOD AND SON | BORING BAR,EN_01)DIA 25 X LG 200 MM,01)SECO,02)J.BLACKWOOD & SON LIMITED,01)A20R-SDUCR11,02)00988149 |  |  | J.BLACKWOOD AND SON | SECO | A20R-SDUCR11 |  | J.BLACKWOOD AND SON | 00988149 | SECO | 00734209 | https://www.blackwoods.com.au/tools-cutting-threading-carbide/carbide/boring-bars-seco/bar-boring-seco-a20r-sducr11/p/00988149 | [10 empty] | Cleansed | 23242100 Metal cutting machine attachments | HOLDER | MACHINING TOOL | STYLE | BORING BAR | HOLDER SIZE | DIA 25 X LG 200 MM | MATERIAL |  | MATERIAL SPECIFICATION |  | HAZARD CLASS |  | CERTIFICATION/STANDARD |  | ADDITIONAL FEATURES | [60 empty] | Production Completed
STP_009 - Lot4 | Data Enrichment | RMU | OK | 2023-07-21 | 2023-08-03 |  | 1384094 | 1384094 | EA | HOLDER,MACHNG TL;MAGNETIC BIT,150 MM,MIL |  |  | HOLDER,MACHINING TOOL;STYLE:MAGNETIC BIT,HOLDER SIZE:150 MM,MATERIAL:STEEL ALLOY 76 CUSTOM,ADDITIONAL FEATURES EN:MIL,MNFR:01) BLKWOOD,PTNO:01)03681307 | MAGNETIC BIT,EN_01)150 MM,EN_01)STEEL ALLOY 76 CUSTOM,01)MIL,01)BLKWOOD,01)03681307 |  |  | BLKWOOD | BLKWOOD | 03681307 |  | Milwaukee | 48324511 |  |  | https://www.blackwoods.com.au/power-tools/accessories/shockwave-magnetic-bit-holder-milwaukee/holder-bit-mil-magnetic-shockwave-150mm/p/03681307 | [10 empty] | Cleansed | 23242100 Metal cutting machine attachments | HOLDER | MACHINING TOOL | STYLE | MAGNETIC BIT | HOLDER SIZE | 150 MM | MATERIAL | STEEL ALLOY 76 CUSTOM | MATERIAL SPECIFICATION |  | HAZARD CLASS |  | CERTIFICATION/STANDARD |  | ADDITIONAL FEATURES | [60 empty] | Production Completed
STP_009 - Lot4 | Data Enrichment | RMU | OK | 2023-07-21 | 2023-08-03 |  | 1384104 | 1384104 | EA | HOLDER,MACHNG TL;MAGNETIC BIT,61 MM,MIL |  |  | HOLDER,MACHINING TOOL;STYLE:MAGNETIC BIT,HOLDER SIZE:61 MM,MATERIAL:STEEL ALLOY 76 CUSTOM,ADDITIONAL FEATURES EN:MIL,MNFR:01) BLKWOOD,PTNO:01)03681290 | MAGNETIC BIT,EN_01)61 MM,EN_01)STEEL ALLOY 76 CUSTOM,01)MIL,01)BLKWOOD,01)03681290 |  |  | BLKWOOD | BLKWOOD | 03681290 |  | Milwaukee | 48324502 |  |  | https://www.blackwoods.com.au/power-tools/accessories/shockwave-magnetic-bit-holder-milwaukee/holder-bit-mil-magnetic-shockwave-61mm/p/03681290 | [10 empty] | Cleansed | 23242100 Metal cutting machine attachments | HOLDER | MACHINING TOOL | STYLE | MAGNETIC BIT | HOLDER SIZE | 61 MM | MATERIAL | STEEL ALLOY 76 CUSTOM | MATERIAL SPECIFICATION |  | HAZARD CLASS |  | CERTIFICATION/STANDARD |  | ADDITIONAL FEATURES | [60 empty] | Production Completed
STP_009 - Lot4 | Data Enrichment | RMU | OK | 2023-07-21 | 2023-08-03 |  | 1384549 | 1384549 | EA | HOLDER,MACHNG TL;THREADING |  |  | HOLDER,MACHINING TOOL;STYLE:THREADING,HOLDER SIZE:WD 25 X LG 150 MM,MNFR:01)J.BLACKWOOD AND SON LIMITED,PTNO:01)02522953 | THREADING,EN_01)WD 25 X LG 150 MM,01)J.BLACKWOOD & SON LIMITED,01)02522953 |  |  | J.BLACKWOOD AND SON LIMITED | J.BLACKWOOD AND SON LIMITED | 02522953 |  | SECO | 02457882 |  |  | https://www.blackwoods.com.au/tools-cutting-threading-carbide/carbide/holder-threading-internal-external-seco/toolholder-threading-ext-cer2525m16hd/p/02522953 | [10 empty] | Enriched | 23242100 Metal cutting machine attachments | HOLDER | MACHINING TOOL | STYLE | external threading | HOLDER SIZE | WD 25 X LG 150 MM | MATERIAL |  | MATERIAL SPECIFICATION |  | HAZARD CLASS |  | CERTIFICATION/STANDARD |  | ADDITIONAL FEATURES | [60 empty] | Production Completed
STP_009 - Lot4 | Data Enrichment | RMU | OK | 2023-07-21 | 2023-08-03 |  | 1384461 | 1384461 | EA | HOLDER,MACHNG TL;THREADING INTERNAL |  |  | HOLDER,MACHINING TOOL;STYLE:THREADING INTERNAL,HOLDER SIZE:LG 140 MM,MNFR:01)J.BLACKWOOD AND SON LIMITED,PTNO:01)00987673 | THREADING INTERNAL,EN_01)LG 140 MM,01)J.BLACKWOOD & SON LIMITED,01)00987673 |  |  | J.BLACKWOOD AND SON LIMITED | J.BLACKWOOD AND SON LIMITED | 00987673 |  | SECO | 75069222 |  |  | https://www.blackwoods.com.au/tools-cutting-threading-carbide/carbide/holder-threading-internal-external-seco/toolholder-threading-intern-snr0020l09a/p/00987673 | [10 empty] | Cleansed | 23242100 Metal cutting machine attachments | HOLDER | MACHINING TOOL | STYLE | THREADING INTERNAL | HOLDER SIZE | 140 MM LG | MATERIAL |  | MATERIAL SPECIFICATION |  | HAZARD CLASS |  | CERTIFICATION/STANDARD |  | ADDITIONAL FEATURES | [60 empty] | Production Completed
STP_009 - Lot4 | Data Enrichment | RMU | OK | 2023-07-21 | 2023-08-03 |  | 1384620 | 1384620 | EA | HOLDER,MACHNG TL;TURNING,EX |  |  | HOLDER,MACHINING TOOL;STYLE:TURNING,ADDITIONAL FEATURES EN:EX,MNFR:01)BLKWOOD,PTNO:01)02523754 | TURNING,01)EX,01)BLKWOOD,01)02523754 |  |  | BLKWOOD | BLKWOOD | 02523754 |  | SECO | 02435797 |  |  | https://www.blackwoods.com.au/tools-cutting-threading-carbide/carbide/turning-toolholders-seco/toolholder-turning-ex-seco-sclcr-1212m09/p/02523754 | [10 empty] | Enriched | 23242100 Metal cutting machine attachments | HOLDER | MACHINING TOOL | STYLE | external turning | HOLDER SIZE | 150 LGX12 WD MM | MATERIAL |  | MATERIAL SPECIFICATION |  | HAZARD CLASS |  | CERTIFICATION/STANDARD |  | ADDITIONAL FEATURES | [60 empty] | Production Completed
STP_009 - Lot4 | Data Enrichment | RMU | OK | 2023-07-21 | 2023-08-03 |  | 1298469 | 1298469 | EA | HOLDER;CONT, ARMATURE BRACKET |  |  | HOLDER;TYPE:CONTACT, ARMATURE BRACKET,MNFR:01)ICAL,PTNO:01)56-C-147A | 01)ICAL,01)56-C-147A,EN_01)CONTACT, ARMATURE BRACKE |  |  | ICAL | ICAL | 56-C-147A | [5 empty] | URL NOT FOUND | [10 empty] | Cleansed |  | HOLDER | No Modifier | TYPE | CONTACT,ARMATURE BRACKET | SIZE |  | MATERIAL |  | HAZARD CLASS |  | CERTIFICATION/STANDARD |  | ADDITIONAL FEATURES | [62 empty] | Production Completed
STP_009 - Lot4 | Data Enrichment | RMU | OK | 2023-07-21 | 2023-08-03 |  | 1320098 | 1320098 | EA | HOLDER;CONT, OUTGOING TERMINALS CALIPER |  |  | HOLDER;TYPE:CONTACT, OUTGOING TERMINALS CALIPER,ADDITIONAL FEATURES EN:(SET = 3),MNFR:01)GECIND,PTNO:01)7HE1031-010 | 01)GECIND,01)7HE1031-010,EN_01)CONTACT, OUTGOING TERMIN,01)(SET = 3) |  |  | GECIND | GECIND | 7HE1031-010 | [5 empty] | URL NOT FOUND | [10 empty] | Cleansed |  | HOLDER | No Modifier | TYPE | CONTACT,OUTGOING TERMINALS CALIPER | SIZE |  | MATERIAL |  | HAZARD CLASS |  | CERTIFICATION/STANDARD |  | ADDITIONAL FEATURES | QUANTITY: 3 | [61 empty] | Production Completed
STP_009 - Lot4 | Data Enrichment | RMU | OK | 2023-07-21 | 2023-08-03 |  | 1295441 | 1295441 | EA | HOLDER;CUTR,M40 PSM STRAPPING HEAD |  |  | HOLDER;TYPE:CUTTER,ADDITIONAL FEATURES EN:M40 PSM STRAPPING HEAD,MNFR:01)GERSTRAP,PTNO:01)P20035 | 01)GERSTRAP,01)P20035,EN_01)CUTTER,01)M40 PSM STRAPPING HEAD |  |  | GERSTRAP | GERSTRAP | P20035 | [5 empty] | URL NOT FOUND | [10 empty] | Cleansed |  | HOLDER | No Modifier | TYPE | CUTTER | SIZE |  | MATERIAL |  | HAZARD CLASS |  | CERTIFICATION/STANDARD |  | ADDITIONAL FEATURES | M40 PSM STRAPPING HEAD | [61 empty] | Production Completed
STP_009 - Lot4 | Data Enrichment | RMU | OK | 2023-07-21 | 2023-08-03 |  | 1293960 | 1293960 | EA | HOLDER;DCMNT,A3, THK 1.5 MM,OFFICEMA |  |  | HOLDER;TYPE:DOCUMENT,A3, THK 1.5 MM,ADDITIONAL FEATURES EN:STORAGE CONTAINER, SING/MENUESSEL, WALL MOUNTED LANDSCAPE,MNFR:01) OFFICEMA,PTNO:01)2138891 | 01)OFFICEMA,01)2138891,EN_01)DOCUMENT,EN_01)A3, THK 1.5 MM,01)STORAGE CONTAINER, SING/MEN |  |  | OFFICEMA | OFFICEMA | 2138891 | [5 empty] | URL NOT FOUND | [10 empty] | Cleansed | 44122016 Document holder | HOLDER | No Modifier | TYPE | DOCUMENT | SIZE | 1.5 MM THK | MATERIAL |  | HAZARD CLASS |  | CERTIFICATION/STANDARD |  | ADDITIONAL FEATURES | A3 PAPER, STORAGE CONTAINER, SING/MENUESSEL, WALL MOUNTED LANDSCAPE | [61 empty] | Production Completed
STP_009 - Lot4 | Data Enrichment | RMU | OK | 2023-07-21 | 2023-08-03 |  | 1288226 | 1288226 | EA | HOLDER;HOLDBACK, RATED 45000 FT/LB, SERI |  |  | HOLDER;ADDITIONAL FEATURES EN:HOLDBACK, RATED 45000 FT/LB, SERIAL NO: 84725,MNFR:01)MARLAND,PTNO:01)BC45MA | 01)MARLAND,01)BC45MA,01)HOLDBACK, RATED 45000 FT/LB |  |  | MARLAND | MARLAND | BC45MA | [5 empty] | URL NOT FOUND | [5 empty] | 84725 |  |  |  |  | Cleansed | 12142100 Industrial use gases | HOLDER | No Modifier | TYPE | HOLD BACK | SIZE |  | MATERIAL |  | HAZARD CLASS |  | CERTIFICATION/STANDARD |  | ADDITIONAL FEATURES | RATED 45000 FT/LB | [60 empty] | SERIAL NO: 84725 | Production Completed
STP_009 - Lot4 | Data Enrichment | RMU | OK | 2023-07-21 | 2023-08-03 |  | 1288269 | 1288269 | EA | HOLDER;HOLDBACK: COMPLETE |  |  | HOLDER;ADDITIONAL FEATURES EN:HOLDBACK: COMPLETE,MNFR:01)MARLAND,PTNO:01)BC6MA | 01)MARLAND,01)BC6MA,01)HOLDBACK: COMPLETE |  |  | MARLAND | MARLAND | BC6MA | [5 empty] | URL NOT FOUND | [10 empty] | Cleansed | 12142100 Industrial use gases | HOLDER | No Modifier | TYPE | HOLD BACK | SIZE |  | MATERIAL |  | HAZARD CLASS |  | CERTIFICATION/STANDARD |  | ADDITIONAL FEATURES | COMPLETE | [61 empty] | Production Completed
STP_009 - Lot4 | Data Enrichment | RMU | OK | 2023-07-21 | 2023-08-03 |  | 1387703 | 1387703 | EA | HOLDER;MERS,411860 |  |  |  |  | 411860 | 3000315 | MERSEN | MERSEN | 411860 | [5 empty] | URL NOT FOUND | [10 empty] | Cleansed | 12142100 Industrial use gases | HOLDER | No Modifier | TYPE |  | SIZE |  | MATERIAL |  | HAZARD CLASS |  | CERTIFICATION/STANDARD |  | ADDITIONAL FEATURES | [62 empty] | Production Completed
STP_009 - Lot4 | Data Enrichment | RMU | OK | 2023-07-21 | 2023-08-03 |  | 1352968 | 1352968 | EA | HOLDER;MOVING CONTACT ASSEMBLY |  |  | HOLDER;TYPE:MOVING CONTACT ASSEMBLY,ADDITIONAL FEATURES EN:C/W PIGTAIL SECURITY,MNFR:01)HAWKGEAR,PTNO:01)4125878,MNFR:02)UNKNOWN, PTNO:02)5736L | 01)HAWKGEAR,02)UNKNOWN,01)4125878,02)5736L,EN_01)MOVING CONTACT ASSEMBLY,01)C/W PIGTAIL SECURITY |  |  | UNKNOWN | HAWKGEAR | 4125878 |  |  | 5736L |  |  | URL NOT FOUND | [10 empty] | Cleansed | 12142100 Industrial use gases | HOLDER | No Modifier | TYPE | MOVING CONTACT | SIZE |  | MATERIAL |  | HAZARD CLASS |  | CERTIFICATION/STANDARD |  | ADDITIONAL FEATURES | ASSEMBLY, C/W PIGTAIL SECURITY | [61 empty] | Production Completed
STP_009 - Lot4 | Data Enrichment | RMU | OK | 2023-07-21 | 2023-08-03 |  | 1384604 | 1384604 | EA | HOLDER;MSDS,WD 260 X LG 318 X DP 57 MM |  |  | HOLDER;TYPE:MSDS,SIZE:WD 260 X LG 318 X DP 57 MM,MATERIAL:PE,ADDITIONAL FEATURES EN:YELLOW, PIE CART - 19 L HIGH VOLT ELECTRICAL, A,MNFR:01)ALLIANCE SAFETY EQUIPMENT P/L,PTNO:01)SCDHPEY007 | 01)ALLIANCE SAFETY EQUIPMENT P,01)SCDHPEY007,EN_01)MSDS,EN_01)WD 260 X LG 318 X DP 57,EN_01)PE,01)YELLOW, PIE CART - 19 L HIG |  |  | ALLIANCE SAFETY EQUIPMENT P/L | ALLIANCE SAFETY EQUIPMENT P/L | SCDHPEY007 | Spill Crew Australia |  |  |  |  | https://www.spillcrew.com.au/wp-content/uploads/2021/03/FC2332-SC-Holder-Brochure-Client.pdf | [10 empty] | Cleansed | 12142100 Industrial use gases | HOLDER | No Modifier | TYPE | MSDS | SIZE | WD 260 X LG 318 X DP 57 MM | MATERIAL | PE | HAZARD CLASS |  | CERTIFICATION/STANDARD |  | ADDITIONAL FEATURES | COLOR: YELLOW, PIE CART - 19 L HIGH VOLT ELECTRICAL | [61 empty] | Production Completed
STP_009 - Lot4 | Data Enrichment | RMU | OK | 2023-07-21 | 2023-08-03 |  | 1384284 | 1384284 | EA | HOLDER;NOZL,OD 1 X LG 1-7/8 IN,AL |  |  | HOLDER;TYPE:NOZZLE,SIZE:OD 1 X LG 1-7/8 IN,MATERIAL:ALUMINUM,ADDITIONAL FEATURES EN:QUOTE REFERS TV3509, FITTED TO HOSE,MNFR:01) BURWELL TECHNOLOGIES,PTNO:01)0501-6432 | 01)BURWELL TECHNOLOGIES,01)0501-6432,EN_01)NOZZLE,EN_01)OD 1 X LG 1-7/8 IN,EN_01)ALUMINUM,01)QUOTE REFERS TV3509, FITTED |  |  | BURWELL TECHNOLOGIES | BURWELL TECHNOLOGIES | 0501-6432 | [5 empty] | https://www.burwell.com.au/assets/volumes/downloads/PRODUCT-GUIDE-2020_OCTOBER.pdf | [10 empty] | Cleansed | 12142100 Industrial use gases | HOLDER | NOZZLE | TYPE |  | SIZE | 1 X 1-7/8 OD IN | MATERIAL | ALUMINUM | COATING/FINISH |  | END CONNECTION |  | HAZARD CLASS |  | CERTIFICATION/STANDARD |  | ADDITIONAL FEATURES | QUOTE REFERS TV3509,FITTED TO HOSE | [57 empty] | Production Completed
STP_009 - Lot4 | Data Enrichment | RMU | OK | 2023-07-21 | 2023-08-03 |  | 1384269 | 1384269 | EA | HOLDER;OUTDR,SDS |  |  | HOLDER;TYPE:OUTDOOR,ADDITIONAL FEATURES EN:SDS,MNFR:01)J.BLACKWOOD AND SON LIMITED,PTNO:01)B0395B5136 | 01)J.BLACKWOOD & SON LIMITED,01)B0395B5136,EN_01)OUTDOOR,01)SDS |  |  | J.BLACKWOOD AND SON LIMITED | J.BLACKWOOD AND SON LIMITED | B0395B5136 | [5 empty] | URL NOT FOUND | [10 empty] | Cleansed | 12142100 Industrial use gases | HOLDER | No Modifier | TYPE | OUTDOOR | SIZE |  | MATERIAL |  | HAZARD CLASS |  | CERTIFICATION/STANDARD |  | ADDITIONAL FEATURES | SDS | [61 empty] | Production Completed
STP_009 - Lot4 | Data Enrichment | RMU | OK | 2023-07-21 | 2023-08-03 |  | 1295440 | 1295440 | EA | HOLDER;SEAL |  |  | HOLDER;TYPE:SEAL,MNFR:01)GERSTRAP,PTNO:01)P20025 | 01)GERSTRAP,01)P20025,EN_01)SEAL |  |  | GERSTRAP | GERSTRAP | P20025 | [5 empty] | URL NOT FOUND | [10 empty] | Cleansed | 12142100 Industrial use gases | HOLDER | No Modifier | TYPE | SEAL | SIZE |  | MATERIAL |  | HAZARD CLASS |  | CERTIFICATION/STANDARD |  | ADDITIONAL FEATURES | [62 empty] | Production Completed
STP_009 - Lot4 | Data Enrichment | RMU | OK | 2023-07-21 | 2023-08-03 |  | 1387928 | 1387928 | EA | HOLDER;SIE,3SU15500AA100AA0 |  |  |  |  | 3SU15500AA100AA0 | 3000032 | SIEMENS | SIEMENS | 3SU15500AA100AA0 | [5 empty] | https://mall.industry.siemens.com/teddatasheet/?format=PDF&caller=Mall&mlfbs=3SU15500AA100AA0&language=en | [10 empty] | Enriched | 12142100 Industrial use gases | HOLDER | No Modifier | TYPE | universal, 3-way | SIZE | 30 WDX40 HT MM | MATERIAL | plastic/metal | HAZARD CLASS |  | CERTIFICATION/STANDARD |  | ADDITIONAL FEATURES | [62 empty] | Production Completed
STP_009 - Lot4 | Data Enrichment | RMU | OK | 2023-07-21 | 2023-08-03 |  | 1288575 | 1288575 | EA | HOLDER;SIEVE |  |  | HOLDER;TYPE:SIEVE,MNFR:01)OUTOKUMP,PTNO:01)21000985 | 01)OUTOKUMP,01)21000985,EN_01)SIEVE |  |  | OUTOKUMP | OUTOKUMP | 21000985 | [5 empty] | URL NOT FOUND | [10 empty] | Cleansed | 12142100 Industrial use gases | HOLDER | No Modifier | TYPE | SIEVE | SIZE |  | MATERIAL |  | HAZARD CLASS |  | CERTIFICATION/STANDARD |  | ADDITIONAL FEATURES | [62 empty] | Production Completed
STP_009 - Lot4 | Data Enrichment | RMU | OK | 2023-07-21 | 2023-08-03 |  | 1384591 | 1384591 | EA | HOLDER;SPOL,515 KG |  |  | HOLDER;TYPE:SPOOL,SIZE:515 KG,ADDITIONAL FEATURES EN:ASSEMBLY, REQUIRED TO REPAIR CANDC WORKSHOP MIG W,MNFR:01)GLOBAL WELDING SUPPLI | 01)GLOBAL WELDING SUPPLIES (MT,01)WIAM0044,EN_01)SPOOL,EN_01)515 KG,01)ASSEMBLY, REQUIRED TO REPAI |  |  | GLOBAL WELDING SUPPLI | GLOBAL WELDING SUPPLI | WIAM0044 | [5 empty] | URL NOT FOUND | [10 empty] | Cleansed | 12142100 Industrial use gases | HOLDER | No Modifier | TYPE | SPOOL | SIZE |  | MATERIAL |  | HAZARD CLASS |  | CERTIFICATION/STANDARD |  | ADDITIONAL FEATURES | ASSEMBLY,51 KG, REQUIRED TO REPAIR CANDC WORKSHOP MIG W | [61 empty] | Production Completed
STP_009 - Lot4 | Data Enrichment | RMU | OK | 2023-07-21 | 2023-08-03 |  | 1215291 | 1215291 | PAC | HOLDER,NOZL;CONTACT TIP,401/501D,SHT,X2 | SOPORTE BOQUI; | SUPPRT BUSE; | HOLDER,NOZZLE;ADDITIONAL FEATURES EN:CONTACT TIP,401/501D,SHT,X2,MNFR:BOC LIMITED,PTNO:BP142.0022 | 01)CONTACT TIP,401/501D,SHT,X2,01)BOC LIMITED,01)BP142.0022 | BP142.0022 | 1068135 | BOC LIMITED | BOC LIMITED | BP142.0022 | [5 empty] | https://www.boc.co.nz/shop/en/nz/binzel-m8-25mm-gas-diffuser-p1420022-p | [10 empty] | Cleansed | 23271700 Welding and soldering and brazing accessories | HOLDER | NOZZLE | TYPE | CONTACT TIP | SIZE |  | MATERIAL |  | COATING/FINISH |  | END CONNECTION |  | HAZARD CLASS |  | CERTIFICATION/STANDARD |  | ADDITIONAL FEATURES | STYLE: 401/501D, X2 | [57 empty] | Production Completed
STP_009 - Lot4 | Data Enrichment | RMU | OK | 2023-07-21 | 2023-08-03 |  | 1215286 | 1215286 | PAC | HOLDER,NOZL;TIP,M8,ABIMIG455,PK2 | SOPORTE BOQUI; | SUPPRT BUSE; | HOLDER,NOZZLE;ADDITIONAL FEATURES EN:TIP,M8,ABIMIG455,PK2,MNFR:BOC LIMITED,PTNO:BP016.D155 | 01)TIP,M8,ABIMIG455,PK2,01)BOC LIMITED,01)BP016.D155 | BP016.D155 | 1068135 | BOC LIMITED | BOC LIMITED | BP016.D155 | [5 empty] | https://www.boc.co.nz/shop/en/nz/binzel-m8-contact-tip-holder--bp016d155-p | [10 empty] | Cleansed | 23271700 Welding and soldering and brazing accessories | HOLDER | NOZZLE | TYPE | CONTACT TIP | SIZE | M8 | MATERIAL |  | COATING/FINISH |  | END CONNECTION |  | HAZARD CLASS |  | CERTIFICATION/STANDARD |  | ADDITIONAL FEATURES | Abimig 455, QUANTITY: 2 | [57 empty] | Production Completed
STP_009 - Lot4 | Data Enrichment | RMU | OK | 2023-07-21 | 2023-08-03 |  | 1302689 | 1302689 | EA | HOLDER,SPR;A10VS PUMP,REXROTH,109111 |  |  | HOLDER,SPRING;ADDITIONAL FEATURES EN:A10VS PUMP,MNFR:01)REXROTH,PTNO:01)109111 | 01)A10VS PUMP,01)REXROTH,01)109111 |  |  | REXROTH | REXROTH | 109111 | [5 empty] | URL NOT FOUND | [10 empty] | Cleansed | 12142100 Industrial use gases | HOLDER | SPRING | TYPE |  | SIZE |  | MATERIAL |  | MOUNTING TYPE |  | HAZARD CLASS |  | CERTIFICATION/STANDARD |  | ADDITIONAL FEATURES | FOR A10VS PUMP | [59 empty] | Production Completed
STP_009 - Lot4 | Data Enrichment | RMU | OK | 2023-07-21 | 2023-08-03 |  | 1288460 | 1288460 | EA | HOLDER,SPR;SUPPORT |  |  | HOLDER,SPRING;TYPE:SUPPORT,MNFR:01)MIMSTOCK,PTNO:01)93.99.155/9 | SUPPORT,01)MIMSTOCK,01)93.99.155/9 |  |  | MIMSTOCK | MIMSTOCK | 93.99.155/9 | [5 empty] | URL NOT FOUND | [10 empty] | Cleansed | 12142100 Industrial use gases | HOLDER | SPRING | TYPE | SUPPORT | SIZE |  | MATERIAL |  | MOUNTING TYPE |  | HAZARD CLASS |  | CERTIFICATION/STANDARD |  | ADDITIONAL FEATURES | [60 empty] | Production Completed