## Sheet1
Project | Activities | Production User | Production Comments | Start Date | End Date | Remarks | Griha ID | MATNR | MEINS | MAKTX_EN | MAKTX_ES | MAKTX_FR | TEXT_EN | Class_Char_Catted | MFRPN | MFRNR | MFRNR DES | MNFR | PTNO | Verified MNFR from web | MNFR 1 | PTNO 1 | MNFR 2 | PTNO 2 | Reference URL | Reference URL1 | Item Number | Equipment Type | Equipment Manufacturer | Equipment Model | Equipment Serial | DWG | DRAWING VERSION | POS/TAG | Unused Text | Enriched/Cleansed | UNSPSC Ver.23.07 | Noun | Modifier | Attribute Name 1 | Attribute Value 1 | Attribute Name 2 | Attribute Value 2 | Attribute Name 3 | Attribute Value 3 | Attribute Name 4 | Attribute Value 4 | Attribute Name 5 | Attribute Value 5 | Attribute Name 6 | Attribute Value 6 | Attribute Name 7 | Attribute Value 7 | Attribute Name 8 | Attribute Value 8 | Attribute Name 9 | Attribute Value 9 | Attribute Name 10 | Attribute Value 10 | Attribute Name 11 | Attribute Value 11 | Attribute Name 12 | Attribute Value 12 | Attribute Name 13 | Attribute Value 13 | Attribute Name 14 | Attribute Value 14 | Attribute Name 15 | Attribute Value 15 | Attribute Name 16 | Attribute Value 16 | Attribute Name 17 | Attribute Value 17 | Attribute Name 18 | Attribute Value 18 | Attribute Name 19 | Attribute Value 19 | Attribute Name 20 | Attribute Value 20 | Attribute Name 21 | Attribute Value 21 | Attribute Name 22 | Attribute Value 22 | Attribute Name 23 | Attribute Value 23 | Attribute Name 24 | Attribute Value 24 | Attribute Name 25 | Attribute Value 25 | Attribute Name 26 | Attribute Value 26 | Attribute Name 27 | Attribute Value 27 | Attribute Name 28 | Attribute Value 28 | Attribute Name 29 | Attribute Value 29 | Attribute Name 30 | Attribute Value 30 | Attribute Name 31 | Attribute Value 31 | Attribute Name 32 | Attribute Value 32 | Attribute Name 33 | Attribute Value 33 | Attribute Name 34 | Attribute Value 34 | Attribute Name 35 | Attribute Value 35 | Attribute Name 36 | Attribute Value 36 | Remaining_Information | Status
STP_009 - Lot4 | Data Enrichment | NGB | kk_3rd | 2023-07-21 | 2023-08-03 |  | 1282485 | 1282485 | EA | ADAPTER,COMM;BLKHD,N-FEMALE,N FEMALE |  |  | ADAPTER,COMMUNICATION;TYPE:BULKHEAD,CONNECTOR END 1:N-FEMALE,CONNECTOR END 2:N FEMALE,MATERIAL:BRASS,MNFR:01)REMOTE CONTROL TECHNOLOGIES P/L,PTNO:01)5730 | EN_01)BULKHEAD,EN_01)N-FEMALE,EN_01)N FEMALE,BRASS,01)REMOTE CONTROL TECHNOLOGIES,01)5730 |  |  | REMOTE CONTROL TECHNOLOGIES P/L | REMOTE CONTROL TECHNOLOGIES P/L | 5730 | [5 empty] | URL Not Found | [10 empty] | Cleansed | 43190000 Communications Devices and Accessories | ADAPTER | COMMUNICATION | TYPE | BULKHEAD | CONNECTOR END 1 | N-FEMALE | CONNECTOR END 2 | N-FEMALE | INTERFACE TYPE |  | POWER SUPPLY |  | INPUT RATING |  | OUTPUT RATING |  | MATERIAL | BRASS | HAZARD CLASS |  | CERTIFICATION/STANDARD |  | ADDITIONAL FEATURES | [52 empty] | Production Completed
STP_009 - Lot4 | Data Enrichment | NGB | kk_3rd | 2023-07-21 | 2023-08-03 |  | 1282201 | 1282201 | EA | ADAPTER,COMM;BLUETOOTH 4.0,MICRO USB |  |  | ADAPTER,COMMUNICATION;TYPE:BLUETOOTH 4.0,INTERFACE TYPE:MICRO USB,ADDITIONAL FEATURES EN:HOLD FOR COLLECTIONPH 0402174986,MNFR:01) MTI AVIT PTY LIMITED T/A MTI,PTNO:01)ACB75AU | EN_01)BLUETOOTH 4.0,EN_01)MICRO USB,01)HOLD FOR COLLECTIONPH 04021,01)MTI AVIT PTY LIMITED T/A MT,01)ACB75AU |  |  | MTI AVIT PTY LIMITED T/A MTI | MTI AVIT PTY LIMITED | ACB75AU | TARGUS INTERNATIONAL LLC |  |  |  |  | https://www.pbtech.com/product/ADPTAR8861111/Targus-ACB75AU-Bluetooth-40-Dual-Mode-Micro-USB-Ad | [10 empty] | Enriched | 43190000 Communications Devices and Accessories | ADAPTER | COMMUNICATION | TYPE | BLUETOOTH 4.0,DUAL MODE | CONNECTOR END 1 |  | CONNECTOR END 2 |  | INTERFACE TYPE | MICRO USB | POWER SUPPLY |  | INPUT RATING |  | OUTPUT RATING |  | MATERIAL |  | HAZARD CLASS |  | CERTIFICATION/STANDARD |  | ADDITIONAL FEATURES | HOLD FOR COLLECTIONPH 0402174986 | [51 empty] | Production Completed
STP_009 - Lot4 | Data Enrichment | NGB | kk_3rd | 2023-07-21 | 2023-08-03 |  | 1253268 | 1253268 | EA | ADAPTER,COMM;C1,C2,C3,PLP,24LCAPC | ADAPTADOR COMUNIC; | ADAPTR COMM; | ADAPTER,COMMUNICATION;CONNECTOR END 1:C1,CONNECTOR END 2:C2,INTERFACE TYPE:C3,ADDITIONAL FEATURES EN:24 PORT LCAPC ADAPTER MODULE - GREEN,PLP,24LCAPC | EN_01)C1,EN_01)C2,EN_01)C3,01)24 PORT LCAPC ADAPTER MODUL,02)PLP,24LCAPC,01)PREFORMED LINE PRODUCTS,01)24LCAPC,01)PREFORMED LINE PRODUCTS,01)24LCAPC | 24LCAPC | 1068388 | PREFORMED LINE PRODUCTS (AUST) | PREFORMED LINE PRODUCTS (AUST) | 24LCAPC | [5 empty] | https://shop.ptsupply.com/shop/peds-cab-closure-conn/fiber/24LCAPC/preformed-line-products-module-24-port-lcapc-adapter | [10 empty] | Cleansed | 43190000 Communications Devices and Accessories | ADAPTER | COMMUNICATION | TYPE |  | CONNECTOR END 1 | C1 | CONNECTOR END 2 | C2 | INTERFACE TYPE | C3 | POWER SUPPLY |  | INPUT RATING |  | OUTPUT RATING |  | MATERIAL |  | HAZARD CLASS |  | CERTIFICATION/STANDARD |  | ADDITIONAL FEATURES | NUMBER OF PORT:24,COLOR:GREEN | [51 empty] | Production Completed
STP_009 - Lot4 | Data Enrichment | NGB | kk_3rd | 2023-07-21 | 2023-08-03 |  | 1298599 | 1298599 | EA | ADAPTER,COMM;CBL, RADIO FREQUENCY |  |  | ADAPTER,COMMUNICATION;CABLE, RADIO FREQUENCY,ADDITIONAL FEATURES EN:LINE BRANCH UNIT, VDV, LESS CONNECTORS UNDERGROUND,MNFR:01) MINESITE,PTNO:01)20367 | EN_01)CABLE, RADIO FREQUENCY,01)LINE BRANCH UNIT, VDV, LESS,01)MINESITE,01)20367 |  |  | MINESITE | MINESITE | 20367 | [5 empty] | URL Not Found | [10 empty] | Cleansed | 43190000 Communications Devices and Accessories | ADAPTER | COMMUNICATION | TYPE | CABLE,RADIO FREQUENCY | CONNECTOR END 1 |  | CONNECTOR END 2 |  | INTERFACE TYPE |  | POWER SUPPLY |  | INPUT RATING |  | OUTPUT RATING |  | MATERIAL |  | HAZARD CLASS |  | CERTIFICATION/STANDARD |  | ADDITIONAL FEATURES | LINE BRANCH UNIT,VDV,W/O CONNECTORS UNDERGROUND | [51 empty] | Production Completed
STP_009 - Lot4 | Data Enrichment | NGB | kk_3rd | 2023-07-21 | 2023-08-03 |  | 1346344 | 1346344 | EA | ADAPTER,COMM;CONCTR,N-TYPE FEMALE JACK |  |  | ADAPTER,COMMUNICATION;TYPE:CONNECTOR,CONNECTOR END 1:N-TYPE FEMALE JACK,CONNECTOR END 2:N-TYPE FEMALE JACK PIN,ADDITIONAL FEATURES EN:JYEBAO, MINEGEM SYSTEM,MNFR:01)MADICONT,PTNO:01)AD-N 8N8-BF | EN_01)CONNECTOR,EN_01)N-TYPE FEMALE JACK,EN_01)N-TYPE FEMALE JACK PIN,01)JYEBAO, MINEGEM SYSTEM,01)MADICONT,01)AD-N 8N8-BF |  |  | MADICONT | MADICONT | AD-N 8N8-BF |  | JYEBAO |  |  |  | URL Not Found | [10 empty] | Cleansed | 43190000 Communications Devices and Accessories | ADAPTER | COMMUNICATION | TYPE |  | CONNECTOR END 1 | N-TYPE FEMALE JACK | CONNECTOR END 2 | N-TYPE FEMALE JACK PIN | INTERFACE TYPE |  | POWER SUPPLY |  | INPUT RATING |  | OUTPUT RATING |  | MATERIAL |  | HAZARD CLASS |  | CERTIFICATION/STANDARD |  | ADDITIONAL FEATURES | MINEGEM SYSTEM | [51 empty] | Production Completed
STP_009 - Lot4 | Data Enrichment | NGB | kk_3rd | 2023-07-21 | 2023-08-03 |  | 1320139 | 1320139 | EA | ADAPTER,COMM;CONCTR,UHF 7/32 IN,ACME-ENG |  |  | ADAPTER,COMMUNICATION;TYPE:CONNECTOR,CONNECTOR END 1:UHF 7/32 IN,MNFR:01)ACME-ENG,PTNO:01)C32-25 | EN_01)CONNECTOR,EN_01)UHF 7/32 IN,01)ACME-ENG,01)C32-25 |  |  | ACME-ENG | ACME ENGINEERING | C32-25 | [5 empty] | URL Not Found | [10 empty] | Cleansed | 43190000 Communications Devices and Accessories | ADAPTER | COMMUNICATION | TYPE |  | CONNECTOR END 1 | 7/32 IN UHF | CONNECTOR END 2 |  | INTERFACE TYPE |  | POWER SUPPLY |  | INPUT RATING |  | OUTPUT RATING |  | MATERIAL |  | HAZARD CLASS |  | CERTIFICATION/STANDARD |  | ADDITIONAL FEATURES | [52 empty] | Production Completed
STP_009 - Lot4 | Data Enrichment | NGB | kk_3rd | 2023-07-21 | 2023-08-03 |  | 1351247 | 1351247 | EA | ADAPTER,COMM;CONCTR,UHF PLUG,BNC-JACK |  |  | ADAPTER,COMMUNICATION;TYPE:CONNECTOR,CONNECTOR END 1:UHF PLUG,CONNECTOR END 2:BNC-JACK,ADDITIONAL FEATURES EN:BETWEEN SERIES,MNFR: 01)KINGS,PTNO:01)C47-08,MNFR:02)ACME-ENG,PTNO:02)UG-273/U | EN_01)CONNECTOR,EN_01)UHF PLUG,EN_01)BNC-JACK,01)BETWEEN SERIES,01)KINGS,02)ACME-ENG,01)C47-08,02)UG-273/U |  |  | ACME-ENG | ACME ENGINEERING | UG-273/U |  | KINGS | C47-08 |  |  | https://www.amphenolrf.com/031-28.html | [10 empty] | Enriched | 43190000 Communications Devices and Accessories | ADAPTER | COMMUNICATION | TYPE | STRAIGHT | CONNECTOR END 1 | UHF PLUG | CONNECTOR END 2 | BNC-JACK | INTERFACE TYPE |  | POWER SUPPLY |  | INPUT RATING |  | OUTPUT RATING |  | MATERIAL | BRASS | HAZARD CLASS |  | CERTIFICATION/STANDARD | ROHS | ADDITIONAL FEATURES | BETWEEN SERIES | [51 empty] | Production Completed
STP_009 - Lot4 | Data Enrichment | NGB | kk_3rd | 2023-07-21 | 2023-08-03 |  | 1282181 | 1282181 | EA | ADAPTER,COMM;CONV,DISPLAY PORT 1.2 |  |  | ADAPTER,COMMUNICATION;TYPE:CONVERTER,CONNECTOR END 1:DISPLAY PORT 1.2,CONNECTOR END 2:HDMI 4K,MNFR:01)LINDY AUSTRALIA PTY LTD, PTNO:01)41718 | EN_01)CONVERTER,EN_01)DISPLAY PORT 1.2,EN_01)HDMI 4K,01)LINDY AUSTRALIA PTY LTD,01)41718 |  |  | LINDY AUSTRALIA PTY LTD | LINDY AUSTRALIA PTY LTD | 41718 | [5 empty] | https://www.lindy-international.com/DisplayPort-to-HDMI-Converter.htm?websale8=ld0101.ld021102&pi=41718 | [10 empty] | Enriched | 43190000 Communications Devices and Accessories | ADAPTER | COMMUNICATION | TYPE |  | CONNECTOR END 1 | DISPLAY PORT 1.1 | CONNECTOR END 2 | HDMI 1.4 | INTERFACE TYPE |  | POWER SUPPLY |  | INPUT RATING |  | OUTPUT RATING |  | MATERIAL | ABS HOUSING,PVC JACKET | HAZARD CLASS |  | CERTIFICATION/STANDARD | CE,FCC,RHHS & REACH | ADDITIONAL FEATURES | CABLE LENGTH:150 MM,COLOR:BLACK | [51 empty] | Production Completed
STP_009 - Lot4 | Data Enrichment | NGB | kk_3rd | 2023-07-21 | 2023-08-03 |  | 1282139 | 1282139 | EA | ADAPTER,COMM;DISPLAY PORT MALE |  |  | ADAPTER,COMMUNICATION;CONNECTOR END 1:DISPLAY PORT MALE,CONNECTOR END 2:DVI-D FEMALE,MNFR:01)LINDY AUSTRALIA PTY LTD,PTNO:01) 41734 | EN_01)DISPLAY PORT MALE,EN_01)DVI-D FEMALE,01)LINDY AUSTRALIA PTY LTD,01)41734 |  |  | LINDY AUSTRALIA PTY LTD | LINDY AUSTRALIA PTY LTD | 41734 | [5 empty] | https://www.lindy-international.com/DisplayPort-1-2-to-DVI-Active-Converter.htm?websale8=ld0101.ld021102&pi=41734&ci=20 | [10 empty] | Enriched | 43190000 Communications Devices and Accessories | ADAPTER | COMMUNICATION | TYPE |  | CONNECTOR END 1 | MALE DISPLAY PORT 1.2 | CONNECTOR END 2 | DVI-D FEMALE | INTERFACE TYPE |  | POWER SUPPLY |  | INPUT RATING |  | OUTPUT RATING |  | MATERIAL | ABS HOUSING,PVC JACKET | HAZARD CLASS |  | CERTIFICATION/STANDARD | CE,UKCA,FCC,ROHS & REACH,CP65 | ADDITIONAL FEATURES | CABLE LENGTH:160 MM,COLOR:BLACK | [51 empty] | Production Completed
STP_009 - Lot4 | Data Enrichment | NGB | kk_3rd | 2023-07-21 | 2023-08-03 | Part Number Updated as per Websource | 1282265 | 1282265 | EA | ADAPTER,COMM;DSPLY PORT,HDMI-F |  |  | ADAPTER,COMMUNICATION;CONNECTOR END 1:DISPLAY PORT,CONNECTOR END 2:HDMI-F,MNFR:01)RS COMPONENTS PTY LTD,PTNO:01)177-8789 | EN_01)DISPLAY PORT,EN_01)HDMI-F,01)RS COMPONENTS PTY LTD,01)177-8789 |  |  | RS COMPONENTS PTY LTD | STARTECH | DP2HD4K60S |  | RS COMPONENTS PTY LTD | 177-8789 |  |  | https://www.startech.com/en-us/display-video-adapters/dp2hd4k60s | https://my.rs-online.com/web/p/video-converters/1778789 | [9 empty] | Enriched | 43190000 Communications Devices and Accessories | ADAPTER | COMMUNICATION | TYPE |  | CONNECTOR END 1 | DISPLAY PORT-20 PIN | CONNECTOR END 2 | HDMI-F-19 PIN | INTERFACE TYPE |  | POWER SUPPLY |  | INPUT RATING |  | OUTPUT RATING |  | MATERIAL | PLASTIC | HAZARD CLASS |  | CERTIFICATION/STANDARD |  | ADDITIONAL FEATURES | CABLE LENGTH:4-13/64 IN | [51 empty] | Production Completed
STP_009 - Lot4 | Data Enrichment | NGB | kk_3rd | 2023-07-21 | 2023-08-03 |  | 1282547 | 1282547 | EA | ADAPTER,COMM;GATEWAY PROCESSOR,SL,ENET |  |  | ADAPTER,COMMUNICATION;TYPE:GATEWAY PROCESSOR,CONNECTOR END 1:SERIAL,CONNECTOR END 2:ETHERNET,MATERIAL:METAL,ADDITIONAL FEATURES EN:SINGLE PORT, 1 X DM25F DCE CONNECTOR, RS-232/42,.6KBPS, TERMINAL SERVER,MNFR:01)ENERGYQLD,PTNO:01)2468114 | EN_01)GATEWAY PROCESSOR,EN_01)SERIAL,EN_01)ETHERNET,METAL,01)SINGLE PORT, 1 X DM25F DCE,02).6KBPS, TERMINAL SERVER,01)ENERGYQLD,01)2468114 |  |  | ENERGYQLD | ENERGY QUEENSLAND | 2468114 | [5 empty] | URL Not Found | [10 empty] | Cleansed | 43190000 Communications Devices and Accessories | ADAPTER | COMMUNICATION | TYPE | GATEWAY PROCESSOR | CONNECTOR END 1 | SERIAL | CONNECTOR END 2 | ETHERNET | INTERFACE TYPE |  | POWER SUPPLY |  | INPUT RATING |  | OUTPUT RATING |  | MATERIAL | METAL | HAZARD CLASS |  | CERTIFICATION/STANDARD |  | ADDITIONAL FEATURES | SINGLE PORT,C/W 1 X DM25F DCE CONNECTOR,RS-232/42,SPEED:6KBPS,TERMINAL SERVER | [51 empty] | Production Completed
STP_009 - Lot4 | Data Enrichment | NGB | kk_3rd | 2023-07-21 | 2023-08-03 |  | 1282383 | 1282383 | EA | ADAPTER,COMM;HDMI FEMALE,DVI-D MALE |  |  | ADAPTER,COMMUNICATION;CONNECTOR END 1:HDMI FEMALE,CONNECTOR END 2:DVI-D MALE,MNFR:01)LINDY AUSTRALIA PTY LTD,PTNO:01)41228 | EN_01)HDMI FEMALE,EN_01)DVI-D MALE,01)LINDY AUSTRALIA PTY LTD,01)41228 |  |  | LINDY AUSTRALIA PTY LTD | LINDY AUSTRALIA PTY LTD | 41228 | [5 empty] | https://www.lindy-international.com/HDMI-Female-to-DVI-D-Male-Adapter.htm?websale8=ld0101.ld021102&pi=41228&ci=80 | [10 empty] | Cleansed | 43190000 Communications Devices and Accessories | ADAPTER | COMMUNICATION | TYPE |  | CONNECTOR END 1 | HDMI FEMALE | CONNECTOR END 2 | DVI-D MALE | INTERFACE TYPE |  | POWER SUPPLY |  | INPUT RATING |  | OUTPUT RATING |  | MATERIAL |  | HAZARD CLASS |  | CERTIFICATION/STANDARD |  | ADDITIONAL FEATURES | [52 empty] | Production Completed
STP_009 - Lot4 | Data Enrichment | NGB | kk_3rd | 2023-07-21 | 2023-08-03 |  | 1282251 | 1282251 | EA | ADAPTER,COMM;MS SURFACE,USB 3.0,ENET |  |  | ADAPTER,COMMUNICATION;TYPE:MS SURFACE,CONNECTOR END 1:USB 3.0,CONNECTOR END 2:ETHERNET,MNFR:01)MTI AVIT PTY LIMITED T/A MTI,PTNO: 01)EJR-00007 | EN_01)MS SURFACE,EN_01)USB 3.0,EN_01)ETHERNET,01)MTI AVIT PTY LIMITED T/A MT,01)EJR-00007 |  |  | MTI AVIT PTY LIMITED T/A MTI | MTI AVIT PTY LIMITED | EJR-00007 | [5 empty] | https://www.tmt.my/products/microsoft-surface-usb-3-0-gigabit-ethernet-adapter | [10 empty] | Enriched | 43190000 Communications Devices and Accessories | ADAPTER | COMMUNICATION | TYPE | MICROSOFT SURFACE | CONNECTOR END 1 | USB 3.0 | CONNECTOR END 2 | ETHERNET | INTERFACE TYPE |  | POWER SUPPLY |  | INPUT RATING |  | OUTPUT RATING |  | MATERIAL |  | HAZARD CLASS |  | CERTIFICATION/STANDARD |  | ADDITIONAL FEATURES | SPEED:ETHERNET 10/100/1000 MB/S | [51 empty] | Production Completed
STP_009 - Lot4 | Data Enrichment | NGB | kk_3rd | 2023-07-21 | 2023-08-03 | Part Number Updated as per Websource | 1282331 | 1282331 | EA | ADAPTER,COMM;POE INJECTOR |  |  | ADAPTER,COMMUNICATION;TYPE:POE INJECTOR,MNFR:01)CNW (MOUNT ISA) ELECT WHOLESALER,PTNO:01)ABB3AFP9189167 | EN_01)POE INJECTOR,01)CNW (MOUNT ISA) ELECT WHOLE,01)ABB3AFP9189167 |  |  | CNW (MOUNT ISA) ELECT WHOLESALER | CNW ELECTRICAL MOUNT ISA WHOLESALE | 3AFP9189167 | ABB |  |  |  |  | https://new.abb.com/products/3AFP9189167/3afp9189167 | https://www.eibabo.com/en/abb/smart-sensor-gateway-poe-adapter-application-software-for-automation-3afp9189167-eb13809629 | [9 empty] | Enriched | 43190000 Communications Devices and Accessories | ADAPTER | COMMUNICATION | TYPE | SMART SENSOR GATEWAY POE INJECTOR | CONNECTOR END 1 |  | CONNECTOR END 2 |  | INTERFACE TYPE |  | POWER SUPPLY |  | INPUT RATING |  | OUTPUT RATING |  | MATERIAL |  | HAZARD CLASS |  | CERTIFICATION/STANDARD |  | ADDITIONAL FEATURES | [52 empty] | Production Completed
STP_009 - Lot4 | Data Enrichment | NGB | kk_3rd | 2023-07-21 | 2023-08-03 |  | 1282191 | 1282191 | EA | ADAPTER,COMM;QUAD SLOTTED BULKHEAD TIP |  |  | ADAPTER,COMMUNICATION;TYPE:QUAD SLOTTED BULKHEAD TIP,CONNECTOR END 1:SC,CONNECTOR END 2:APC,MNFR:01)CNW (MOUNT ISA) ELECT WHOLESALER,PTNO:01)FFLX-4S-ASC | EN_01)QUAD SLOTTED BULKHEAD TI,EN_01)SC,EN_01)APC,01)CNW (MOUNT ISA) ELECT WHOLE,01)FFLX-4S-ASC |  |  | CNW (MOUNT ISA) ELECT WHOLESALER | CNW ELECTRICAL MOUNT ISA WHOLESALE | FFLX-4S-ASC | AFL |  |  |  |  | https://www.specialized.net/afl-fflx-4s-asc-focis-duel-sc-apc-adapter-tip-quad-slotted.html | [10 empty] | Enriched | 43190000 Communications Devices and Accessories | ADAPTER | COMMUNICATION | TYPE | QUAD SLOTTED,BULKHEAD TIP | CONNECTOR END 1 | SC | CONNECTOR END 2 | APC | INTERFACE TYPE |  | POWER SUPPLY |  | INPUT RATING |  | OUTPUT RATING |  | MATERIAL |  | HAZARD CLASS |  | CERTIFICATION/STANDARD | UL,CE,FCC | ADDITIONAL FEATURES | [52 empty] | Production Completed
STP_009 - Lot4 | Data Enrichment | NGB | kk_3rd | 2023-07-21 | 2023-08-03 | Part Number Updated as per Websource | 1282141 | 1282141 | EA | ADAPTER,COMM;SMA RP SOCKET,SMA SOCKET |  |  | ADAPTER,COMMUNICATION;CONNECTOR END 1:SMA RP SOCKET,CONNECTOR END 2:SMA SOCKET,OUTPUT RATING:50 OHM,MNFR:01)RS COMPONENTS PTY LTD, PTNO:01)1225239 | EN_01)SMA RP SOCKET,EN_01)SMA SOCKET,50 OHM,01)RS COMPONENTS PTY LTD,01)1225239 |  |  | RS COMPONENTS PTY LTD | RF SOLUTIONS | ADP-SMAFRP-SMAF |  | RS COMPONENTS PTY LTD | 1225239 |  |  | https://www.rfsolutions.co.uk/cable-assemblies-adaptors-c4/rf-adaptors-c154/adapter-type-c174/sma-c180/rf-solutions-m2 | https://my.rs-online.com/web/p/coaxial-adapters/1225239 | [9 empty] | Enriched | 43190000 Communications Devices and Accessories | ADAPTER | COMMUNICATION | TYPE |  | CONNECTOR END 1 | SMA REVERSE POLARITY SOCKET | CONNECTOR END 2 | SMA SOCKET | INTERFACE TYPE |  | POWER SUPPLY |  | INPUT RATING |  | OUTPUT RATING | 50 OHM | MATERIAL |  | HAZARD CLASS |  | CERTIFICATION/STANDARD |  | ADDITIONAL FEATURES | [52 empty] | Production Completed
STP_009 - Lot4 | Data Enrichment | NGB | kk_3rd | 2023-07-21 | 2023-08-03 |  | 1282574 | 1282574 | EA | ADAPTER,COMM;ST SIMPLEX, DD HOLE,METAL |  |  | ADAPTER,COMMUNICATION;TYPE:ST SIMPLEX, DD HOLE,MATERIAL:METAL,ADDITIONAL FEATURES EN:MYL,MNFR:01)CNW (MOUNT ISA) ELECT WHOLESALER, PTNO:01)340049 | EN_01)ST SIMPLEX, DD HOLE,METAL,01)MYL,01)CNW (MOUNT ISA) ELECT WHOLE,01)340049 |  |  | CNW (MOUNT ISA) ELECT WHOLESALER | CNW ELECTRICAL MOUNT ISA WHOLESALE | 340049 | [5 empty] | URL Not Found | [10 empty] | Cleansed | 43190000 Communications Devices and Accessories | ADAPTER | COMMUNICATION | TYPE | ST SIMPLEX,DD HOLE | CONNECTOR END 1 |  | CONNECTOR END 2 |  | INTERFACE TYPE |  | POWER SUPPLY |  | INPUT RATING |  | OUTPUT RATING |  | MATERIAL | METAL | HAZARD CLASS |  | CERTIFICATION/STANDARD |  | ADDITIONAL FEATURES | MYL | [51 empty] | Production Completed
STP_009 - Lot4 | Data Enrichment | NGB | kk_3rd | 2023-07-21 | 2023-08-03 |  | 1299053 | 1299053 | EA | ADAPTER,COMM;STRAIGHT CONNECTOR,75 OHM |  |  | ADAPTER,COMMUNICATION;TYPE:STRAIGHT CONNECTOR,CONNECTOR END 1:BNC JACK X JACK,ADDITIONAL FEATURES EN:75 OHM,MNFR:01)ACME-ENG,PTNO: 01)RF-31A219 | EN_01)STRAIGHT CONNECTOR,EN_01)BNC JACK X JACK,01)75 OHM,01)ACME-ENG,01)RF-31A219 |  |  | ACME-ENG | ACME ENGINEERING | RF-31A219 | [5 empty] | URL Not Found | [10 empty] | Cleansed | 43190000 Communications Devices and Accessories | ADAPTER | COMMUNICATION | TYPE | STRAIGHT | CONNECTOR END 1 | BNC-JACK | CONNECTOR END 2 | JACK | INTERFACE TYPE |  | POWER SUPPLY |  | INPUT RATING |  | OUTPUT RATING |  | MATERIAL |  | HAZARD CLASS |  | CERTIFICATION/STANDARD |  | ADDITIONAL FEATURES | IMPEDANCE:75 OHM | [51 empty] | Production Completed
STP_009 - Lot4 | Data Enrichment | NGB | kk_3rd | 2023-07-21 | 2023-08-03 |  | 1282586 | 1282586 | EA | ADAPTER,COMM;TEL,ANALOGUE,VOIP,5 VDC |  |  | ADAPTER,COMMUNICATION;TYPE:TELEPHONE,CONNECTOR END 1:ANALOGUE,CONNECTOR END 2:VOIP,INTERFACE TYPE:DHCP, OPENVPN, PPPOE, VLAN, POWER SUPPLY:5 VDC,ADDITIONAL FEATURES EN:F-SET, TONE SENDER,MNFR:01)CNW (MOUNT ISA) ELECT WHOLESALER,PTNO:01)PTS100/200 RJ11 | EN_01)TELEPHONE,EN_01)ANALOGUE,EN_01)VOIP,EN_01)DHCP, OPENVPN, PPPOE, VL,5 VDC,01)F-SET, TONE SENDER,01)CNW (MOUNT ISA) ELECT WHOLE,01)PTS100/200 RJ11 |  |  | CNW (MOUNT ISA) ELECT WHOLESALER | CNW ELECTRICAL MOUNT ISA WHOLESALE | PTS100/200 RJ11 | [5 empty] | URL Not Found | [10 empty] | Cleansed | 43190000 Communications Devices and Accessories | ADAPTER | COMMUNICATION | TYPE | TELEPHONE | CONNECTOR END 1 | ANALOGUE | CONNECTOR END 2 | VOIP | INTERFACE TYPE | DHCP,OPEN VPN,PPPOE,VLAN | POWER SUPPLY | 5 VDC | INPUT RATING |  | OUTPUT RATING |  | MATERIAL |  | HAZARD CLASS |  | CERTIFICATION/STANDARD |  | ADDITIONAL FEATURES | F-SET,TONE SENDER | [51 empty] | Production Completed
STP_009 - Lot4 | Data Enrichment | NGB | kk_3rd | 2023-07-21 | 2023-08-03 |  | 1365965 | 1365965 | EA | ADAPTER,COMM;USB 2.0,ETHERNET 10/100 |  |  | ADAPTER,COMMUNICATION;CONNECTOR END 1:USB 2.0,CONNECTOR END 2:ETHERNET 10/100,MNFR:01)MTI AVIT PTY LIMITED T/A MTI,PTNO:01) F4U047BT | EN_01)USB 2.0,EN_01)ETHERNET 10/100,01)MTI AVIT PTY LIMITED T/A MT,01)F4U047BT |  |  | MTI AVIT PTY LIMITED T/A MTI | MTI AVIT PTY LIMITED | F4U047BT | BELKIN |  |  |  |  | https://www.belkin.com/th/P-F4U047.html | [10 empty] | Enriched | 43190000 Communications Devices and Accessories | ADAPTER | COMMUNICATION | TYPE |  | CONNECTOR END 1 | USB 2.0 | CONNECTOR END 2 | ETHERNET | INTERFACE TYPE |  | POWER SUPPLY |  | INPUT RATING |  | OUTPUT RATING |  | MATERIAL |  | HAZARD CLASS |  | CERTIFICATION/STANDARD |  | ADDITIONAL FEATURES | SPEED:ETHERNET 10/100 MB/S | [51 empty] | Production Completed
STP_009 - Lot4 | Data Enrichment | NGB | kk_3rd | 2023-07-21 | 2023-08-03 |  | 1282379 | 1282379 | EA | ADAPTER,COMM;USB 3.0 MALE,GIGABIT FEMALE |  |  | ADAPTER,COMMUNICATION;CONNECTOR END 1:USB 3.0 MALE,CONNECTOR END 2:GIGABIT FEMALE,MNFR:01)TOPSTAR COMPUTERS INT,PTNO:01)ADA-HP- N7P47AA | EN_01)USB 3.0 MALE,EN_01)GIGABIT FEMALE,01)TOPSTAR COMPUTERS INT,01)ADA-HP-N7P47AA |  |  | TOPSTAR COMPUTERS INT | TOPSTAR COMPUTERS INT | N7P47AA | HP DEVELOPMENT COMPANY, L.P |  |  |  |  | https://support.hp.com/us-en/document/c04883825 | [10 empty] | Enriched | 43190000 Communications Devices and Accessories | ADAPTER | COMMUNICATION | TYPE |  | CONNECTOR END 1 | USB 3.0 MALE | CONNECTOR END 2 | GIGABIT FEMALE | INTERFACE TYPE | 1 X NETWORK-ETHERNET 10BASE-T/100BASE-TX/1000BASE-T-RJ-45 | POWER SUPPLY |  | INPUT RATING |  | OUTPUT RATING |  | MATERIAL |  | HAZARD CLASS |  | CERTIFICATION/STANDARD |  | ADDITIONAL FEATURES | [52 empty] | Production Completed
STP_009 - Lot4 | Data Enrichment | NGB | kk_3rd | 2023-07-21 | 2023-08-03 |  | 1282282 | 1282282 | EA | ADAPTER,COMM;USB-C,USB-A |  |  | ADAPTER,COMMUNICATION;CONNECTOR END 1:USB-C,CONNECTOR END 2:USB-A,ADDITIONAL FEATURES EN:150 MM SUPER ULTRA,MNFR:01)MTI AVIT PTY LIMITED T/A MTI,PTNO:01)ULCAA-SLV | EN_01)USB-C,EN_01)USB-A,01)150 MM SUPER ULTRA,01)MTI AVIT PTY LIMITED T/A MT,01)ULCAA-SLV |  |  | MTI AVIT PTY LIMITED T/A MTI | MTI AVIT PTY LIMITED | ULCAA-SLV | ALOGIC |  |  |  |  | https://www.directdial.com/ca/item/alogic-super-ultra-usb-3-1-usb-c-to-usb-a-adapter/ulcaa-slv | [10 empty] | Enriched | 43190000 Communications Devices and Accessories | ADAPTER | COMMUNICATION | TYPE | SUPER ULTRA | CONNECTOR END 1 | USB 3.1 (GEN 1) TYPE C-MALE | CONNECTOR END 2 | USB 3.1 (GEN1) TYPE A-FEMALE | INTERFACE TYPE |  | POWER SUPPLY |  | INPUT RATING |  | OUTPUT RATING |  | MATERIAL |  | HAZARD CLASS |  | CERTIFICATION/STANDARD |  | ADDITIONAL FEATURES | CABLE LENGTH:150 MM,DATA TRANSFER RATE:5 GB/S | [51 empty] | Production Completed
STP_009 - Lot4 | Data Enrichment | NGB | kk_3rd | 2023-07-21 | 2023-08-03 |  | 1290073 | 1290073 | EA | ADAPTER,CONDT;3/4 IN X 20 MM,BRASS |  |  | ADAPTER,CONDUIT;SIZE:3/4 IN X 20 MM,END CONNECTION:THD X THD FEMALE,MATERIAL:BRASS,MNFR:01)CLIPSAL,PTNO:01)1235/20 | 3/4 IN X 20 MM,EN_01)THD X THD FEMALE,BRASS,01)CLIPSAL,01)1235/20 |  |  | CLIPSAL | CLIPSAL | 1235/20 | [5 empty] | https://www.clipsal.com/products/detail?CatNo=1235/20&itemno=1235/20&tab-document-1=0 | [10 empty] | Enriched | 39131706 Electrical conduit | ADAPTER | CONDUIT | TYPE |  | SIZE | 3/4 IN X 20 MM | END CONNECTION | MALE THREADED X FEMALE THREADED | MATERIAL | MACHINED BRASS | COATING/FINISH |  | TEMPERATURE RATING |  | HAZARD CLASS |  | CERTIFICATION/STANDARD | AS 1722.2,AS 1721,ASC 66.1,AS 2052 | ADDITIONAL FEATURES | LENGTH:35 MM | [55 empty] | Production Completed
STP_009 - Lot4 | Data Enrichment | NGB | kk_3rd | 2023-07-21 | 2023-08-03 |  | 1352297 | 1352297 | EA | ADAPTER,CONDT;IMPERIAL/METRIC,BRASS,STL |  |  | ADAPTER,CONDUIT;TYPE:IMPERIAL/METRIC,SIZE:M32 X 1-1/4 IN,END CONNECTION:THD X THD FEMALE,MATERIAL:BRASS,ADDITIONAL FEATURES EN: STEEL,MNFR:01)CLIPSAL,PTNO:01)1235/32 | IMPERIAL/METRIC,M32 X 1-1/4 IN,EN_01)THD X THD FEMALE,BRASS,01)STEEL,01)CLIPSAL,01)1235/32 |  |  | CLIPSAL | CLIPSAL | 1235/32 | [5 empty] | https://www.clipsal.com/products/detail?CatNo=1235/32&itemno=1235/32&backto=/search?q=1235%2F32&datasource=products&currentPage=1&tab-document-1=0 | [10 empty] | Enriched | 39131706 Electrical conduit | ADAPTER | CONDUIT | TYPE | IMPERIAL/METRIC | SIZE | 1-1/4 IN X 32 MM | END CONNECTION | MALE THREADED X FEMALE THREADED | MATERIAL | MACHINED BRASS | COATING/FINISH |  | TEMPERATURE RATING |  | HAZARD CLASS |  | CERTIFICATION/STANDARD | AS 1722.2,AS 1721,ASC 66.1,AS 2052 | ADDITIONAL FEATURES | LENGTH:43 MM | [55 empty] | Production Completed
STP_009 - Lot4 | Data Enrichment | NGB | kk_3rd | 2023-07-21 | 2023-08-03 |  | 1352296 | 1352296 | EA | ADAPTER,CONDT;IMPERIAL/METRIC,PVC |  |  | ADAPTER,CONDUIT;TYPE:IMPERIAL/METRIC,SIZE:3/4 IN X M20,END CONNECTION:THD X THD FEMALE,MATERIAL:PVC,CERTIFICATION/STANDARD:AS/NZS 2053,MNFR:01)CLIPSAL,PTNO:01)235S-3/4/20 | IMPERIAL/METRIC,3/4 IN X M20,EN_01)THD X THD FEMALE,PVC,EN_01)AS/NZS 2053,01)CLIPSAL,01)235S-3/4/20 |  |  | CLIPSAL | CLIPSAL | 235S-3/4/20 | [5 empty] | https://www.clipsal.com/products/detail?CatNo=235S3/4/20&itemno=235S3/4/20-GY&backto=/search?q=235S-3%2F4%2F20&datasource=products&currentPage=1&tab-document-1=0 | [10 empty] | Enriched | 39131706 Electrical conduit | ADAPTER | CONDUIT | TYPE | IMPERIAL/METRIC | SIZE | 3/4 IN X 20 MM | END CONNECTION | MALE THREADED X FEMALE THREADED | MATERIAL | PVC | COATING/FINISH |  | TEMPERATURE RATING |  | HAZARD CLASS |  | CERTIFICATION/STANDARD | AS/NZS 2053 | ADDITIONAL FEATURES | LENGTH:33 MM | [55 empty] | Production Completed
STP_009 - Lot4 | Data Enrichment | NGB | kk_3rd | 2023-07-21 | 2023-08-03 |  | 1381821 | 1381821 | EA | ADAPTER,CONDT;OD 20 X LG 31 MM,BRASS |  |  | ADAPTER,CONDUIT;SIZE:OD 20 X LG 31 MM,END CONNECTION:PG11 X M20-2.5 FEMALE,MATERIAL:BRASS,MNFR:01)CLIPSAL,PTNO:01)1235PG11 | OD 20 X LG 31 MM,EN_01)PG11 X M20-2.5 FEMALE,BRASS,01)CLIPSAL,01)1235PG11 |  |  | CLIPSAL | CLIPSAL | 1235PG11 | [5 empty] | https://www.clipsal.com/products/detail?CatNo=1235PG11&itemno=1235PG11&backto=/search?q=1235PG11&datasource=products&currentPage=1&tab-document-1=0 | [10 empty] | Enriched | 39131706 Electrical conduit | ADAPTER | CONDUIT | TYPE |  | SIZE | PG11 X M20X2.5 MM | END CONNECTION | MALE THREADED X FEMALE THREADED | MATERIAL | MACHINED BRASS | COATING/FINISH |  | TEMPERATURE RATING |  | HAZARD CLASS |  | CERTIFICATION/STANDARD | AS 2052,DIN 40430,AS 1721 | ADDITIONAL FEATURES | LENGTH:31 MM | [55 empty] | Production Completed
STP_009 - Lot4 | Data Enrichment | NGB | kk_3rd | 2023-07-21 | 2023-08-03 |  | 1381802 | 1381802 | EA | ADAPTER,CONDT;REDUCER,M50 X M40,STEEL |  |  | ADAPTER,CONDUIT;TYPE:REDUCER,SIZE:M50 X M40,END CONNECTION:THD X THD FEMALE,MATERIAL:STEEL,COATING/FINISH:GALVANIZED,AS 1721, 2052,MNFR:01)FLOODS,PTNO:01)1264S5M | REDUCER,M50 X M40,EN_01)THD X THD FEMALE,STEEL,GALVANIZED,EN_01)AS 1721, 2052,01)FLOODS,01)1264S5M |  |  | FLOODS | FLOODS | 1264S5M | CLIPSAL |  |  |  |  | https://www.clipsal.com/products/detail?CatNo=1264S5M&itemno=1264S5M&backto=/search?q=1264S5M&datasource=products&tab-document-1=0 | https://www.schnap.com.au/clipsal-electrical-accessories/conduit-ducting-and-fittings/conduit-fittings-metal/clipsal-1264s5m-conduit-reducer-steel-m50x1.5-x-m40x1.5-male-to-female.html | [9 empty] | Enriched | 39131706 Electrical conduit | REDUCER | CONDUIT | TYPE |  | SIZE | 50X40 MM | END CONNECTION | MALE THREADED X FEMALE THREADED | LENGTH | 50 MM | MATERIAL | GALVANIZED STEEL | COLOUR |  | HAZARD CLASS |  | CERTIFICATION/STANDARD | AS 1721,AS 2052 | ADDITIONAL FEATURES | [56 empty] | Production Completed
STP_009 - Lot4 | Data Enrichment | NGB | kk_3rd | 2023-07-21 | 2023-08-03 |  | 1284259 | 1284259 | EA | ADAPTER,CONDT;STRAIGHT,NYLON PA66 |  |  | ADAPTER,CONDUIT;TYPE:STRAIGHT,END CONNECTION:THREADED X QUICK DISCONNECT,MATERIAL:NYLON PA66,TEMPERATURE RATING:-50 TO 135 DEG C, ADDITIONAL FEATURES EN:TERMINATOR FPA,MNFR:01)CNW (MOUNT ISA) ELECT WHOLESALER,PTNO:01)FLEFPA20-M20B | STRAIGHT,EN_01)THREADED X QUICK DISCONN,NYLON PA66,-50 TO 135 DEG C,01)TERMINATOR FPA,01)CNW (MOUNT ISA) ELECT WHOLE,01)FLEFPA20-M20B |  |  | CNW (MOUNT ISA) ELECT WHOLESALER | CNW ELECTRICAL MOUNT ISA WHOLESALE | FLEFPA20-M20B | [5 empty] | https://shop.cnw.com.au/cnw/en/AUD/All-Categories/Conduit/Conduit-Fittings/Conduit-Gland/TERMINATOR-FPA%2820MM%29-STRAIGHT-M20-BLACK/p/FLEFPA20-M20BC13 | [10 empty] | Enriched | 39131706 Electrical conduit | ADAPTER | CONDUIT | TYPE | STRAIGHT | SIZE | 20 MM | END CONNECTION | THREADED X QUICK DISCONNECT | MATERIAL | NYLON (PA66) | COATING/FINISH |  | TEMPERATURE RATING | -50 TO 135 DEG C | HAZARD CLASS |  | CERTIFICATION/STANDARD | AS/NZS 2053,IEC61386 | ADDITIONAL FEATURES | TERMINATOR,SERIES:FPA | [55 empty] | Production Completed
STP_009 - Lot4 | Data Enrichment | NGB | kk_3rd | 2023-07-21 | 2023-08-03 |  | 1284603 | 1284603 | EA | ADAPTER,CONDT;THREAD CONVERTOR |  |  | ADAPTER,CONDUIT;TYPE:THREAD CONVERTOR,SIZE:1/2 IN X M20,END CONNECTION:BSP X THREADED FEMALE,ADDITIONAL FEATURES EN:AS PER ITEM 5 HAYMANS,MNFR:01)HAYMANS ELECTRICAL (PARTS),PTNO:01)CLI1235BSP15/20 | THREAD CONVERTOR,1/2 IN X M20,EN_01)BSP X THREADED FEMALE,01)AS PER ITEM 5 HAYMANS,01)HAYMANS ELECTRICAL (PARTS),01)CLI1235BSP15/20 |  |  | HAYMANS ELECTRICAL (PARTS) | HAYMANS ELECTRICAL | CLI1235BSP15/20 | [5 empty] | https://haymans.mmem.com.au/cli1235bsp15-2f-20 |  | 5 | [8 empty] | Enriched | 39131706 Electrical conduit | ADAPTER | CONDUIT | TYPE | THREAD CONVERTOR | SIZE | 1/2 IN-14 TPI X M20X1.5 MM | END CONNECTION | BSP X THREADED FEMALE | MATERIAL |  | COATING/FINISH |  | TEMPERATURE RATING |  | HAZARD CLASS |  | CERTIFICATION/STANDARD |  | ADDITIONAL FEATURES | LENGTH:33 MM | [55 empty] | Production Completed
STP_009 - Lot4 | Data Enrichment | NGB | kk_3rd | 2023-07-21 | 2023-08-03 |  | 1284489 | 1284489 | EA | ADAPTER,CONDT;THREAD CONVERTOR,M X FEM |  |  | ADAPTER,CONDUIT;TYPE:THREAD CONVERTOR,SIZE:3/4 IN X 20 MM,END CONNECTION:MALE X FEMALE,MATERIAL:BRASS,ADDITIONAL FEATURES EN:AS PER ITEM 10, YAMAZAKI LATHE REPAIR,MNFR:01)HAYMANS ELECTRICAL (PARTS),PTNO:01)CLI1235/20 | THREAD CONVERTOR,3/4 IN X 20 MM,EN_01)MALE X FEMALE,BRASS,01)AS PER ITEM 10, YAMAZAKI LA,01)HAYMANS ELECTRICAL (PARTS),01)CLI1235/20 |  |  | HAYMANS ELECTRICAL (PARTS) | HAYMANS ELECTRICAL | CLI1235/20 | [5 empty] | https://haymans.mmem.com.au/cli1235-2f-20 |  | 10 | LATHE | YAMAZAKI | [6 empty] | Enriched | 39131706 Electrical conduit | ADAPTER | CONDUIT | TYPE | THREAD CONVERTOR | SIZE | 3/4 IN-14 TPI X M20X1.5 MM | END CONNECTION | MALE THREADED X FEMALE THREADED | MATERIAL | BRASS | COATING/FINISH |  | TEMPERATURE RATING |  | HAZARD CLASS |  | CERTIFICATION/STANDARD |  | ADDITIONAL FEATURES | LENGTH:35 MM,REPAIR | [55 empty] | Production Completed
STP_009 - Lot4 | Data Enrichment | NGB | kk_3rd | 2023-07-21 | 2023-08-03 | Input Rating Value Conflict Processed based on Websource | 1383712 | 1383712 | EA | ADAPTER,ELEC;100-240 VAC |  |  | ADAPTER,ELECTRICAL;INPUT RATING:100-240 VAC,OUTPUT RATING:5.1 V 3 A DC 15.3 W,CONNECTION TYPE:PLUG 2 PIN X USB TYPE C,MNFR:01)RS COMPONENTS PTY LTD,PTNO:01)187-3415 | 100-240 VAC,5.1 V 3 A DC 15.3 W,EN_01)PLUG 2 PIN X USB TYPE C,01)RS COMPONENTS PTY LTD,01)187-3415 |  |  | RS COMPONENTS PTY LTD | RASPBERRY PI | RPI4 PSU AU WHITE |  | RS COMPONENTS PTY LTD | 187-3415 |  |  | https://www.raspberrypi.com/products/type-c-power-supply/ | https://au.rs-online.com/web/p/ac-dc-adapters/1873415 | [9 empty] | Enriched | 39121400 Electrical lugs plugs and connectors | ADAPTER | ELECTRICAL | TYPE | PLUG-IN AC/DC | INPUT RATING | 90 TO 264 VAC | OUTPUT RATING | 5.1 VDC,3 A,15.3 W | CONNECTION TYPE | 2 PIN AU PLUG X USB TYPE-C | MATERIAL |  | COLOUR | WHITE | NUMBER OF INPUTS |  | NUMBER OF OUTPUTS | 1 | MOUNTING TYPE |  | HAZARD CLASS |  | CERTIFICATION/STANDARD |  | ADDITIONAL FEATURES | [50 empty] | Production Completed
STP_009 - Lot4 | Data Enrichment | NGB | kk_3rd | 2023-07-21 | 2023-08-03 |  | 1384271 | 1384271 | EA | ADAPTER,ELEC;AC,45 W |  |  | ADAPTER,ELECTRICAL;TYPE:AC,OUTPUT RATING:45 W,MNFR:01)SN NETWORK SOLUTIONS,PTNO:01)741727-001 | EN_01)AC,45 W,01)SN NETWORK SOLUTIONS,01)741727-001 |  |  | SN NETWORK SOLUTIONS | SN NETWORK SOLUTIONS | 741727-001 | [5 empty] | https://www.walmart.com/ip/Genuine-Original-HP-Laptop-Charger-AC-Power-Adapter-740015-002-741727-001-HSTNN-CA40-19-5V-2-31A-45W/755969863 | https://www.bechtle.com/de-en/shop/hp-45w-power-supply--2782712--p | [9 empty] | Enriched | 39121400 Electrical lugs plugs and connectors | ADAPTER | ELECTRICAL | TYPE | AC POWER | INPUT RATING | 100 TO 240 VAC | OUTPUT RATING | 19.5 VDC,2.31 A,45 W | CONNECTION TYPE |  | MATERIAL |  | COLOUR |  | NUMBER OF INPUTS |  | NUMBER OF OUTPUTS |  | MOUNTING TYPE |  | HAZARD CLASS |  | CERTIFICATION/STANDARD |  | ADDITIONAL FEATURES | [50 empty] | Production Completed
STP_009 - Lot4 | Data Enrichment | NGB | kk_3rd | 2023-07-21 | 2023-08-03 |  | 1383827 | 1383827 | EA | ADAPTER,ELEC;BARREL PLUG DC POWER,BLACK |  |  | ADAPTER,ELECTRICAL;TYPE:BARREL PLUG DC POWER,MATERIAL:CASE PLASTIC, CONTACT METAL,COLOUR:BLACK,ADDITIONAL FEATURES EN:2.1 MM, SPRING,MNFR:01)CNW MOUNT ISA ELECT WHOLESALER,PTNO:01)PA3711 | EN_01)BARREL PLUG DC POWER,CASE PLASTIC, CONTACT METAL,BLACK,01)2.1 MM, SPRING,01)CNW MOUNT ISA ELECT WHOLESA,01)PA3711 |  |  | CNW MOUNT ISA ELECT WHOLESALER | CNW ELECTRICAL MOUNT ISA WHOLESALE | PA3711 | [5 empty] | URL Not Found | [10 empty] | Cleansed | 39121400 Electrical lugs plugs and connectors | ADAPTER | ELECTRICAL | TYPE | BARREL PLUG DC POWER | INPUT RATING |  | OUTPUT RATING |  | CONNECTION TYPE |  | MATERIAL | PLASTIC CASE,METAL CONTACT | COLOUR | BLACK | NUMBER OF INPUTS |  | NUMBER OF OUTPUTS |  | MOUNTING TYPE |  | HAZARD CLASS |  | CERTIFICATION/STANDARD |  | ADDITIONAL FEATURES | SIZE:2.1 MM,SPRING | [49 empty] | Production Completed
STP_009 - Lot4 | Data Enrichment | NGB | kk_3rd | 2023-07-21 | 2023-08-03 |  | 1318681 | 1318681 | EA | ADAPTER,ELEC;BATTERY CONNECTOR,ALLTRACK |  |  | ADAPTER,ELECTRICAL;TYPE:BATTERY CONNECTOR,CONNECTION TYPE:2 PIN CIRCULAR FEMALE,ADDITIONAL FEATURES EN:P/M, NIPHAN, FOR GFM L72 WINDER RADIO, CONVEYANCE,MNFR:01)ALLTRACK,PTNO:01)12A/ODD | EN_01)BATTERY CONNECTOR,EN_01)2 PIN CIRCULAR FEMALE,01)P/M, NIPHAN, FOR GFM L72 WI,01)ALLTRACK,01)12A/ODD |  |  | ALLTRACK | ALLTRACK | 12A/ODD |  | NIPHAN |  |  |  | URL Not Found | [10 empty] | Cleansed | 39121400 Electrical lugs plugs and connectors | ADAPTER | ELECTRICAL | TYPE | BATTERY | INPUT RATING |  | OUTPUT RATING |  | CONNECTION TYPE | 2 PIN CIRCULAR FEMALE | MATERIAL |  | COLOUR |  | NUMBER OF INPUTS |  | NUMBER OF OUTPUTS |  | MOUNTING TYPE |  | HAZARD CLASS |  | CERTIFICATION/STANDARD |  | ADDITIONAL FEATURES | FOR GFM L72 WINDER RADIO,CONVEYANCE | [49 empty] | Production Completed
STP_009 - Lot4 | Data Enrichment | NGB | kk_3rd | 2023-07-21 | 2023-08-03 |  | 1383652 | 1383652 | EA | ADAPTER,ELEC;BNC SAFETY JACKS,500 VAC/DC |  |  | ADAPTER,ELECTRICAL;TYPE:BNC SAFETY JACKS,INPUT RATING:500 VAC/DC,MNFR:01)VENDOR LINK PTY LTD,PTNO:01)0243-3021 | EN_01)BNC SAFETY JACKS,500 VAC/DC,01)VENDOR LINK PTY LTD,01)0243-3021 |  |  | VENDOR LINK PTY LTD | VENDOR LINK PTY LTD | 0243-3021 | [5 empty] | https://measurement.andonline.com/wp-content/uploads/2021/03/brochure_rm1100.pdf | [10 empty] | Cleansed | 39121400 Electrical lugs plugs and connectors | ADAPTER | ELECTRICAL | TYPE | BNC | INPUT RATING | 500 VAC/DC | OUTPUT RATING |  | CONNECTION TYPE |  | MATERIAL |  | COLOUR |  | NUMBER OF INPUTS |  | NUMBER OF OUTPUTS |  | MOUNTING TYPE |  | HAZARD CLASS |  | CERTIFICATION/STANDARD |  | ADDITIONAL FEATURES | FOR SAFETY JACKS | [49 empty] | Production Completed
STP_009 - Lot4 | Data Enrichment | NGB | kk_3rd | 2023-07-21 | 2023-08-03 |  | 1384427 | 1384427 | EA | ADAPTER,ELEC;CHRGR, AUTOMOBILE |  |  | ADAPTER,ELECTRICAL;TYPE:CHARGER, AUTOMOBILE,MNFR:01)CNW (MOUNT ISA) ELECT WHOLESALER,PTNO:01)1560-4637 | EN_01)CHARGER, AUTOMOBILE,01)CNW (MOUNT ISA) ELECT WHOLE,01)1560-4637 |  |  | CNW (MOUNT ISA) ELECT WHOLESALER | CNW ELECTRICAL MOUNT ISA WHOLESALE | 1560-4637 | [5 empty] | URL Not Found | [10 empty] | Cleansed | 39121400 Electrical lugs plugs and connectors | ADAPTER | ELECTRICAL | TYPE | CHARGER,AUTOMOBILE | INPUT RATING |  | OUTPUT RATING |  | CONNECTION TYPE |  | MATERIAL |  | COLOUR |  | NUMBER OF INPUTS |  | NUMBER OF OUTPUTS |  | MOUNTING TYPE |  | HAZARD CLASS |  | CERTIFICATION/STANDARD |  | ADDITIONAL FEATURES | [50 empty] | Production Completed
STP_009 - Lot4 | Data Enrichment | NGB | kk_3rd | 2023-07-21 | 2023-08-03 | Part Number Updated | 1384583 | 1384583 | EA | ADAPTER,ELEC;CHRGR,5 V 5 W |  |  | ADAPTER,ELECTRICAL;TYPE:CHARGER,OUTPUT RATING:5 V 5 W,CONNECTION TYPE:PLUG 2 PIN X USB,ADDITIONAL FEATURES EN:FREIGHT CHARGES $45. 00,MNFR:01)CNW (MOUNT ISA) ELECT WHOLESALER,PTNO:01)PSAI050R-050QL6-R | EN_01)CHARGER,5 V 5 W,EN_01)PLUG 2 PIN X USB,01)FREIGHT CHARGES $45.00,01)CNW (MOUNT ISA) ELECT WHOLE,01)PSAI050R-050QL6-R |  |  | CNW (MOUNT ISA) ELECT WHOLESALER | CNW ELECTRICAL MOUNT ISA WHOLESALE | PSAI05R-050QL6-R | [5 empty] | https://www.digikey.in/en/products/detail/phihong-usa/PSA05A-050QL6-H/5418479?utm_adgroup=General&utm_source=google&utm_medium=cpc&utm_campaign=Dynamic%20Search_EN_Product&utm_term=&productid=&gclid=CjwKCAjw_aemBhBLEiwAT98FMvvO8Y_gp3Se3o1fRi1CKokPiBboUXvhiGKKu2In-luRU_JAS9FH9xoCcCgQAvD_BwE | [10 empty] | Enriched | 39121400 Electrical lugs plugs and connectors | ADAPTER | ELECTRICAL | TYPE | CHARGER | INPUT RATING | 90 TO 264 VAC | OUTPUT RATING | 5 V,1 A,5 W | CONNECTION TYPE | 2 PIN PLUG X USB | MATERIAL |  | COLOUR |  | NUMBER OF INPUTS |  | NUMBER OF OUTPUTS |  | MOUNTING TYPE | WALL | HAZARD CLASS |  | CERTIFICATION/STANDARD |  | ADDITIONAL FEATURES | FREIGHT CHARGES:$45.00 | [49 empty] | Production Completed
STP_009 - Lot4 | Data Enrichment | NGB | kk_3rd | 2023-07-21 | 2023-08-03 |  | 1384164 | 1384164 | EA | ADAPTER,ELEC;GENERIC NOTEBOOK CHARGER |  |  | ADAPTER,ELECTRICAL;TYPE:GENERIC NOTEBOOK CHARGER,INPUT RATING:110-240 VAC,OUTPUT RATING:19.5 VDC 2.31 A 45 W,MNFR:01)TOPSTAR COMPUTERS INT,PTNO:01)ACA0010A | EN_01)GENERIC NOTEBOOK CHARGER,110-240 VAC,19.5 VDC 2.31 A 45 W,01)TOPSTAR COMPUTERS INT,01)ACA0010A |  |  | TOPSTAR COMPUTERS INT | TOPSTAR COMPUTERS INT | ACA0010A | [5 empty] | https://harddiskdirect.com/hp-aca0010a-ac-adapter-19-5v-2-31a-45w-includes-power-cable.html | [10 empty] | Enriched | 39121400 Electrical lugs plugs and connectors | ADAPTER | ELECTRICAL | TYPE | GENERIC NOTEBOOK CHARGER | INPUT RATING | 110 TO 240 VAC | OUTPUT RATING | 19.5 VDC,2.31 A,45 W | CONNECTION TYPE |  | MATERIAL |  | COLOUR |  | NUMBER OF INPUTS |  | NUMBER OF OUTPUTS |  | MOUNTING TYPE |  | HAZARD CLASS |  | CERTIFICATION/STANDARD |  | ADDITIONAL FEATURES | C/W POWER CABLE | [49 empty] | Production Completed
STP_009 - Lot4 | Data Enrichment | NGB | kk_3rd | 2023-07-21 | 2023-08-03 |  | 1383713 | 1383713 | EA | ADAPTER,ELEC;MINI,15 A,10 A |  |  | ADAPTER,ELECTRICAL;TYPE:MINI,INPUT RATING:15 A,OUTPUT RATING:10 A,ADDITIONAL FEATURES EN:DIY, URGENT ORDER,MNFR:01)BUNNINGS WAREHOUSE MT ISA,PTNO:01)7050104 | EN_01)MINI,15 A,10 A,01)DIY, URGENT ORDER,01)BUNNINGS WAREHOUSE MT ISA,01)7050104 |  |  | BUNNINGS WAREHOUSE MT ISA | BUNNINGS MOUNT ISA | 7050104 | [5 empty] | URL Not Found | [9 empty] | DIY,URGENT ORDER | Cleansed | 39121400 Electrical lugs plugs and connectors | ADAPTER | ELECTRICAL | TYPE | MINI | INPUT RATING | 15 A | OUTPUT RATING | 10 A | CONNECTION TYPE |  | MATERIAL |  | COLOUR |  | NUMBER OF INPUTS |  | NUMBER OF OUTPUTS |  | MOUNTING TYPE |  | HAZARD CLASS |  | CERTIFICATION/STANDARD |  | ADDITIONAL FEATURES | [50 empty] | Production Completed
STP_009 - Lot4 | Data Enrichment | NGB | kk_3rd | 2023-07-21 | 2023-08-03 |  | 1384402 | 1384402 | EA | ADAPTER,ELEC;MULTI HEAD, POWER,BLACK,4,1 |  |  | ADAPTER,ELECTRICAL;TYPE:MULTI HEAD, POWER,INPUT RATING:90-264 VAC,OUTPUT RATING:5.1 VDC 3 A,CONNECTION TYPE:AC X USB TYPE C, COLOUR:BLACK,NUMBER OF INPUTS:4,NUMBER OF OUTPUTS:1,MNFR:01)RS COMPONENTS PTY LTD,PTNO:01)187-1381 | EN_01)MULTI HEAD, POWER,90-264 VAC,5.1 VDC 3 A,EN_01)AC X USB TYPE C,BLACK,01)RS COMPONENTS PTY LTD,01)187-1381 |  |  | RS COMPONENTS PTY LTD | OKDO | T7715DV |  | RS COMPONENTS PTY LTD | 187-1381 |  |  | https://www.okdo.com/p/okdo-multihead-pi-4-power-supply-5-1v-3a/ | https://au.rs-online.com/web/p/raspberry-pi-power-supplies/1871381?gb=s | [9 empty] | Enriched | 39121400 Electrical lugs plugs and connectors | ADAPTER | ELECTRICAL | TYPE | MULTI HEAD,UNIVERSAL POWER | INPUT RATING | 90 TO 264 VAC | OUTPUT RATING | 5.1 VDC,3 A | CONNECTION TYPE | AC X USB TYPE C | MATERIAL |  | COLOUR | BLACK | NUMBER OF INPUTS | 4 | NUMBER OF OUTPUTS | 1 | MOUNTING TYPE |  | HAZARD CLASS |  | CERTIFICATION/STANDARD |  | ADDITIONAL FEATURES | [50 empty] | Production Completed
STP_009 - Lot4 | Data Enrichment | NGB | kk_3rd | 2023-07-21 | 2023-08-03 |  | 1383723 | 1383723 | EA | ADAPTER,ELEC;PWR |  |  | ADAPTER,ELECTRICAL;TYPE:POWER,MNFR:01)MINE SITE TECHNOLOGIES PTY LTD,PTNO:01)EX0903 | EN_01)POWER,01)MINE SITE TECHNOLOGIES PTY,01)EX0903 |  |  | MINE SITE TECHNOLOGIES PTY LTD | MINE SITE TECHNOLOGIES PTY LTD | EX0903 | [5 empty] | https://usermanual.wiki/Document/TechnicalSpecificationsTagExciterRevD.793692698/help | [10 empty] | Cleansed | 39121400 Electrical lugs plugs and connectors | ADAPTER | ELECTRICAL | TYPE | POWER | INPUT RATING |  | OUTPUT RATING |  | CONNECTION TYPE |  | MATERIAL |  | COLOUR |  | NUMBER OF INPUTS |  | NUMBER OF OUTPUTS |  | MOUNTING TYPE |  | HAZARD CLASS |  | CERTIFICATION/STANDARD |  | ADDITIONAL FEATURES | [50 empty] | Production Completed
STP_009 - Lot4 | Data Enrichment | NGB | kk_3rd | 2023-07-21 | 2023-08-03 |  | 1352229 | 1352229 | EA | ADAPTER,ELEC;PWRSPLY |  |  | ADAPTER,ELECTRICAL;TYPE:POWER SUPPLY,ADDITIONAL FEATURES EN:ADD-ON-PAK, SUIT ACTUATORS,MNFR:01)ROTORK,PTNO:01)MODULE8A/A (7A/11A/16A | EN_01)POWER SUPPLY,01)ADD-ON-PAK, SUIT ACTUATORS,01)ROTORK,01)MODULE8A/A(7A/11A/16A |  |  | ROTORK | ROTORK | MODULE8A/A (7A/11A/16A) | [5 empty] | URL Not Found | [10 empty] | Cleansed | 39121400 Electrical lugs plugs and connectors | ADAPTER | ELECTRICAL | TYPE | POWER SUPPLY | INPUT RATING |  | OUTPUT RATING |  | CONNECTION TYPE |  | MATERIAL |  | COLOUR |  | NUMBER OF INPUTS |  | NUMBER OF OUTPUTS |  | MOUNTING TYPE |  | HAZARD CLASS |  | CERTIFICATION/STANDARD |  | ADDITIONAL FEATURES | ADD-ON-PAK,FOR ACTUATORS | [49 empty] | Production Completed
STP_009 - Lot4 | Data Enrichment | NGB | kk_3rd | 2023-07-21 | 2023-08-03 |  | 1352230 | 1352230 | EA | ADAPTER,ELEC;PWRSPLY |  |  | ADAPTER,ELECTRICAL;TYPE:POWER SUPPLY,ADDITIONAL FEATURES EN:ADD-ON-PAK, SUIT ACTUATOR,MNFR:01)ROTORK,PTNO:01)MODULE8A/2(12AWT) | EN_01)POWER SUPPLY,01)ADD-ON-PAK, SUIT ACTUATOR,01)ROTORK,01)MODULE8A/2(12AWT) |  |  | ROTORK | ROTORK | MODULE8A/2(12AWT) | [5 empty] | URL Not Found | [10 empty] | Cleansed | 39121400 Electrical lugs plugs and connectors | ADAPTER | ELECTRICAL | TYPE | POWER SUPPLY | INPUT RATING |  | OUTPUT RATING |  | CONNECTION TYPE |  | MATERIAL |  | COLOUR |  | NUMBER OF INPUTS |  | NUMBER OF OUTPUTS |  | MOUNTING TYPE |  | HAZARD CLASS |  | CERTIFICATION/STANDARD |  | ADDITIONAL FEATURES | ADD-ON-PAK,FOR ACTUATORS | [49 empty] | Production Completed
STP_009 - Lot4 | Data Enrichment | NGB | kk_3rd | 2023-07-21 | 2023-08-03 | Processed based on Websource, Conflict w.r.t Input | 1318610 | 1318610 | EA | ADAPTER,ELEC;PWRSPLY,RKWLAUTO,1734AENT |  |  | ADAPTER,ELECTRICAL;TYPE:POWER SUPPLY,ADDITIONAL FEATURES EN:POINT/IO ETHERNET/IP TWISTED PAIR MEDIAI/O, PLC EQUIPMENT,MNFR:01) RKWLAUTO,PTNO:01)1734AENT | EN_01)POWER SUPPLY,01)POINT/IO ETHERNET/IP TWISTE,01)RKWLAUTO,01)1734AENT |  |  | RKWLAUTO | ROCKWELL AUTOMATION | 1734-AENT | [5 empty] | https://www.rockwellautomation.com/en-us/products/details.1734-AENT.html | https://www.parker.com/parkerimages/pneumatic/serv/1734-AENT.pdf | [9 empty] | Enriched | 39121552 Electrical control modules | MODULE | INPUT/OUTPUT | TYPE | ETHERNET/IP ADAPTER | VOLTAGE RATING |  | CURRENT RATING |  | INTERFACE TYPE |  | I/O POINTS |  | RELATIVE HUMIDITY |  | TERMINAL TYPE |  | MOUNTING TYPE | DIN | SIZE |  | ENCLOSURE TYPE |  | TEMPERATURE RATING |  | CERTIFICATION/STANDARD | CCC | ADDITIONAL FEATURES | [48 empty] | Production Completed
STP_009 - Lot4 | Data Enrichment | NGB | kk_3rd | 2023-07-21 | 2023-08-03 |  | 1288628 | 1288628 | EA | ADAPTER,TUBE-HSE;TAIL, GREASE,3/4 IN,JIC |  |  | ADAPTER,TUBE TO HOSE;TYPE:TAIL, GREASE,TUBE SIZE:3/4 IN,HOSE SIZE:1/2 IN,TUBE CONNECTION:JIC,ADDITIONAL FEATURES EN:ANGLE: 45 DEG, MNFR:01)JAQUES,PTNO:01)3730 8 8 | 01)JAQUES,01)3730 8 8,TAIL, GREASE,3/4 IN,1/2 IN,EN_01)JIC,01)ANGLE: 45 DEG |  |  | JAQUES | JAQUES | 3730 8 8 | [5 empty] | URL Not Found | [10 empty] | Cleansed | 40141700 Hardware and fittings | ELBOW | HOSE TO TUBE | TYPE | GREASE | ANGLE | 45 DEG | NOMINAL SIZE 1 | 1/2 IN | NOMINAL SIZE 2 | 3/4 IN | END CONNECTION 1 |  | END CONNECTION 2 | JIC | PRESSURE RATING |  | MATERIAL |  | MATERIAL SPECIFICATION |  | SCHEDULE/WALL THICKNESS |  | COATING/FINISH |  | HAZARD CLASS |  | CERTIFICATION/STANDARD |  | ADDITIONAL FEATURES | TAIL | [45 empty] | Production Completed
STP_009 - Lot4 | Data Enrichment | NGB | kk_3rd | 2023-07-21 | 2023-08-03 |  | 1288629 | 1288629 | EA | ADAPTER,TUBE-HSE;TAIL, GREASE,3/4 IN,JIC |  |  | ADAPTER,TUBE TO HOSE;TYPE:TAIL, GREASE,TUBE SIZE:3/4 IN,HOSE SIZE:1/2 IN,TUBE CONNECTION:JIC,MNFR:01)JAQUES,PTNO:01)0630-8-8 | 01)JAQUES,01)0630-8-8,TAIL, GREASE,3/4 IN,1/2 IN,EN_01)JIC |  |  | JAQUES | JAQUES | 0630-8-8 | [5 empty] | URL Not Found | [10 empty] | Cleansed | 40141700 Hardware and fittings | ADAPTER | TUBE TO HOSE | TYPE | GREASE | TUBE SIZE | 3/4 IN | HOSE SIZE | 1/2 IN | TUBE CONNECTION | JIC | HOSE CONNECTION |  | LENGTH |  | PRESSURE CLASS/RATING |  | MATERIAL |  | MATERIAL SPECIFICATION |  | COATING/FINISH |  | TEMPERATURE RATING |  | HAZARD CLASS |  | CERTIFICATION/STANDARD |  | ADDITIONAL FEATURES | [46 empty] | Production Completed
STP_009 - Lot4 | Data Enrichment | NGB | kk_3rd | 2023-07-21 | 2023-08-03 |  | 1282785 | 1282785 | EA | CLOTHING,SAFTY;ARC FLASH PROTECTION,L/W |  |  | CLOTHING,SAFETY;TYPE:ARC FLASH PROTECTION,DESIGN:SHIELD, LIFT FRONT HOOD,MATERIAL:HYBRID 40 CAL,COLOUR:GREEN/ORANGE, CERTIFICATION/STANDARD:ASTM F1506,ADDITIONAL FEATURES EN:L/W,MNFR:01)ALLIANCE SAFETY EQUIPMENT P/L,PTNO:01)LFH40PLT-SPL 40 CAL | EN_01)ARC FLASH PROTECTION,SHIELD, LIFT FRONT HOOD,EN_01)HYBRID 40 CAL,GREEN/ORANGE,EN_01)ASTM F1506,01)L/W,01)ALLIANCE SAFETY EQUIPMENT P,01)LFH40PLT-SPL 40 CAL |  |  | ALLIANCE SAFETY EQUIPMENT P/L | ALLIANCE SAFETY EQUIPMENT P/L | LFH40PLT-SPL 40 CAL | [5 empty] | https://nationalsafetyinc.com/salisbury-lfh40plt-spl-arc-flash-40cal-lightweighthood.html | [10 empty] | Cleansed | 46181500 Safety apparel | CLOTHING | SAFETY | TYPE | ARC FLASH,LIGHT WEIGHT,HYBRID | SIZE |  | DESIGN | SHIELD,LIFT FRONT HOOD | MATERIAL |  | COLOUR | GREEN/ORANGE | HAZARD CLASS |  | CERTIFICATION/STANDARD | ASTM F1506 | ADDITIONAL FEATURES | ARC RATING:40 CAL | [57 empty] | Production Completed
STP_009 - Lot4 | Data Enrichment | NGB | kk_3rd | 2023-07-21 | 2023-08-03 |  | 1282961 | 1282961 | EA | CLOTHING,SAFTY;PBSM PROBAN LANCING SMOCK |  |  | CLOTHING,SAFETY;TYPE:PBSM PROBAN LANCING SMOCK,MNFR:01)BLKWOOD,PTNO:01)B0352A3692 | EN_01)PBSM PROBAN LANCING SMOC,01)BLKWOOD,01)B0352A3692 |  |  | BLKWOOD | J. BLACKWOOD & SON PTY LTD | B0352A3692 | [5 empty] | URL Not Found | [10 empty] | Cleansed | 46181500 Safety apparel | CLOTHING | SAFETY | TYPE | PBSM PROBAN LANCING SMOCK | SIZE |  | DESIGN |  | MATERIAL |  | COLOUR |  | HAZARD CLASS |  | CERTIFICATION/STANDARD |  | ADDITIONAL FEATURES | [58 empty] | Production Completed
STP_009 - Lot4 | Data Enrichment | NGB | kk_3rd | 2023-07-21 | 2023-08-03 |  | 1374725 | 1374725 | EA | HAMMER;1.35KG,NORMALISED MA,7HCMNFRH1.35 |  |  | HAMMER;MNFR:MUMME,PTNO:7HCMNFRH1.35 |  |  |  | MUMME | MUMME TOOLS | 7HCMNFRH1.35 | [5 empty] | https://www.mummetools.com/catalogue/135kg-normalised-masons-club-hammer-with-fibreglass-handle | [10 empty] | Enriched | 27111621 Club hammer or lump hammer | HAMMER | No Modifier | TYPE | NORMALISED MASONS CLUB | HEAD SIZE |  | WEIGHT | 1.35 KG | HANDLE LENGTH |  | HEAD MATERIAL | STEEL | HANDLE MATERIAL | FIBERGLASS | HAZARD CLASS |  | CERTIFICATION/STANDARD |  | ADDITIONAL FEATURES | [56 empty] | Production Completed
STP_009 - Lot4 | Data Enrichment | NGB | kk_3rd | 2023-07-21 | 2023-08-03 |  | 1280751 | 1280751 | EA | HAMMER;44 MM,4 LB,COPPER/IRON,WOD |  |  | HAMMER;HEAD SIZE:44 MM,WEIGHT:4 LB,HEAD MATERIAL:COPPER/IRON,HANDLE MATERIAL:WOOD,MNFR:01)BOSS,PTNO:01)508941 | 44 MM,4 LB,EN_01)COPPER/IRON,EN_01)WOOD,01)BOSS,01)508941 |  |  | BOSS | BOSS | 508941 | THOR HAMMER COMPANY LIMITED |  |  |  |  | https://www.thebossshop.com.au/thor-th314-copper-hammer-size-3-1940g-4lb-44mm-face | [10 empty] | Enriched | 27111602 Hammers | HAMMER | No Modifier | TYPE |  | HEAD SIZE | 44 MM | WEIGHT | 4 LB | HANDLE LENGTH |  | HEAD MATERIAL | MALLEABLE IRON,COPPER FACE | HANDLE MATERIAL | WOODEN | HAZARD CLASS |  | CERTIFICATION/STANDARD |  | ADDITIONAL FEATURES | [56 empty] | Production Completed
STP_009 - Lot4 | Data Enrichment | NGB | kk_3rd | 2023-07-21 | 2023-08-03 |  | 1280750 | 1280750 | EA | HAMMER;50 MM,2.95 KG,HICKORY |  |  | HAMMER;HEAD SIZE:50 MM,WEIGHT:2.95 KG,HEAD MATERIAL:MALLEABLE IRON COPPER FACED,HANDLE MATERIAL:HICKORY,MNFR:01)J.BLACKWOOD AND SON | 50 MM,2.95 KG,EN_01)MALLEABLE IRON COPPER FA,EN_01)HICKORY,01)J.BLACKWOOD & SON LIMITED,01)06921303 |  |  | J.BLACKWOOD AND SON | J. BLACKWOOD & SON PTY LTD | [6 empty] | URL Not Found | [10 empty] | Cleansed | 27111602 Hammers | HAMMER | No Modifier | TYPE |  | HEAD SIZE | 50 MM | WEIGHT | 2.95 KG | HANDLE LENGTH |  | HEAD MATERIAL | MALLEABLE IRON,COPPER FACE | HANDLE MATERIAL | HICKORY | HAZARD CLASS |  | CERTIFICATION/STANDARD |  | ADDITIONAL FEATURES | [56 empty] | Production Completed
STP_009 - Lot4 | Data Enrichment | NGB | kk_3rd | 2023-07-21 | 2023-08-03 |  | 1352575 | 1352575 | EA | HAMMER;BALL PEIN ANTIVIBE,680 G |  |  | HAMMER;TYPE:BALL PEIN ANTIVIBE,WEIGHT:680 G,MNFR:01)J.BLACKWOOD AND SON LIMITED,PTNO:01)578314 | EN_01)BALL PEIN ANTIVIBE,680 G,01)J.BLACKWOOD & SON LIMITED,01)578314 |  |  | J.BLACKWOOD AND SON LIMITED | J. BLACKWOOD & SON PTY LTD | 578314 | [5 empty] | URL Not Found | [10 empty] | Cleansed | 27111616 Ball peen hammer | HAMMER | No Modifier | TYPE | BALL PEIN | HEAD SIZE |  | WEIGHT | 680 G | HANDLE LENGTH |  | HEAD MATERIAL |  | HANDLE MATERIAL |  | HAZARD CLASS |  | CERTIFICATION/STANDARD |  | ADDITIONAL FEATURES | BRAND:ANTIVIBE | [55 empty] | Production Completed
STP_009 - Lot4 | Data Enrichment | NGB | kk_3rd | 2023-07-21 | 2023-08-03 |  | 1353356 | 1353356 | EA | HAMMER;BALL PEIN, ENGINEERS, HAND,226 G |  |  | HAMMER;TYPE:BALL PEIN, ENGINEERS, HAND,WEIGHT:226 G,HEAD MATERIAL:STEEL,HANDLE MATERIAL:WOOD,ADDITIONAL FEATURES EN:8 OZ,MNFR:01) ATOMSUP,PTNO:01)91888029,MNFR:02)SPERJACK,PTNO:02)SJ-BPH8 | EN_01)BALL PEIN, ENGINEERS, HA,226 G,EN_01)STEEL,EN_01)WOOD,01)8 OZ,01)ATOMSUP,02)SPERJACK,01)91888029,02)SJ-BPH8 |  |  | SPERJACK | ATOM SUPPLY | 91888029 |  | SPERJACK | SJ-BPH8 |  |  | https://www.atom.com.au/hammer-ball-pein-wooden-handle-226g-8oz-91888029 | [10 empty] | Cleansed | 27111616 Ball peen hammer | HAMMER | No Modifier | TYPE | BALL PEIN,ENGINEERS,HAND | HEAD SIZE |  | WEIGHT | 226 G | HANDLE LENGTH |  | HEAD MATERIAL | STEEL | HANDLE MATERIAL | WOODEN | HAZARD CLASS |  | CERTIFICATION/STANDARD |  | ADDITIONAL FEATURES | [56 empty] | Production Completed
STP_009 - Lot4 | Data Enrichment | NGB | kk_3rd | 2023-07-21 | 2023-08-03 | Weight Value Conflict Processed based on Websource | 1295143 | 1295143 | EA | HAMMER;BALL PEIN, ENGINEERS, HAND,450 G |  |  | HAMMER;BALL PEIN, ENGINEERS, HAND,WEIGHT:450 G,HANDLE LENGTH:350 MM,HEAD MATERIAL:CARBON STEEL,HANDLE MATERIAL:HICKORY WOODEN, CERTIFICATION/STANDARD:SCS-COC-002484,MNFR:01)STANLEY,PTNO:01)54-191,MNFR:02)BLKWOODS,PTNO:02)06912008 | EN_01)BALL PEIN, ENGINEERS, HA,450 G,350 MM,EN_01)CARBON STEEL,EN_01)HICKORY WOODEN,EN_01)SCS-COC-002484,01)STANLEY,02)BLKWOODS,01)54-191,02)06912008 |  |  | BLACKWOODS | STANLEY | 54-191 |  | J. BLACKWOOD & SON PTY LTD | 06912008 |  | SCS-COC-002484 | https://www.stanleytools.com.au/product/54-191/stanley-ball-pein-wood-hammer-16oz-455g | [10 empty] | Enriched | 27111616 Ball peen hammer | HAMMER | No Modifier | TYPE | BALL PEIN,ROUND FACE | HEAD SIZE |  | WEIGHT | 455 G | HANDLE LENGTH | 350 MM | HEAD MATERIAL | CARBON STEEL | HANDLE MATERIAL | HICKORY WOODEN | HAZARD CLASS |  | CERTIFICATION/STANDARD |  | ADDITIONAL FEATURES | [56 empty] | Production Completed
STP_009 - Lot4 | Data Enrichment | NGB | kk_3rd | 2023-07-21 | 2023-08-03 |  | 1317879 | 1317879 | EA | HAMMER;BALL PEIN, ENGINEERS, HAND,900 G |  |  | HAMMER;TYPE:BALL PEIN, ENGINEERS, HAND,WEIGHT:900 G,HANDLE MATERIAL:WOODEN,MNFR:01)ATOMSUP,PTNO:01)91888078 | EN_01)BALL PEIN, ENGINEERS, HA,900 G,EN_01)WOODEN,01)ATOMSUP,01)91888078 |  |  | ATOM SUPPLY | ATOM SUPPLY | 91888078 | [5 empty] | https://www.atom.com.au/hammer-ball-pein-fibreglass-handle-1360g-48oz-91888078 | [10 empty] | Cleansed | 27111616 Ball peen hammer | HAMMER | No Modifier | TYPE | BALL PEIN,ENGINEERS,HAND | HEAD SIZE |  | WEIGHT | 900 G | HANDLE LENGTH |  | HEAD MATERIAL |  | HANDLE MATERIAL | WOODEN | HAZARD CLASS |  | CERTIFICATION/STANDARD |  | ADDITIONAL FEATURES | [56 empty] | Production Completed
STP_009 - Lot4 | Data Enrichment | NGB | kk_3rd | 2023-07-21 | 2023-08-03 |  | 1316998 | 1316998 | EA | HAMMER;BALL PEIN, HAND,680 G,GLASS FIBRE |  |  | HAMMER;TYPE:BALL PEIN, HAND,WEIGHT:680 G,HANDLE MATERIAL:GLASS FIBRE,ADDITIONAL FEATURES EN:450 G / 16 OZ,MNFR:01)ATOMSUP,PTNO:01) 2131103 | EN_01)BALL PEIN, HAND,680 G,EN_01)GLASS FIBRE,01)450 G / 16 OZ,01)ATOMSUP,01)2131103 |  |  | ATOM SUPPLY | ATOM SUPPLY | 2131103 | [5 empty] | https://www.atom.com.au/hammer-cross-pein-118g-3-5oz-2131103 | [10 empty] | Enriched | 27111616 Ball peen hammer | HAMMER | No Modifier | TYPE | BALL PEIN,HAND | HEAD SIZE |  | WEIGHT | 680 G | HANDLE LENGTH |  | HEAD MATERIAL | HIGH CARBON STEEL | HANDLE MATERIAL | FIBERGLASS | HAZARD CLASS |  | CERTIFICATION/STANDARD |  | ADDITIONAL FEATURES | [56 empty] | Production Completed
STP_009 - Lot4 | Data Enrichment | NGB | kk_3rd | 2023-07-21 | 2023-08-03 | Weight Value Conflict Processed based on Websource | 1317932 | 1317932 | EA | HAMMER;BALL PEIN, HAND,900 G,GLASS FIBRE |  |  | HAMMER;BALL PEIN, HAND,WEIGHT:900 G,HANDLE MATERIAL:GLASS FIBRE,ADDITIONAL FEATURES EN:32 OZ,MNFR:01)ATOMSUP,PTNO:01)88840021 | EN_01)BALL PEIN, HAND,900 G,EN_01)GLASS FIBRE,01)32 OZ,01)ATOMSUP,01)88840021 |  |  | ATOM SUPPLY | ATOM SUPPLY | 88840021 | [5 empty] | https://www.atom.com.au/hammer-ball-pein-herc-230g-88840021 | [10 empty] | Enriched | 27111616 Ball peen hammer | HAMMER | No Modifier | TYPE | BALL PEIN | HEAD SIZE |  | WEIGHT | 908 G | HANDLE LENGTH |  | HEAD MATERIAL |  | HANDLE MATERIAL | FIBERGLASS | HAZARD CLASS |  | CERTIFICATION/STANDARD |  | ADDITIONAL FEATURES | [56 empty] | Production Completed
STP_009 - Lot4 | Data Enrichment | NGB | kk_3rd | 2023-07-21 | 2023-08-03 |  | 1280617 | 1280617 | EA | HAMMER;BALL PEIN,1.135 KG,WDN |  |  | HAMMER;TYPE:BALL PEIN,WEIGHT:1.135 KG,HANDLE MATERIAL:WOODEN,ADDITIONAL FEATURES EN:REFERENCE NO: BPH40W,MNFR:01)ATOM SUPPLY,PTNO: 01)2129001 | EN_01)BALL PEIN,1.135 KG,EN_01)WOODEN,01)REFERENCE NO: BPH40W,01)ATOM SUPPLY,01)2129001 |  |  | ATOM SUPPLY | ATOM SUPPLY | 2129001 | [5 empty] | https://www.atom.com.au/hammer-claw-wooden-handle-567g-20oz-kincrome-2129001 | [10 empty] | Enriched | 27111616 Ball peen hammer | HAMMER | No Modifier | TYPE | BALL PEIN | HEAD SIZE |  | WEIGHT | 1.135 KG | HANDLE LENGTH |  | HEAD MATERIAL | HIGH CARBON STEEL | HANDLE MATERIAL | WOODEN | HAZARD CLASS |  | CERTIFICATION/STANDARD |  | ADDITIONAL FEATURES | REFERENCE NO:BPH40W | [55 empty] | Production Completed
STP_009 - Lot4 | Data Enrichment | NGB | kk_3rd | 2023-07-21 | 2023-08-03 | Weight Value Conflict Processed based on Websource | 1294821 | 1294821 | EA | HAMMER;CLAW, HAND,675 G,WOD |  |  | HAMMER;TYPE:CLAW, HAND,WEIGHT:675 G,HEAD MATERIAL:CARBON STEEL HIGH,HANDLE MATERIAL:WOOD,ADDITIONAL FEATURES EN:CYCLONE, 680 G (24 OZ),MNFR:01)ATOMSUP,PTNO:01)07691603,MNFR:02)SPERJACK,PTNO:02)35000182,MNFR:03)BLKWOODS,PTNO:03)SJ-CH24W | EN_01)CLAW, HAND,675 G,EN_01)CARBON STEEL HIGH,EN_01)WOOD,01)CYCLONE, 680 G (24 OZ),01)ATOMSUP,02)SPERJACK,03)BLKWOODS,01)07691603,02)35000182,03)SJ-CH24W |  |  | BLACKWOODS | ATOM SUPPLY | 35000182 |  | SPERJACK | 07691603 | J. BLACKWOOD & SON PTY LTD | SJ-CH24W | https://www.atom.com.au/hammer-claw-hickory-handle-680g-24oz-spear-jackson-35000182 |  |  | CYCLONE | [7 empty] | Enriched | 27111618 Claw hammer | HAMMER | No Modifier | TYPE | CLAW,HAND | HEAD SIZE |  | WEIGHT | 680 G | HANDLE LENGTH |  | HEAD MATERIAL | HIGH CARBON STEEL | HANDLE MATERIAL | HICKORY WOODEN | HAZARD CLASS |  | CERTIFICATION/STANDARD |  | ADDITIONAL FEATURES | [56 empty] | Production Completed
STP_009 - Lot4 | Data Enrichment | NGB | kk_3rd | 2023-07-21 | 2023-08-03 |  | 1294920 | 1294920 | EA | HAMMER;CLAW, HAND,680 G,STL,24 OZ |  |  | HAMMER;CLAW, HAND,WEIGHT:680 G,HEAD MATERIAL:STEEL,ADDITIONAL FEATURES EN:24 OZ,MNFR:01)BLKWOODS,PTNO:01)06602722 | EN_01)CLAW, HAND,680 G,EN_01)STEEL,01)24 OZ,01)BLKWOODS,01)06602722 |  |  | BLACKWOODS | STANLEY | 51-952 |  | J. BLACKWOOD & SON PTY LTD | 06602722 |  |  | https://sydneytools.com.au/product/stanley-51-952-24oz-680g-fatmax-antivibe-claw-hammer | https://www.blackwoods.com.au/tools-hand-measuring-precision/striking-and-prying/anti-vibration-claw-hammers-stanley/hammer-claw-antivibe-stanley-680g-24oz/p/06602722 | [9 empty] | Enriched | 27111618 Claw hammer | HAMMER | No Modifier | TYPE | CLAW | HEAD SIZE |  | WEIGHT | 680 G | HANDLE LENGTH |  | HEAD MATERIAL | STEEL | HANDLE MATERIAL |  | HAZARD CLASS |  | CERTIFICATION/STANDARD |  | ADDITIONAL FEATURES | [56 empty] | Production Completed
STP_009 - Lot4 | Data Enrichment | NGB | kk_3rd | 2023-07-21 | 2023-08-03 |  | 1353400 | 1353400 | EA | HAMMER;CLUB, HAND,1.15 KG,HNDL LG 250 MM |  |  | HAMMER;CLUB, HAND,WEIGHT:1.15 KG,HANDLE LENGTH:250 MM,HEAD MATERIAL:CARBON STEEL BLACK BAKED PAINT FINISH,HANDLE MATERIAL:TIMBER, ADDITIONAL FEATURES EN:2-1/2 LB,MNFR:01)BLKWOODS,PTNO:01)06918701 | EN_01)CLUB, HAND,1.15 KG,250 MM,EN_01)CARBON STEEL BLACK BAKED,EN_01)TIMBER,01)2-1/2 LB,01)BLKWOODS,01)06918701 |  |  | BLACKWOODS | J. BLACKWOOD & SON PTY LTD | 06918701 | [5 empty] | URL Not Found | [10 empty] | Cleansed | 27111621 Club hammer or lump hammer | HAMMER | No Modifier | TYPE | CLUB | HEAD SIZE |  | WEIGHT | 1.15 KG | HANDLE LENGTH | 250 MM | HEAD MATERIAL | BLACK BAKED PAINT CARBON STEEL | HANDLE MATERIAL | TIMBER | HAZARD CLASS |  | CERTIFICATION/STANDARD |  | ADDITIONAL FEATURES | [56 empty] | Production Completed
STP_009 - Lot4 | Data Enrichment | NGB | kk_3rd | 2023-07-21 | 2023-08-03 |  | 1280781 | 1280781 | EA | HAMMER;CLUB,STL,CH4STL, 1.8K |  |  | HAMMER;TYPE:CLUB,HANDLE MATERIAL:STEEL,ADDITIONAL FEATURES EN:CH4STL, 1.8K,MNFR:01)ATOM SUPPLY,PTNO:01)91880065 | EN_01)CLUB,EN_01)STEEL,01)CH4STL, 1.8K,01)ATOM SUPPLY,01)91880065 |  |  | ATOM SUPPLY | ATOM SUPPLY | 91880065 | [5 empty] | https://www.atom.com.au/hammer-club-fibreglass-rubber-handle-4lb-91880065 | [10 empty] | Enriched | 27111621 Club hammer or lump hammer | HAMMER | No Modifier | TYPE | CLUB | HEAD SIZE |  | WEIGHT | 1.8 KG | HANDLE LENGTH |  | HEAD MATERIAL | STEEL | HANDLE MATERIAL | STEEL | HAZARD CLASS |  | CERTIFICATION/STANDARD |  | ADDITIONAL FEATURES | CH4STL | [55 empty] | Production Completed
STP_009 - Lot4 | Data Enrichment | NGB | kk_3rd | 2023-07-21 | 2023-08-03 |  | 1366152 | 1366152 | EA | HAMMER;COPPER FACE, INSERTED,DIA 38 MM |  |  | HAMMER;TYPE:COPPER FACE, INSERTED,HEAD SIZE:DIA 38 MM,HEAD MATERIAL:MALLEABLE IRON,ADDITIONAL FEATURES EN:SUIT HUCKSON BRAND '701', DIAMETER: 38 MM, MATE,MNFR:01)BLKWOODS,PTNO:01)07484506 | EN_01)COPPER FACE, INSERTED,DIA 38 MM,EN_01)MALLEABLE IRON,01)SUIT HUCKSON BRAND '701', D,01)BLKWOODS,01)07484506 |  |  | BLACKWOODS | THOR HAMMER COMPANY LIMITED | 04-312 |  | J. BLACKWOOD & SON PTY LTD | 07484506 |  |  | https://www.thorhammer.com/product/04-312/ | https://www.blackwoods.com.au/tools-hand-measuring-precision/striking-and-prying/hammers-copper-face-thor/hammer-copper-copper-thor-no-2-312-38mm/p/07484506 | [9 empty] | Enriched | 27111602 Hammers | HAMMER | No Modifier | TYPE | INSERTED | HEAD SIZE | 38 MM | WEIGHT | 1.26 KG | HANDLE LENGTH | 12 IN | HEAD MATERIAL | MALLEABLE IRON,COPPER FACE | HANDLE MATERIAL | WOOD | HAZARD CLASS |  | CERTIFICATION/STANDARD |  | ADDITIONAL FEATURES | FOR HUCKSON BRAND 701 | [55 empty] | Production Completed
STP_009 - Lot4 | Data Enrichment | NGB | kk_3rd | 2023-07-21 | 2023-08-03 | Weight Value Conflict Processed based on Websource | 1317897 | 1317897 | EA | HAMMER;CRCK, HAND,3 LB,B3 ESTWINGGEOLOGY |  |  | HAMMER;TYPE:CRACK, HAND,WEIGHT:3 LB,ADDITIONAL FEATURES EN:B3 ESTWINGGEOLOGY,MNFR:01)ATOMSUP,PTNO:01)91880037 | EN_01)CRACK, HAND,3 LB,01)B3 ESTWINGGEOLOGY,01)ATOMSUP,01)91880037 |  |  | ATOM SUPPLY | ATOM SUPPLY | 91880037 | [5 empty] | https://www.atom.com.au/hammer-279mm-11-1360g-3oz-estwing-91880037 | [10 empty] | Enriched | 27111602 Hammers | HAMMER | No Modifier | TYPE | CRACK,HAND | HEAD SIZE |  | WEIGHT | 1.36 KG | HANDLE LENGTH | 11 IN | HEAD MATERIAL | FORGED STEEL | HANDLE MATERIAL |  | HAZARD CLASS |  | CERTIFICATION/STANDARD |  | ADDITIONAL FEATURES | B3 ESTWINGGEOLOGY | [55 empty] | Production Completed
STP_009 - Lot4 | Data Enrichment | NGB | kk_3rd | 2023-07-21 | 2023-08-03 | Weight Value Conflict Processed based on Websource | 1280899 | 1280899 | EA | HAMMER;DEAD-BLOW SOFT FACE,1.25 KG |  |  | HAMMER;TYPE:DEAD-BLOW SOFT FACE,WEIGHT:1.25 KG,MNFR:01)ATOM SUPPLY,PTNO:01)91888023 | EN_01)DEAD-BLOW SOFT FACE,1.25 KG,01)ATOM SUPPLY,01)91888023 |  |  | ATOM SUPPLY | ATOM SUPPLY | 91888023 | [5 empty] | https://www.atom.com.au/hammer-nylon-face-63mm-wooden-handle-2250g-thor-91888023 | [10 empty] | Enriched | 27111602 Hammers | HAMMER | No Modifier | TYPE | DEAD-BLOW SOFT FACE | HEAD SIZE |  | WEIGHT | 1.15 KG | HANDLE LENGTH | 325 MM | HEAD MATERIAL | NYLON | HANDLE MATERIAL | ALUMINUM | HAZARD CLASS |  | CERTIFICATION/STANDARD |  | ADDITIONAL FEATURES | FACE DIAMETER:50 MM | [55 empty] | Production Completed
STP_009 - Lot4 | Data Enrichment | NGB | kk_3rd | 2023-07-21 | 2023-08-03 |  | 1280673 | 1280673 | EA | HAMMER;DEAD-BLOW,3 LB,(48OZ) |  |  | HAMMER;TYPE:DEAD-BLOW,WEIGHT:3 LB,ADDITIONAL FEATURES EN:(48OZ),MNFR:01)BOSS,PTNO:01)SP30248 | EN_01)DEAD-BLOW,3 LB,01)(48OZ),01)BOSS,01)SP30248 |  |  | BOSS | BOSS | SP30248 | SP TOOLS |  |  |  |  | https://www.thebossshop.com.au/dead-blow-hammer-3lb48oz1361g | [10 empty] | Cleansed | 27111602 Hammers | HAMMER | No Modifier | TYPE | DEAD-BLOW | HEAD SIZE |  | WEIGHT | 3 LB | HANDLE LENGTH |  | HEAD MATERIAL |  | HANDLE MATERIAL |  | HAZARD CLASS |  | CERTIFICATION/STANDARD |  | ADDITIONAL FEATURES | [56 empty] | Production Completed
STP_009 - Lot4 | Data Enrichment | NGB | kk_3rd | 2023-07-21 | 2023-08-03 |  | 1229327 | 1229327 | EA | HAMMER;ENGINEERS BALL, HAND,225 G |  |  | HAMMER;TYPE:ENGINEERS BALL, HAND,WEIGHT:225 G,HANDLE MATERIAL:GLASS FIBRE,ADDITIONAL FEATURES EN:PEINWITH,MNFR:01)ATOMSUP,PTNO:01) 313458 | EN_01)ENGINEERS BALL, HAND,225 G,EN_01)GLASS FIBRE,01)PEINWITH,01)ATOMSUP,01)313458 |  |  | ATOM SUPPLY | ATOM SUPPLY | 313458 | [5 empty] | https://www.atom.com.au/hammer-ball-pein-fibreglass-handle-225g-8oz-313458 | [10 empty] | Cleansed | 27111616 Ball peen hammer | HAMMER | No Modifier | TYPE | BALL PEIN,ENGINEERS,HAND | HEAD SIZE |  | WEIGHT | 225 G | HANDLE LENGTH |  | HEAD MATERIAL |  | HANDLE MATERIAL | FIBERGLASS | HAZARD CLASS |  | CERTIFICATION/STANDARD |  | ADDITIONAL FEATURES | [56 empty] | Production Completed
STP_009 - Lot4 | Data Enrichment | NGB | kk_3rd | 2023-07-21 | 2023-08-03 |  | 1294852 | 1294852 | EA | HAMMER;GEOLOGISTS PICK, HAND,23 OZ,STL |  |  | HAMMER;TYPE:GEOLOGISTS PICK, HAND,WEIGHT:23 OZ,HEAD MATERIAL:STEEL,HANDLE MATERIAL:STEEL,ADDITIONAL FEATURES EN:ESTWING E3-23LP, MNFR:01)WESTER,PTNO:01)1135-00014 | EN_01)GEOLOGISTS PICK, HAND,23 OZ,EN_01)STEEL,EN_01)STEEL,01)ESTWING E3-23LP,01)WESTER,01)1135-00014 |  |  | WESTER | ESTWING | E3-23LP |  | WESTER | 1135-00014 |  |  | https://www.ascscientific.com/geology-field-equipment/rock-pick/estwing-long-handle-rock-pick/ | [10 empty] | Enriched | 27111602 Hammers | HAMMER | No Modifier | TYPE | GEOLOGISTS LONG HANDLE ROCK PICK,HAND | HEAD SIZE | 7-1/2 IN LG | WEIGHT | 23 OZ | HANDLE LENGTH | 16 IN | HEAD MATERIAL | STEEL | HANDLE MATERIAL | STEEL | HAZARD CLASS |  | CERTIFICATION/STANDARD |  | ADDITIONAL FEATURES | [56 empty] | Production Completed
STP_009 - Lot4 | Data Enrichment | NGB | kk_3rd | 2023-07-21 | 2023-08-03 |  | 1347686 | 1347686 | EA | HAMMER;KNOCKER, MECHANICAL SHAFT |  |  | HAMMER;TYPE:KNOCKER, MECHANICAL SHAFT,MNFR:01)MIMDWG,PTNO:01)MU-1183 | EN_01)KNOCKER, MECHANICAL SHAF,01)MIMDWG,01)MU-1183 |  |  | MIMDWG | MIMDWG | MU-1183 | [5 empty] | URL Not Found | [10 empty] | Cleansed | 27111602 Hammers | HAMMER | No Modifier | TYPE | KNOCKER,MECHANICAL SHAFT | HEAD SIZE |  | WEIGHT |  | HANDLE LENGTH |  | HEAD MATERIAL |  | HANDLE MATERIAL |  | HAZARD CLASS |  | CERTIFICATION/STANDARD |  | ADDITIONAL FEATURES | [56 empty] | Production Completed
STP_009 - Lot4 | Data Enrichment | NGB | kk_3rd | 2023-07-21 | 2023-08-03 |  | 1353217 | 1353217 | EA | HAMMER;KNOCKER, PLUNGER CASTING |  |  | HAMMER;TYPE:KNOCKER, PLUNGER CASTING,MNFR:01)MIMDWG,PTNO:01)108-6-200 | EN_01)KNOCKER, PLUNGER CASTING,01)MIMDWG,01)108-6-200 |  |  | MIMDWG | MIMDWG | 108-6-200 | [5 empty] | URL Not Found | [10 empty] | Cleansed | 27111602 Hammers | HAMMER | No Modifier | TYPE | KNOCKER,PLUNGER CASTING | HEAD SIZE |  | WEIGHT |  | HANDLE LENGTH |  | HEAD MATERIAL |  | HANDLE MATERIAL |  | HAZARD CLASS |  | CERTIFICATION/STANDARD |  | ADDITIONAL FEATURES | [56 empty] | Production Completed
STP_009 - Lot4 | Data Enrichment | NGB | kk_3rd | 2023-07-21 | 2023-08-03 | Processed based on Websource, Conflict w.r.t Input | 1280768 | 1280768 | EA | HAMMER;PIN |  |  | HAMMER;TYPE:PIN,MNFR:01)SWANSTON TASMANIA PTY LTD,PTNO:01)2910-704 | EN_01)PIN,01)SWANSTON TASMANIA PTY LTD,01)2910-704 |  |  | SWANSTON TASMANIA PTY LTD | SWANSTON TASMANIA PTY LTD | 2910-704 | [5 empty] | https://www.ereplacementparts.com/hammer-pin-p-2181466.html | https://www.autotoolworld.com/Ingersoll-Rand-2910-704-Hammer-Pin-for-261-and-271-Series_p_144204.html | [9 empty] | Enriched | 31163200 Retaining hardware | PIN | NO MODIFIER | TYPE | HAMMER | DIAMETER |  | LENGTH |  | MATERIAL |  | MATERIAL SPECIFICATION |  | COATING/FINISH |  | HAZARD CLASS |  | CERTIFICATION/STANDARD |  | ADDITIONAL FEATURES | [56 empty] | Production Completed
STP_009 - Lot4 | Data Enrichment | NGB | kk_3rd | 2023-07-21 | 2023-08-03 | Weight Value Conflict Processed based on Websource | 1294645 | 1294645 | EA | HAMMER;RND, HAND,32 MM,450 G,NYL |  |  | HAMMER;TYPE:ROUND, HAND,HEAD SIZE:32 MM,WEIGHT:450 G,HEAD MATERIAL:NYLON,HANDLE MATERIAL:GRIP PVC, PLASTIC,MNFR:01)BLKWOODS,PTNO: 01)00338303 | EN_01)ROUND, HAND,32 MM,450 G,EN_01)NYLON,EN_01)GRIP PVC, PLASTIC,01)BLKWOODS,01)00338303 |  |  | BLACKWOODS | THOR HAMMER COMPANY LIMITED | 11-710 |  | J. BLACKWOOD & SON PTY LTD | 00338303 |  |  | https://www.thorhammer.com/product/11-710/ | https://www.blackwoods.com.au/tools-hand-measuring-precision/striking-and-prying/hammers-nylon-face-thor/hammer-nylon-thor-no-710-32mm/p/00338303 | [9 empty] | Enriched | 27111602 Hammers | HAMMER | No Modifier | TYPE | ROUND,HAND | HEAD SIZE | 32 MM | WEIGHT | 445 G | HANDLE LENGTH | 11 IN | HEAD MATERIAL | NYLON | HANDLE MATERIAL | GRIP PVC,PLASTIC | HAZARD CLASS |  | CERTIFICATION/STANDARD |  | ADDITIONAL FEATURES | [56 empty] | Production Completed
STP_009 - Lot4 | Data Enrichment | NGB | kk_3rd | 2023-07-21 | 2023-08-03 |  | 1294847 | 1294847 | EA | HAMMER;SLDG, HAND,1.8 KG,HNDL LG 300 MM |  |  | HAMMER;SLEDGE, HAND,WEIGHT:1.8 KG,HANDLE LENGTH:300 MM,HEAD MATERIAL:MILD STEEL,HANDLE MATERIAL:GLASS FIBRE RUBBER CORED, CERTIFICATION/STANDARD:AS 3797-1991,ADDITIONAL FEATURES EN:NORMALISED SOFT FACE, 4 LB,MNFR:01)ATOMSUP,PTNO:01)36002988 | EN_01)SLEDGE, HAND,1.8 KG,300 MM,EN_01)MILD STEEL,EN_01)GLASS FIBRE RUBBER CORED,EN_01)AS 3797-1991,01)NORMALISED SOFT FACE, 4 LB,01)ATOMSUP,01)36002988 |  |  | ATOM SUPPLY | ATOM SUPPLY | 36002988 | [5 empty] | https://www.atom.com.au/sledge-hammer-with-wooden-handle-4-5kg-10lb-915mm-36002988 | [10 empty] | Cleansed | 27111615 Sledge hammer | HAMMER | No Modifier | TYPE | SLEDGE,NORMALISED SOFT FACE | HEAD SIZE |  | WEIGHT | 1.8 KG | HANDLE LENGTH | 300 MM | HEAD MATERIAL | STEEL | HANDLE MATERIAL | FIBERGLASS,RUBBER CORED | HAZARD CLASS |  | CERTIFICATION/STANDARD | AS 3797-1991 | ADDITIONAL FEATURES | [56 empty] | Production Completed
STP_009 - Lot4 | Data Enrichment | NGB | kk_3rd | 2023-07-21 | 2023-08-03 |  | 1231960 | 1231960 | EA | HAMMER;SLDG, HAND,14 LB,CU,GLASS FIBRE |  |  | HAMMER;TYPE:SLEDGE, HAND,WEIGHT:14 LB,HEAD MATERIAL:COPPER,HANDLE MATERIAL:GLASS FIBRE,MNFR:01)ATOMSUP,PTNO:01)60014387 | EN_01)SLEDGE, HAND,14 LB,EN_01)COPPER,EN_01)GLASS FIBRE,01)ATOMSUP,01)60014387 |  |  | ATOM SUPPLY | ATOM SUPPLY | 60014387 | [5 empty] | https://www.atom.com.au/copper-faced-hammer-fibreglass-handle-rubber-grip-980mm-6-35kg-60014387 | [10 empty] | Cleansed | 27111615 Sledge hammer | HAMMER | No Modifier | TYPE | SLEDGE,HAND | HEAD SIZE |  | WEIGHT | 6.35 KG | HANDLE LENGTH | 980 MM | HEAD MATERIAL | COPPER | HANDLE MATERIAL | FIBERGLASS | HAZARD CLASS |  | CERTIFICATION/STANDARD |  | ADDITIONAL FEATURES | [56 empty] | Production Completed
STP_009 - Lot4 | Data Enrichment | NGB | kk_3rd | 2023-07-21 | 2023-08-03 | Weight Value Conflict Processed based on Websource | 1353500 | 1353500 | EA | HAMMER;SLDG, HAND,3.5 KG,HNDL LG 800 MM |  |  | HAMMER;SLEDGE, HAND,WEIGHT:3.5 KG,HANDLE LENGTH:800 MM,HEAD MATERIAL:MILD STEEL,HANDLE MATERIAL:GLASS FIBRE RUBBER CORED, CERTIFICATION/STANDARD:AS 3797-1991,ADDITIONAL FEATURES EN:NORMALISED SOFT FACE, 7 LB,MNFR:01)BLKWOODS,PTNO:01)91888069,MNFR:02) ATOMSUP,PTNO:02)06603793 | EN_01)SLEDGE, HAND,3.5 KG,800 MM,EN_01)MILD STEEL,EN_01)GLASS FIBRE RUBBER CORED,EN_01)AS 3797-1991,01)NORMALISED SOFT FACE, 7 LB,01)BLKWOODS,02)ATOMSUP,01)91888069,02)06603793 |  |  | ATOMSUP | MUMME TOOLS | 5HSNFRH07 |  | J. BLACKWOOD & SON PTY LTD | 06603793 | ATOM SUPPLY | 91888069 | https://www.mummetools.com/catalogue/7lb-normalised-hammer-with-pinned-steel-core-fibreglass-handle | https://www.blackwoods.com.au/tools-hand-measuring-precision/striking-and-prying/sledge-hammer-normalised-fibreglass-cored-haandle-mumme-tools/hammer-7lb-norm-c-w-pinned-f-g-handle/p/06603793 | [9 empty] | Enriched | 27111615 Sledge hammer | HAMMER | No Modifier | TYPE | SLEDGE,NORMALISED SOFT FACE | HEAD SIZE |  | WEIGHT | 4.76 KG | HANDLE LENGTH | 800 MM | HEAD MATERIAL | MILD STEEL | HANDLE MATERIAL | FIBERGLASS,RUBBER CORED | HAZARD CLASS |  | CERTIFICATION/STANDARD | AS 3797-1991 | ADDITIONAL FEATURES | [56 empty] | Production Completed
STP_009 - Lot4 | Data Enrichment | NGB | kk_3rd | 2023-07-21 | 2023-08-03 |  | 1280706 | 1280706 | EA | HAMMER;SLDG, SANDO HANDLE,5.5 KG, 12 LB |  |  | HAMMER;TYPE:SLEDGE, SANDO HANDLE,WEIGHT:5.5 KG, 12 LB,MNFR:01)ATOM SUPPLY,PTNO:01)4622002 | EN_01)SLEDGE, SANDO HANDLE,5.5 KG, 12 LB,01)ATOM SUPPLY,01)4622002 |  |  | ATOM SUPPLY | ATOM SUPPLY | 4622002 | [5 empty] | https://www.atom.com.au/hammer-gympie-2kg-4622002 | [10 empty] | Enriched | 27111615 Sledge hammer | HAMMER | No Modifier | TYPE | SLEDGE,SANDO HANDLE | HEAD SIZE |  | WEIGHT | 5.5 KG | HANDLE LENGTH |  | HEAD MATERIAL | STEEL | HANDLE MATERIAL | STEEL | HAZARD CLASS |  | CERTIFICATION/STANDARD |  | ADDITIONAL FEATURES | [56 empty] | Production Completed
STP_009 - Lot4 | Data Enrichment | NGB | kk_3rd | 2023-07-21 | 2023-08-03 |  | 1280773 | 1280773 | EA | HAMMER;SLDG, SH12W,12 LB,HNDL LG 36 IN |  |  | HAMMER;TYPE:SLEDGE, SH12W,WEIGHT:12 LB,HANDLE LENGTH:36 IN,HANDLE MATERIAL:HICKORY WOOD,MNFR:01)ATOM SUPPLY,PTNO:01)32150005 | EN_01)SLEDGE, SH12W,12 LB,36 IN,EN_01)HICKORY WOOD,01)ATOM SUPPLY,01)32150005 |  |  | ATOM SUPPLY | ATOM SUPPLY | 32150005 | [5 empty] | https://www.atom.com.au/sledge-hammer-with-wooden-handle-3-6kg-8lb-915mm-32150005 | [10 empty] | Enriched | 27111615 Sledge hammer | HAMMER | No Modifier | TYPE | SLEDGE | HEAD SIZE |  | WEIGHT | 12 LB | HANDLE LENGTH | 36 IN | HEAD MATERIAL | STEEL | HANDLE MATERIAL | HICKORY WOOD | HAZARD CLASS |  | CERTIFICATION/STANDARD |  | ADDITIONAL FEATURES | SH12W | [55 empty] | Production Completed
STP_009 - Lot4 | Data Enrichment | NGB | kk_3rd | 2023-07-21 | 2023-08-03 |  | 1280597 | 1280597 | EA | HAMMER;SLDG,12 LB,HICKORY WOOD |  |  | HAMMER;TYPE:SLEDGE,WEIGHT:12 LB,HANDLE MATERIAL:HICKORY WOOD,MNFR:01)ATOMSUP,PTNO:01)32150005 | EN_01)SLEDGE,12 LB,EN_01)HICKORY WOOD,01)ATOMSUP,01)32150005 |  |  | ATOM SUPPLY | ATOM SUPPLY | 32150005 | [5 empty] | https://www.atom.com.au/sledge-hammer-with-wooden-handle-3-6kg-8lb-915mm-32150005 | [10 empty] | Enriched | 27111615 Sledge hammer | HAMMER | No Modifier | TYPE | SLEDGE | HEAD SIZE |  | WEIGHT | 12 LB | HANDLE LENGTH | 915 MM | HEAD MATERIAL | STEEL | HANDLE MATERIAL | HICKORY WOOD | HAZARD CLASS |  | CERTIFICATION/STANDARD |  | ADDITIONAL FEATURES | [56 empty] | Production Completed
STP_009 - Lot4 | Data Enrichment | NGB | kk_3rd | 2023-07-21 | 2023-08-03 |  | 1281081 | 1281081 | EA | HAMMER;SLDG,4.5 KG,HNDL LG 900 MM,STL |  |  | HAMMER;TYPE:SLEDGE,WEIGHT:4.5 KG,HANDLE LENGTH:900 MM,HEAD MATERIAL:STEEL,HANDLE MATERIAL:NUPLA,ADDITIONAL FEATURES EN:(10LB), MNFR:01)BLKWOODS,PTNO:01)08108191 | EN_01)SLEDGE,4.5 KG,900 MM,EN_01)STEEL,EN_01)NUPLA,01)(10LB),01)BLKWOODS,01)08108191 |  |  | BLACKWOODS | JBS | 9HSFNH4.5JBS |  | J. BLACKWOOD & SON PTY LTD | 08108191 |  |  | https://www.blackwoods.com.au/tools-hand-measuring-precision/striking-and-prying/sledge-hammers-nupla-handle-jbs/hammer-sledge-jbs-nupla-hdl-4-5kg-10lb/p/08108191 | [10 empty] | Enriched | 27111615 Sledge hammer | HAMMER | No Modifier | TYPE | SLEDGE | HEAD SIZE |  | WEIGHT | 4.5 KG | HANDLE LENGTH | 900 MM | HEAD MATERIAL | STEEL | HANDLE MATERIAL | NUPLA | HAZARD CLASS |  | CERTIFICATION/STANDARD |  | ADDITIONAL FEATURES | [56 empty] | Production Completed
STP_009 - Lot4 | Data Enrichment | NGB | kk_3rd | 2023-07-21 | 2023-08-03 |  | 1280601 | 1280601 | EA | HAMMER;SOFT FACE SOFT/HARD HEAD,40 MM |  |  | HAMMER;TYPE:SOFT FACE SOFT/HARD HEAD,HEAD SIZE:40 MM,MNFR:01)BOSS,PTNO:01)SP30416 | EN_01)SOFT FACE SOFT/HARD HEAD,40 MM,01)BOSS,01)SP30416 |  |  | BOSS | BOSS | SP30416 | SP TOOLS |  |  |  |  | https://www.thebossshop.com.au/hammer-dual-head-soft-hard-face-40mm | [10 empty] | Enriched | 27111602 Hammers | HAMMER | No Modifier | TYPE | DUAL HEAD,SOFT/HARD FACE | HEAD SIZE | 40 MM | WEIGHT |  | HANDLE LENGTH |  | HEAD MATERIAL |  | HANDLE MATERIAL | FIBERGLASS | HAZARD CLASS |  | CERTIFICATION/STANDARD |  | ADDITIONAL FEATURES | [56 empty] | Production Completed
STP_009 - Lot4 | Data Enrichment | NGB | kk_3rd | 2023-07-21 | 2023-08-03 |  | 1280964 | 1280964 | EA | HAMMER;SOFT FACE,14 LB,HNDL LG 900 MM |  |  | HAMMER;TYPE:SOFT FACE,WEIGHT:14 LB,HANDLE LENGTH:900 MM,HEAD MATERIAL:GLASS FIBRE,HANDLE MATERIAL:CORE RUBBER,MNFR:01)TOOL 'N' TACKLE,PTNO:01)5HSNFRH14 | EN_01)SOFT FACE,14 LB,900 MM,EN_01)GLASS FIBRE,EN_01)CORE RUBBER,01)TOOL 'N' TACKLE,01)5HSNFRH14 |  |  | TOOL 'N' TACKLE | TOOL 'N' TACKLE | 5HSNFRH14 | MUMME TOOLS |  |  |  |  | https://www.mummetools.com/catalogue/14lb-normalised-hammer-with-pinned-steel-core-fibreglass-handle | [10 empty] | Enriched | 27111615 Sledge hammer | HAMMER | No Modifier | TYPE | SOFT FACE,SLEDGE,NORMALISED | HEAD SIZE |  | WEIGHT | 14 LB | HANDLE LENGTH | 900 MM | HEAD MATERIAL | PINNED STEEL | HANDLE MATERIAL | FIBERGLASS,RUBBER CORE | HAZARD CLASS |  | CERTIFICATION/STANDARD |  | ADDITIONAL FEATURES | [56 empty] | Production Completed
STP_009 - Lot4 | Data Enrichment | NGB | kk_3rd | 2023-07-21 | 2023-08-03 |  | 1280930 | 1280930 | EA | HAMMER;THOR,32 MM,CU,NO. 1/310 |  |  | HAMMER;TYPE:THOR,HEAD SIZE:32 MM,HEAD MATERIAL:COPPER,ADDITIONAL FEATURES EN:NO. 1/310,MNFR:01)J.BLACKWOOD AND SON LIMITED,PTNO:01) | EN_01)THOR,32 MM,EN_01)COPPER,01)NO. 1/310,01)J.BLACKWOOD & SON LIMITED,01)07483905 |  |  | J.BLACKWOOD AND SON LIMITED | MOORE & WRIGHT | 04-310 |  | J. BLACKWOOD & SON PTY LTD | 07483905 | J. BLACKWOOD & SON PTY LTD | NO. 1/310 | https://www.blackwoods.com.au/tools-hand-measuring-precision/striking-and-prying/hammers-copper-face-thor/hammer-copper-copper-thor-no-1-310-32mm/p/07483905 | [10 empty] | Enriched | 27111602 Hammers | HAMMER | No Modifier | TYPE | ROUND FACE | HEAD SIZE | 32 MM | WEIGHT | 850 G | HANDLE LENGTH |  | HEAD MATERIAL | MALLEABLE IRON,COPPER FACE | HANDLE MATERIAL | HICKORY | HAZARD CLASS |  | CERTIFICATION/STANDARD |  | ADDITIONAL FEATURES | BRAND:THOR | [55 empty] | Production Completed
STP_009 - Lot4 | Data Enrichment | NGB | kk_3rd | 2023-07-21 | 2023-08-03 | Weight Value Conflict Processed based on Websource | 1280705 | 1280705 | EA | HAMMER;THOR,50 MM,1.25 KG,NYL,PLSTC |  |  | HAMMER;TYPE:THOR,HEAD SIZE:50 MM,WEIGHT:1.25 KG,HEAD MATERIAL:NYLON,HANDLE MATERIAL:PLASTIC,ADDITIONAL FEATURES EN:NO 716,MNFR:01) J | EN_01)THOR,50 MM,1.25 KG,EN_01)NYLON,EN_01)PLASTIC,01)NO 716,01)J.BLACKWOOD & SON LIMITED,01)00338604 |  |  | J | THOR HAMMER COMPANY LIMITED | 11-716 |  | J. BLACKWOOD & SON PTY LTD | 00338604 | J. BLACKWOOD & SON PTY LTD | NO 716 | https://www.thorhammer.com/product/11-716/ | https://www.blackwoods.com.au/tools-hand-measuring-precision/striking-and-prying/hammers-nylon-face-thor/hammer-nylon-thor-no-716-50mm/p/00338604 | [9 empty] | Enriched | 27111602 Hammers | HAMMER | No Modifier | TYPE |  | HEAD SIZE | 50 MM | WEIGHT | 1.23 KG | HANDLE LENGTH | 12 IN | HEAD MATERIAL | NYLON | HANDLE MATERIAL | PLASTIC | HAZARD CLASS |  | CERTIFICATION/STANDARD |  | ADDITIONAL FEATURES | [56 empty] | Production Completed
STP_009 - Lot4 | Data Enrichment | NGB | kk_3rd | 2023-07-21 | 2023-08-03 |  | 1352632 | 1352632 | EA | HAMMER;THOR,COPPER/RAW HIDE |  |  | HAMMER;TYPE:THOR,HEAD MATERIAL:COPPER/RAW HIDE,ADDITIONAL FEATURES EN:REFERENCE NO: STYLE 1,MNFR:01)ATOMSUP,PTNO:01)2139003 | EN_01)THOR,EN_01)COPPER/RAW HIDE,01)REFERENCE NO: STYLE 1,01)ATOMSUP,01)2139003 |  |  | ATOM SUPPLY | ATOM SUPPLY | 2139003 | [5 empty] | https://www.atom.com.au/copper-mallet-with-wooden-handle-1-98kg-44mm-2139003 | [10 empty] | Enriched | 27111602 Hammers | HAMMER | No Modifier | TYPE |  | HEAD SIZE |  | WEIGHT | 725 G | HANDLE LENGTH | 280 MM | HEAD MATERIAL | COPPER/RAW HIDE | HANDLE MATERIAL | WOODEN | HAZARD CLASS |  | CERTIFICATION/STANDARD |  | ADDITIONAL FEATURES | REFERENCE NO:STYLE 1,FACE DIAMETER:32 MM,BRAND:THOR | [55 empty] | Production Completed
STP_009 - Lot4 | Data Enrichment | NGB | kk_3rd | 2023-07-21 | 2023-08-03 |  | 1280598 | 1280598 | EA | HAMMER;UPDATE GROUP - HOSE LOOP |  |  | HAMMER;ADDITIONAL FEATURES EN:UPDATE GROUP - HOSE LOOP,MNFR:01)RME,PTNO:01)10126853 | 01)UPDATE GROUP - HOSE LOOP,01)RME,01)10126853 |  |  | RME | RME | 10126853 | [5 empty] | URL Not Found | [10 empty] | Cleansed | 27111602 Hammers | HAMMER | No Modifier | TYPE |  | HEAD SIZE |  | WEIGHT |  | HANDLE LENGTH |  | HEAD MATERIAL |  | HANDLE MATERIAL |  | HAZARD CLASS |  | CERTIFICATION/STANDARD |  | ADDITIONAL FEATURES | UPDATE GROUP-HOSE LOOP | [55 empty] | Production Completed
STP_009 - Lot4 | Data Enrichment | NGB | kk_3rd | 2023-07-21 | 2023-08-03 |  | 1280786 | 1280786 | EA | HAMMER;UPDATE GROUP -HOSE LOOPIT |  |  | HAMMER;ADDITIONAL FEATURES EN:UPDATE GROUP -HOSE LOOPIT,MNFR:01)RUSSELL MINERAL EQUIPMENT P/L,PTNO:01)10126853 | 01)UPDATE GROUP -HOSE LOOPIT,01)RUSSELL MINERAL EQUIPMENT P,01)10126853 |  |  | RUSSELL MINERAL EQUIPMENT P/L | RUSSELL MINERAL EQUIPMENT | 10126853 | [5 empty] | URL Not Found | [10 empty] | Cleansed | 27111602 Hammers | HAMMER | No Modifier | TYPE |  | HEAD SIZE |  | WEIGHT |  | HANDLE LENGTH |  | HEAD MATERIAL |  | HANDLE MATERIAL |  | HAZARD CLASS |  | CERTIFICATION/STANDARD |  | ADDITIONAL FEATURES | UPDATE GROUP-HOSE LOOPIT | [55 empty] | Production Completed
STP_009 - Lot4 | Data Enrichment | NGB | kk_3rd | 2023-07-21 | 2023-08-03 | Processed based on Websource, Conflict w.r.t Input | 1280767 | 1280767 | EA | HAMMER;WHL |  |  | HAMMER;TYPE:WHEEL,MNFR:01)SWANSTON TASMANIA PTY LTD,PTNO:01)0545026 | EN_01)WHEEL,01)SWANSTON TASMANIA PTY LTD,01)0545026 |  |  | SWANSTON TASMANIA PTY LTD | SWANSTON TASMANIA PTY LTD | 0545026 | [5 empty] | https://railheadcorp.com/wp-content/uploads/2021/02/KW-4500G.pdf | [10 empty] | Enriched | 25171900 Wheels and wheel trims | WHEEL | NO MODIFIER | TYPE | HAMMER | DIAMETER |  | WIDTH |  | MATERIAL |  | HUB SIZE |  | HAZARD CLASS |  | CERTIFICATION/STANDARD |  | ADDITIONAL FEATURES | [58 empty] | Production Completed
STP_009 - Lot4 | Data Enrichment | NGB | kk_3rd | 2023-07-21 | 2023-08-03 |  | 1295104 | 1295104 | EA | HAMMER,PWR;1-1/8 X 6 IN,PLA-24,SIG |  |  | HAMMER,POWER;SHANK SIZE:1-1/8 X 6 IN,ADDITIONAL FEATURES EN:PLA-24,MNFR:01)SIG,PTNO:01)64-223-010-08 | 1-1/8 X 6 IN,01)PLA-24,01)SIG,01)64-223-010-08 |  |  | SIG | SIG | 64-223-010-08 | [5 empty] | URL Not Found | [10 empty] | Cleansed | 27112700 Power tools | HAMMER | POWER | TYPE |  | STROKE |  | BLOWS PER MINUTE |  | DRIVE SIZE |  | INLET SIZE |  | SHANK SIZE | 1-1/8X6 IN | END CONNECTION |  | SIZE |  | FLOW RATING |  | ELECTRICAL RATING |  | PRESSURE RATING |  | HAZARD CLASS |  | CERTIFICATION/STANDARD |  | ADDITIONAL FEATURES | PLA-24 | [45 empty] | Production Completed
STP_009 - Lot4 | Data Enrichment | NGB | kk_3rd | 2023-07-21 | 2023-08-03 |  | 1282001 | 1282001 | EA | HAMMER,PWR;CHISEL GUN, INDUSTRIAL,3000 |  |  | HAMMER,POWER;TYPE:CHISEL GUN, INDUSTRIAL,BLOWS PER MINUTE:3000,ADDITIONAL FEATURES EN:SP,MNFR:01)BOSS,PTNO:01)SP-1400 | EN_01)CHISEL GUN, INDUSTRIAL,EN_01)3000,01)SP,01)BOSS,01)SP-1400 |  |  | BOSS | BOSS | SP-1400 | [5 empty] | https://www.thebossshop.com.au/gun-chisel-air-sp-air | https://www.spairusa.com/product/sp-1400-air-hammer-long-barrel/ | [9 empty] | Enriched | 27131504 Pneumatic hammer | HAMMER | POWER | TYPE | CHISEL GUN,INDUSTRIAL,AIR,LONG BARREL | STROKE |  | BLOWS PER MINUTE | 3000 | DRIVE SIZE |  | INLET SIZE |  | SHANK SIZE | 10 MM | END CONNECTION |  | SIZE | 216 MM LG | FLOW RATING |  | ELECTRICAL RATING |  | PRESSURE RATING |  | HAZARD CLASS |  | CERTIFICATION/STANDARD |  | ADDITIONAL FEATURES | SP | [45 empty] | Production Completed
STP_009 - Lot4 | Data Enrichment | NGB | kk_3rd | 2023-07-21 | 2023-08-03 | Processed based on Websource, Conflict w.r.t Input | 1294855 | 1294855 | EA | HAMMER,PWR;CHPG, PNEUMATIC,LG 254 MM |  |  | HAMMER,POWER;TYPE:CHIPPING, PNEUMATIC,SIZE:LG 254 MM,ADDITIONAL FEATURES EN:DESCALING PISTOL,97 DECIBALS, UNIT WEIGHT 2KG, CHISELS,MNFR:01)TOKU,PTNO:01)AA0B(H) | EN_01)CHIPPING, PNEUMATIC,EN_01)LG 254 MM,01)DESCALING PISTOL,97 DECIBAL,02) CHISELS,01)TOKU,01)AA0B(H) |  |  | TOKU | TOKU | AA0B(H) | [5 empty] | https://hupshenghardware.com/product/toku-aa0b-air-chipping-hammer-stroke-per-minute-3600bpm-2kg/ | [10 empty] | Enriched | 27112700 Power tools | HAMMER | CONCRETE BREAKER | TYPE | CHIPPING,PNEUMATIC | IMPACTS PER MINUTE |  | SINGLE IMPACT ENERGY |  | TOOL CHUCK TYPE |  | CHISELING PERFORMANCE |  | VOLTAGE RATING |  | CURRENT RATING |  | WEIGHT | 2 KG | SOUND LEVEL | 97 DB | SIZE | 254 MM LG | TEMPERATURE RATING |  | CERTIFICATION/STANDARD |  | ADDITIONAL FEATURES | BLOWS PER MINUTE:3600 BPM,AIR CONSUMPTION:12.3 CFM,AIR INLET:3/8 IN,C/W CHISELS | [47 empty] | Production Completed
STP_009 - Lot4 | Data Enrichment | NGB | kk_3rd | 2023-07-21 | 2023-08-03 |  | 1345912 | 1345912 | EA | HAMMER,PWR;HYDR,450-750,140-200 L/MIN |  |  | HAMMER,POWER;TYPE:HYDRAULIC,BLOWS PER MINUTE:450-750,FLOW RATING:140-200 L/MIN,PRESSURE RATING:135-145 BAR,ADDITIONAL FEATURES EN: ASSEMBLY,MNFR:01)TRANSMIN,PTNO:01)R601168 | EN_01)HYDRAULIC,EN_01)450-750,140-200 L/MIN,135-145 BAR,01)ASSEMBLY,01)TRANSMIN,01)R601168 |  |  | TRANSMIN | TRANSMIN | R601168 | [5 empty] | URL Not Found | [10 empty] | Cleansed | 27112700 Power tools | HAMMER | POWER | TYPE | HYDRAULIC | STROKE |  | BLOWS PER MINUTE | 450 TO 750 | DRIVE SIZE |  | INLET SIZE |  | SHANK SIZE |  | END CONNECTION |  | SIZE |  | FLOW RATING | 140 TO 200 L/MIN | ELECTRICAL RATING |  | PRESSURE RATING | 135 TO 145 BAR | HAZARD CLASS |  | CERTIFICATION/STANDARD |  | ADDITIONAL FEATURES | ASSEMBLY | [45 empty] | Production Completed
STP_009 - Lot4 | Data Enrichment | NGB | kk_3rd | 2023-07-21 | 2023-08-03 | Processed based on Websource, Conflict w.r.t Input | 1294695 | 1294695 | EA | HAMMER,PWR;JK, HEX,1550,LG 559 MM |  |  | HAMMER,POWER;JACK, HEX,BLOWS PER MINUTE:1550,SHANK SIZE:A/F 7/8 X LG 3-1/4,SIZE:LG 559 MM,ADDITIONAL FEATURES EN:WITH LATCH TYPE RETAINER, WITH HOSE AND OILER,MNFR:01)INGERSOLL-RAND,PTNO:01)510211,MNFR:02)AIRALIED,PTNO:02)TCD30 | EN_01)JACK, HEX,EN_01)1550,A/F 7/8 X LG 3-1/4,EN_01)LG 559 MM,01)WITH LATCH TYPE RETAINER, W,01)INGERSOLL-RAND,02)AIRALIED,01)510211,02)TCD30 |  |  | AIRALIED | AIRALIED | TCD30 |  | INGERSOLL-RAND | 510211 |  |  | https://hupshenghardware.com/product/toku-tcd30-air-trencher-clay-digger-stroke-per-minute-1550bpm-13-6kg/ | [10 empty] | Enriched | 27112700 Power tools | DIGGER | NO MODIFIER | TYPE | AIR TRENCHER,CLAY | PISTON STROKE | 85 MM | LOADING |  | PRESSURE RATING |  | PISTON BORE |  | AIR INLET SIZE | 3/8 IN | SHANK SIZE | 1X4-1/4 IN | HOSE SIZE | 19 MM | LENGTH | 559 MM | CERTIFICATION/STANDARD |  | ADDITIONAL FEATURES | BLOWS PER MINUTE:1550 BPM,AIR CONSUMPTION:49 CFM,C/W LATCH TYPE RETAINER,HOSE AND OILER | [51 empty] | Production Completed
STP_009 - Lot4 | Data Enrichment | NGB | kk_3rd | 2023-07-21 | 2023-08-03 | Processed based on Websource, Conflict w.r.t Input | 1229666 | 1229666 | EA | HAMMER,PWR;JK,WITH HO,INGRAND,93A1 |  |  | HAMMER,POWER;TYPE:JACK,ADDITIONAL FEATURES EN:WITH HO,MNFR:01)INGRAND,PTNO:01)93A1 | EN_01)JACK,01)WITH HO,01)INGRAND,01)93A1 |  |  | INGRAND | INGERSOLL-RAND | 93A1 | [5 empty] | https://www.intlairtool.com/ingersoll-rand-93a1-d-handle-lightweight-digger-93-series-sleeve-retainer-2350-bpm/ | [10 empty] | Enriched | 27112700 Power tools | DIGGER | NO MODIFIER | TYPE | D-HANDLE,LIGHTWEIGHT | PISTON STROKE | 64 MM | LOADING |  | PRESSURE RATING |  | PISTON BORE | 43 MM | AIR INLET SIZE | 3/8 IN NPT | SHANK SIZE | 7/8X3-1/4 IN | HOSE SIZE | 13 MM | LENGTH | 479 MM | CERTIFICATION/STANDARD |  | ADDITIONAL FEATURES | BLOWS PER MINUTE:2350 BPM,AIR CONSUMPTION:45 CFM,C/W LATCH TYPE RETAINER,HOSE AND OILER,VIBRATION:8 K | [51 empty] | Production Completed
STP_009 - Lot4 | Data Enrichment | NGB | kk_3rd | 2023-07-21 | 2023-08-03 |  | 1353597 | 1353597 | EA | HAMMER,PWR;PERCUSSION ROTARY DRILLING, F |  |  | HAMMER,POWER;PERCUSSION ROTARY DRILLING, FUEL,DRIVE SIZE:40 MM,SIZE:WD 76 X LG 467 MM,ELECTRICAL RATING:18 V,ADDITIONAL FEATURES EN:TOOL ONLY,MNFR:01)MIMS,PTNO:01)M18CHM-0C | EN_01)PERCUSSION ROTARY DRILLI,40 MM,EN_01)WD 76 X LG 467 MM,18 V,01)TOOL ONLY,01)MIMS,01)M18CHM-0C |  |  | MIMS | MIMS | M18CHM-0C | MILWAUKEE ELECTRIC |  |  |  |  | https://www.milwaukeetool.com.au/discontinued-products/M18CHM-0C.html | [10 empty] | Enriched | 27112700 Power tools | HAMMER | CONCRETE BREAKER | TYPE | SDS MAX ROTARY,CORDLESS | IMPACTS PER MINUTE | 0 TO 3000 | SINGLE IMPACT ENERGY |  | TOOL CHUCK TYPE |  | CHISELING PERFORMANCE |  | VOLTAGE RATING | 18 V | CURRENT RATING |  | WEIGHT | 6.6 KG | SOUND LEVEL |  | SIZE | 467 LGX76 WDX257 HT MM | TEMPERATURE RATING |  | CERTIFICATION/STANDARD |  | ADDITIONAL FEATURES | BLOW ENERGY:6.1 J,HANDLE STYLE:D-HANDLE,DRIVE SIZE:40 MM,BRAND:M18 FUEL | [47 empty] | Production Completed
STP_009 - Lot4 | Data Enrichment | NGB | kk_3rd | 2023-07-21 | 2023-08-03 |  | 1348313 | 1348313 | EA | HAMMER,PWR;ROCK BREAKER BLUNT TOOL,GFM |  |  | HAMMER,POWER;TYPE:ROCK BREAKER BLUNT TOOL,SIZE:DIA 135 X LG 920 MM,ADDITIONAL FEATURES EN:GFM,MNFR:01)TRANSMIN,PTNO:01)774T2 | EN_01)ROCK BREAKER BLUNT TOOL,EN_01)DIA 135 X LG 920 MM,01)GFM,01)TRANSMIN,01)774T2 |  |  | TRANSMIN | TRANSMIN | 774T2 | [5 empty] | URL Not Found | [10 empty] | Cleansed | 27112700 Power tools | HAMMER | POWER | TYPE | ROCK BREAKER BLUNT | STROKE |  | BLOWS PER MINUTE |  | DRIVE SIZE |  | INLET SIZE |  | SHANK SIZE |  | END CONNECTION |  | SIZE | 135 DIAX920 LG MM | FLOW RATING |  | ELECTRICAL RATING |  | PRESSURE RATING |  | HAZARD CLASS |  | CERTIFICATION/STANDARD |  | ADDITIONAL FEATURES | GFM | [45 empty] | Production Completed
STP_009 - Lot4 | Data Enrichment | NGB | kk_3rd | 2023-07-21 | 2023-08-03 |  | 1348312 | 1348312 | EA | HAMMER,PWR;ROCK BREAKER CHISEL TOOL |  |  | HAMMER,POWER;TYPE:ROCK BREAKER CHISEL TOOL,SIZE:DIA 135 MM X LG 1.12 M,MNFR:01)TRANSMIN,PTNO:01)771 | EN_01)ROCK BREAKER CHISEL TOOL,EN_01)DIA 135 MM X LG 1.12 M,01)TRANSMIN,01)771 |  |  | TRANSMIN | TRANSMIN | 771 | [5 empty] | URL Not Found | [10 empty] | Cleansed | 27112700 Power tools | HAMMER | POWER | TYPE | ROCK BREAKER CHISEL | STROKE |  | BLOWS PER MINUTE |  | DRIVE SIZE |  | INLET SIZE |  | SHANK SIZE |  | END CONNECTION |  | SIZE | 135 DIA MMX1.12 LG M | FLOW RATING |  | ELECTRICAL RATING |  | PRESSURE RATING |  | HAZARD CLASS |  | CERTIFICATION/STANDARD |  | ADDITIONAL FEATURES | [46 empty] | Production Completed
STP_009 - Lot4 | Data Enrichment | NGB | kk_3rd | 2023-07-21 | 2023-08-03 |  | 1281869 | 1281869 | EA | HAMMER,PWR;RTRY,26 MM,LG 317 MM,18 V |  |  | HAMMER,POWER;TYPE:ROTARY,DRIVE SIZE:26 MM,LG 317 MM,ELECTRICAL RATING:18 V,MNFR:01)MOUNT ISA MINING SUPPLIES P/L,PTNO:01)M18CH-0 | EN_01)ROTARY,26 MM,EN_01)LG 317 MM,18 V,01)MOUNT ISA MINING SUPPLIES P,01)M18CH-0 |  |  | MOUNT ISA MINING SUPPLIES P/L | MOUNT ISA MINING SUPPLIES P/L | M18CH-0 | MILWAUKEE ELECTRIC |  |  |  |  | https://www.milwaukeetool.com.au/discontinued-products/M18CH-0.html | [10 empty] | Enriched | 27112700 Power tools | HAMMER | CONCRETE BREAKER | TYPE | SDS PLUS ROTARY | IMPACTS PER MINUTE | 0 TO 4900 | SINGLE IMPACT ENERGY |  | TOOL CHUCK TYPE |  | CHISELING PERFORMANCE |  | VOLTAGE RATING | 18 V | CURRENT RATING |  | WEIGHT | 3.1 KG | SOUND LEVEL |  | SIZE | 317 MM LG | TEMPERATURE RATING |  | CERTIFICATION/STANDARD |  | ADDITIONAL FEATURES | NO LOAD SPEED:0 TO 1400 RPM,VIRATION:VIBRATION:8.9 M/S2,DRILL CAPACITY:26 MM CONCRETE,13 MM METAL,29 MM WOOD | [47 empty] | Production Completed
STP_009 - Lot4 | Data Enrichment | NGB | kk_3rd | 2023-07-21 | 2023-08-03 |  | 1281753 | 1281753 | EA | HAMMER,PWR;RTRY,50 MM,240 V 1700 W |  |  | HAMMER,POWER;TYPE:ROTARY,DRIVE SIZE:50 MM,ELECTRICAL RATING:240 V 1700 W,ADDITIONAL FEATURES EN:11.8KG 2 MODE SDS-MAX REQUIRED TO REPLACE 000 U,ONALD, MANUFACTURER: MILWAUKEE, REFERENCE NO: (950S),MNFR:01)MOUNT ISA MINING SUPPLIES P/L,PTNO:01)4933375792 | EN_01)ROTARY,50 MM,240 V 1700 W,01)11.8KG 2 MODE SDS-MAX REQUI,02)ONALD, MANUFACTURER: MILWAU,01)MOUNT ISA MINING SUPPLIES P,01)4933375792 |  |  | MILWAUKEE | MILWAUKEE ELECTRIC | 4933375792 |  | MOUNT ISA MINING SUPPLIES P/L |  |  |  | https://www.milwaukeetool.com.au/discontinued-products/950S+%284933375792%29.html | [10 empty] | Enriched | 27112700 Power tools | HAMMER | POWER | TYPE | 2-MODE SDS MAX ROTARY,CORDED | STROKE |  | BLOWS PER MINUTE |  | DRIVE SIZE |  | INLET SIZE |  | SHANK SIZE |  | END CONNECTION |  | SIZE |  | FLOW RATING |  | ELECTRICAL RATING | 240 V | PRESSURE RATING |  | HAZARD CLASS |  | CERTIFICATION/STANDARD |  | ADDITIONAL FEATURES | DRILL CAPACITY:50 MM,BLOW ENERGY:20 J,POWER RATING:1700 W,REFERENCE NO:(950S) | [45 empty] | Production Completed
STP_009 - Lot4 | Data Enrichment | NGB | kk_3rd | 2023-07-21 | 2023-08-03 | Processed based on Websource, Conflict w.r.t Input | 1282098 | 1282098 | EA | HAMMER,PWR;RTRY,M18 |  |  | HAMMER,POWER;TYPE:ROTARY,ADDITIONAL FEATURES EN:M18,MNFR:01)MIMS,PTNO:01)M18CH-502C | EN_01)ROTARY,01)M18,01)MIMS,01)M18CH-502C |  |  | MIMS | MIMS | M18CH-502C | MILWAUKEE ELECTRIC |  |  |  |  | https://www.milwaukeetool.com.au/discontinued-products/M18CH-502C.html | [10 empty] | Enriched | 27112700 Power tools | KIT | NO MODIFIER | TYPE |  | CONTENTS | M18 FUEL™ 26 MM SDS PLUS ROTARY HAMMER,(2) M18™ REDLITHIUM™-ION 5.0AH BATTERY,M12™ & M18™ RAPID CHARGER | NUMBER OF ITEMS | 4 | HAZARD CLASS |  | CERTIFICATION/STANDARD |  | ADDITIONAL FEATURES | [62 empty] | Production Completed
STP_009 - Lot4 | Data Enrichment | NGB | kk_3rd | 2023-07-21 | 2023-08-03 | Processed based on Websource, Conflict w.r.t Input | 1294856 | 1294856 | EA | HAMMER,PWR;SCALING CHIPPING,79 MM,3/8 IN |  |  | HAMMER,POWER;TYPE:SCALING CHIPPING,STROKE:79 MM,BLOWS PER MINUTE:2400 STR/MIN,INLET SIZE:3/8 IN,SHANK SIZE:DIA 15 X LG 60 MM,SIZE: LG 330 MM,ADDITIONAL FEATURES EN:HEX SHANK, UNIT WEIGHT 5.8KG, C/W HOSE AND OILER KIT + CHISELS,MNFR:01)TOKU,PTNO:01)AA3B | EN_01)SCALING CHIPPING,79 MM,EN_01)2400 STR/MIN,3/8 IN,DIA 15 X LG 60 MM,EN_01)LG 330 MM,01)HEX SHANK, UNIT WEIGHT 5.8K,01)TOKU,01)AA3B |  |  | TOKU | TOKU | AA3B | [5 empty] | https://hupshenghardware.com/product/toku-aa3b-air-chipping-hammer-stroke-per-minute-2400bpm-5-8kg/ | [10 empty] | Enriched | 27112700 Power tools | HAMMER | CONCRETE BREAKER | TYPE | AIR SCALING CHIPPING | IMPACTS PER MINUTE |  | SINGLE IMPACT ENERGY |  | TOOL CHUCK TYPE |  | CHISELING PERFORMANCE |  | VOLTAGE RATING |  | CURRENT RATING |  | WEIGHT | 5.8 KG | SOUND LEVEL |  | SIZE | 330 MM LG | TEMPERATURE RATING |  | CERTIFICATION/STANDARD |  | ADDITIONAL FEATURES | BLOWS PER MINUTE:2400 BPM,AIR CONSUMPTION:15.7 CFM,AIR INLET:3/8 IN,HEX SHANK SIZE:15 DIAX 60 LG MM,C/W HOSE AND OILER KIT & CHISELS | [47 empty] | Production Completed