## Sheet1
Project | Activities | Production User | Production Comments | Start Date | End Date | Remarks | Griha ID | MATNR | MEINS | MAKTX_EN | MAKTX_ES | MAKTX_FR | TEXT_EN | Class_Char_Catted | MFRPN | MFRNR | MFRNR DES | MNFR | PTNO | Verified MNFR from web | MNFR 1 | PTNO 1 | MNFR 2 | PTNO 2 | Reference URL | Reference URL1 | Item Number | Equipment Type | Equipment Manufacturer | Equipment Model | Equipment Serial | DWG | DRAWING VERSION | POS/TAG | Unused Text | Enriched/Cleansed | UNSPSC Ver.23.07 | Noun | Modifier | Attribute Name 1 | Attribute Value 1 | Attribute Name 2 | Attribute Value 2 | Attribute Name 3 | Attribute Value 3 | Attribute Name 4 | Attribute Value 4 | Attribute Name 5 | Attribute Value 5 | Attribute Name 6 | Attribute Value 6 | Attribute Name 7 | Attribute Value 7 | Attribute Name 8 | Attribute Value 8 | Attribute Name 9 | Attribute Value 9 | Attribute Name 10 | Attribute Value 10 | Attribute Name 11 | Attribute Value 11 | Attribute Name 12 | Attribute Value 12 | Attribute Name 13 | Attribute Value 13 | Attribute Name 14 | Attribute Value 14 | Attribute Name 15 | Attribute Value 15 | Attribute Name 16 | Attribute Value 16 | Attribute Name 17 | Attribute Value 17 | Attribute Name 18 | Attribute Value 18 | Attribute Name 19 | Attribute Value 19 | Attribute Name 20 | Attribute Value 20 | Attribute Name 21 | Attribute Value 21 | Attribute Name 22 | Attribute Value 22 | Attribute Name 23 | Attribute Value 23 | Attribute Name 24 | Attribute Value 24 | Attribute Name 25 | Attribute Value 25 | Attribute Name 26 | Attribute Value 26 | Attribute Name 27 | Attribute Value 27 | Attribute Name 28 | Attribute Value 28 | Attribute Name 29 | Attribute Value 29 | Attribute Name 30 | Attribute Value 30 | Attribute Name 31 | Attribute Value 31 | Attribute Name 32 | Attribute Value 32 | Attribute Name 33 | Attribute Value 33 | Attribute Name 34 | Attribute Value 34 | Attribute Name 35 | Attribute Value 35 | Attribute Name 36 | Attribute Value 36 | Remaining_Information | Status
STP_009 - Lot4 | Data Enrichment | BHJ |  | 2023-07-21 |  |  | 1284321 | 1284321 | EA | ELBOW,CONDT;45 DEG,NOM 15 MM,UPVC |  |  | ELBOW,CONDUIT;ANGLE:45 DEG,NOMINAL SIZE:15 MM,MATERIAL:UPVC,MNFR:01)ACTROL PARTS PTY LTD,PTNO:01)2117015,MNFR:02)ASPEN,PTNO:02) 8003182 | 01)ACTROL PARTS PTY LTD,02)ASPEN,01)2117015,02)8003182,45 DEG,15 MM,UPVC |  |  | ASPEN | ACTROL PARTS PTY LTD | 2117015 | 2 | ASPEN | 8003182 |  |  | https://www.actrol.com.au/product/aspen-upvc-sweep-bend-45-degree-x-15mm-2117015-8002409 | [10 empty] | Enriched |  | ELBOW | CONDUIT | TYPE |  | ANGLE | 45 DEG | NOMINAL SIZE | 15 MM | END CONNECTION |  | MATERIAL | UPVC | LENGTH |  | COATING/FINISH |  | TEMPERATURE RATING |  | HAZARD CLASS |  | CERTIFICATION/STANDARD |  | ADDITIONAL FEATURES | [52 empty] | Production Completed
STP_009 - Lot4 | Data Enrichment | BHJ |  | 2023-07-21 |  |  | 1284425 | 1284425 | EA | ELBOW,CONDT;90 DEG,NOM 15 MM,UPVC |  |  | ELBOW,CONDUIT;ANGLE:90 DEG,NOMINAL SIZE:15 MM,MATERIAL:UPVC,MNFR:01)ASPEN,PTNO:01)8003185,MNFR:02)ACTROL PARTS PTY LTD,PTNO:02) 2103015CP | 01)ASPEN,02)ACTROL PARTS PTY LTD,01)8003185,02)2103015CP,90 DEG,15 MM,UPVC |  |  | ACTROL PARTS PTY LTD | ASPEN | 8003185 | 2 | ACTROL PARTS PTY LTD | 2103015CP |  |  | https://www.reece.co.nz/product/propipe-upvc-condensate-elbow-90-degrees-x-15mm-8003185 | [10 empty] | Enriched |  | ELBOW | CONDUIT | TYPE |  | ANGLE | 90 DEG | NOMINAL SIZE | 15 MM | END CONNECTION |  | MATERIAL | UPVC | LENGTH |  | COATING/FINISH |  | TEMPERATURE RATING |  | HAZARD CLASS |  | CERTIFICATION/STANDARD |  | ADDITIONAL FEATURES | [52 empty] | Production Completed
STP_009 - Lot4 | Data Enrichment | BHJ |  | 2023-07-21 |  |  | 1284288 | 1284288 | EA | ELBOW,CONDT;90 DEG,NOM 20 MM,PVC |  |  | ELBOW,CONDUIT;ANGLE:90 DEG,NOMINAL SIZE:20 MM,MATERIAL:PVC,MNFR:01)CNW (MOUNT ISA) ELECT WHOLESALER,PTNO:01)CLI245/20GY | 01)CNW (MOUNT ISA) ELECT WHOLE,01)CLI245/20GY,90 DEG,20 MM,PVC |  |  | CNW (MOUNT ISA) ELECT WHOLESALER | CNW (MOUNT ISA) ELECT WHOLESALER | CLI245/20GY | 2 |  |  |  |  | https://www.clipsal.com/products/detail?CatNo=245/20&itemno=245/20-GY&tab-document-1=0 | [10 empty] | Enriched |  | ELBOW | CONDUIT | TYPE |  | ANGLE | 90 DEG | NOMINAL SIZE | 20 MM | END CONNECTION |  | MATERIAL | PVC | LENGTH |  | COATING/FINISH |  | TEMPERATURE RATING |  | HAZARD CLASS |  | CERTIFICATION/STANDARD |  | ADDITIONAL FEATURES | [52 empty] | Production Completed
STP_009 - Lot4 | Data Enrichment | BHJ |  | 2023-07-21 |  |  | 1358043 | 1358043 | EA | ELBOW,CONDT;90 DEG,NOM 20 MM,PVC,SOLID |  |  | ELBOW,CONDUIT;ANGLE:90 DEG,NOMINAL SIZE:20 MM,MATERIAL:PVC,LENGTH:54 MM,ADDITIONAL FEATURES EN:SOLID,MNFR:01)SCHNEID,PTNO:01) 245/20GY | 01)SCHNEID,01)245/20GY,90 DEG,20 MM,PVC,54 MM,01)SOLID |  |  | SCHNEID | SCHNEID | 245/20GY | 1 | [15 empty] | Cleansed |  | ELBOW | CONDUIT | TYPE |  | ANGLE | 90 DEG | NOMINAL SIZE | 20 MM | END CONNECTION |  | MATERIAL | PVC | LENGTH | 54 MM | COATING/FINISH |  | TEMPERATURE RATING |  | HAZARD CLASS |  | CERTIFICATION/STANDARD |  | ADDITIONAL FEATURES | SOLID | [51 empty] | Production Completed
STP_009 - Lot4 | Data Enrichment | BHJ |  | 2023-07-21 |  |  | 1284434 | 1284434 | EA | ELBOW,CONDT;90 DEG,NOM 20 MM,UPVC |  |  | ELBOW,CONDUIT;ANGLE:90 DEG,NOMINAL SIZE:20 MM,MATERIAL:UPVC,MNFR:01)ASPEN,PTNO:01)8003186,MNFR:02)ACTROL PARTS PTY LTD,PTNO:02) 2103020CP | 01)ASPEN,02)ACTROL PARTS PTY LTD,01)8003186,02)2103020CP,90 DEG,20 MM,UPVC |  |  | ACTROL PARTS PTY LTD | ASPEN | 8003186 | 2 | ACTROL PARTS PTY LTD | 2103020CP |  |  | https://www.reece.co.nz/product/propipe-upvc-condensate-elbow-90-degrees-x-20mm-8003186 | [10 empty] | Enriched |  | ELBOW | CONDUIT | TYPE |  | ANGLE | 90 DEG | NOMINAL SIZE | 20 MM | END CONNECTION |  | MATERIAL | UPVC | LENGTH |  | COATING/FINISH |  | TEMPERATURE RATING |  | HAZARD CLASS |  | CERTIFICATION/STANDARD |  | ADDITIONAL FEATURES | [52 empty] | Production Completed
STP_009 - Lot4 | Data Enrichment | BHJ |  | 2023-07-21 |  |  | 1358039 | 1358039 | EA | ELBOW,CONDT;90 DEG,NOM 25 MM,PVC |  |  | ELBOW,CONDUIT;ANGLE:90 DEG,NOMINAL SIZE:25 MM,MATERIAL:PVC,MNFR:01)CNW (MOUNT ISA) ELECT WHOLESALER,PTNO:01)CLI245/25GY | 01)CNW (MOUNT ISA) ELECT WHOLE,01)CLI245/25GY,90 DEG,25 MM,PVC |  |  | CNW (MOUNT ISA) ELECT WHOLESALER | CNW (MOUNT ISA) ELECT WHOLESALER | CLI245/25GY | 2 |  |  |  |  | https://www.clipsal.com/products/detail?CatNo=245/25&itemno=245/25-GY&tab-document-1=0 | [10 empty] | Enriched |  | ELBOW | CONDUIT | TYPE |  | ANGLE | 90 DEG | NOMINAL SIZE | 25 MM | END CONNECTION |  | MATERIAL | PVC | LENGTH |  | COATING/FINISH |  | TEMPERATURE RATING |  | HAZARD CLASS |  | CERTIFICATION/STANDARD |  | ADDITIONAL FEATURES | [52 empty] | Production Completed
STP_009 - Lot4 | Data Enrichment | BHJ |  | 2023-07-21 |  |  | 1349212 | 1349212 | EA | ELBOW,CONDT;INSPECTION,90 DEG,NOM 25 MM |  |  | ELBOW,CONDUIT;TYPE:INSPECTION,ANGLE:90 DEG,NOMINAL SIZE:25 MM,END CONNECTION:FNPT,MATERIAL:CAST IRON,LENGTH:67 MM,COATING/FINISH: GALVANIZED,MNFR:01)CLIPSAL,PTNO:01)1244/25,MNFR:02)AUSLEC,PTNO:02)CLI1244/25 | 01)CLIPSAL,02)AUSLEC,01)1244/25,02)CLI1244/25,INSPECTION,90 DEG,25 MM,FNPT,CAST IRON,67 MM,EN_01)GALVANIZED |  |  | AUSLEC | CLIPSAL | 1244/25 | 1 | AUSLEC | CLI1244/25 | [13 empty] | Cleansed |  | ELBOW | CONDUIT | TYPE | INSPECTION | ANGLE | 90 DEG | NOMINAL SIZE | 25 MM | END CONNECTION | FNPT | MATERIAL | CAST IRON | LENGTH | 67 MM | COATING/FINISH | GALVANIZED | TEMPERATURE RATING |  | HAZARD CLASS |  | CERTIFICATION/STANDARD |  | ADDITIONAL FEATURES | [52 empty] | Production Completed
STP_009 - Lot4 | Data Enrichment | BHJ |  | 2023-07-21 |  |  | 1319257 | 1319257 | EA | ELBOW,DCT;AIR,90 DEG,DIA 1.4 M,DELTAFEX |  |  | ELBOW,DUCT;TYPE:AIR,ANGLE:90 DEG,SIZE:DIA 1.4 M,ADDITIONAL FEATURES EN:LOBSTERBAK, ULTRA,MNFR:01)DELTAFEX,PTNO:01)05VU-1400-LOB | EN_01)AIR,90 DEG,DIA 1.4 M,01)LOBSTERBAK, ULTRA,01)DELTAFEX,01)05VU-1400-LOB |  |  | DELTAFEX | DELTAFEX | 05VU-1400-LOB | 1 | [15 empty] | Cleansed |  | ELBOW | DUCT | TYPE | AIR | ANGLE | 90 DEG | SIZE | DIA 1.4 M | END CONNECTION |  | MATERIAL |  | COATING/FINISH |  | LENGTH |  | HAZARD CLASS |  | CERTIFICATION/STANDARD |  | ADDITIONAL FEATURES | LOBSTERBAK,ULTRA | [53 empty] | Production Completed
STP_009 - Lot4 | Data Enrichment | BHJ |  | 2023-07-21 |  |  | 1282859 | 1282859 | EA | ELBOW,DCT;AUSSIE FLAT,90 DEG,80 MM |  |  | ELBOW,DUCT;TYPE:AUSSIE FLAT,ANGLE:90 DEG,SIZE:80 MM,MNFR:01)ACTROL PARTS PTY LTD,PTNO:01)2701938 | EN_01)AUSSIE FLAT,90 DEG,80 MM,01)ACTROL PARTS PTY LTD,01)2701938 |  |  | ACTROL PARTS PTY LTD | ACTROL PARTS PTY LTD | 2701938 | 2 |  |  |  |  | https://www.reece.com.au/product/aussie-duct-flat-90-degree-elbow-80mm-2701938 | [10 empty] | Enriched |  | ELBOW | DUCT | TYPE | AUSSIE FLAT | ANGLE | 90 DEG | SIZE | 80 MM | END CONNECTION |  | MATERIAL |  | COATING/FINISH |  | LENGTH |  | HAZARD CLASS |  | CERTIFICATION/STANDARD |  | ADDITIONAL FEATURES | [54 empty] | Production Completed
STP_009 - Lot4 | Data Enrichment | BHJ |  | 2023-07-21 |  |  | 1279515 | 1279515 | EA | ELBOW,HSE;90 DEG,NOM 63 MM,POLYBUTENE |  |  | ELBOW,HOSE;ANGLE:90 DEG,NOMINAL SIZE:63 MM,MATERIAL:POLYBUTENE,MNFR:01)BUTLER,PTNO:01)9050-63 | 90 DEG,63 MM,POLYBUTENE,01)BUTLER,01)9050-63 |  |  | BUTLER | BUTLER | 9050-63 | 1 | [15 empty] | Cleansed |  | ELBOW | HOSE | TYPE |  | ANGLE | 90 DEG | NOMINAL SIZE | 63 MM | END CONNECTION |  | PRESSURE RATING |  | MATERIAL | POLYBUTENE | MATERIAL SPECIFICATION |  | COATING/FINISH |  | HAZARD CLASS |  | CERTIFICATION/STANDARD |  | ADDITIONAL FEATURES | [52 empty] | Production Completed
STP_009 - Lot4 | Data Enrichment | BHJ |  | 2023-07-21 |  |  | 1364672 | 1364672 | EA | ELBOW,HSE;HYDRAULIC,90 DEG,NOM LG 38 MM |  |  | ELBOW,HOSE;TYPE:HYDRAULIC,ANGLE:90 DEG,NOMINAL SIZE:LG 38 MM,END CONNECTION:HOSE TAIL,MATERIAL:STEEL,MNFR:01)ENZED,PTNO:01) #100121202,MNFR:02)PIRTEK,PTNO:02)Z001301787 | HYDRAULIC,90 DEG,LG 38 MM,EN_01)HOSE TAIL,STEEL,01)ENZED,02)PIRTEK,01)#100121202,02)Z001301787 |  |  | PIRTEK ISA FLUID CONNECTIONS PTY LT | ENZED | 100121202 | 3 | PIRTEK | Z001301787 |  |  | URL NOT FOUND | [10 empty] | Cleansed |  | ELBOW | HOSE | TYPE | HYDRAULIC | ANGLE | 90 DEG | NOMINAL SIZE | LG 38 MM | END CONNECTION | HOSE TAIL | PRESSURE RATING |  | MATERIAL | STEEL | MATERIAL SPECIFICATION |  | COATING/FINISH |  | HAZARD CLASS |  | CERTIFICATION/STANDARD |  | ADDITIONAL FEATURES | [52 empty] | Production Completed
STP_009 - Lot4 | Data Enrichment | BHJ |  | 2023-07-21 |  |  | 1351574 | 1351574 | EA | ELBOW,HSE;NOM 5/8 IN,RUBBER |  |  | ELBOW,HOSE;NOMINAL SIZE:5/8 IN,MATERIAL:RUBBER,MNFR:01)PERKINS,PTNO:01)34821121 | 5/8 IN,RUBBER,01)PERKINS,01)34821121 |  |  | PERKINS | PERKINS | 34821121 | 1 | [15 empty] | Cleansed |  | ELBOW | HOSE | TYPE |  | ANGLE |  | NOMINAL SIZE | 5/8 IN | END CONNECTION |  | PRESSURE RATING |  | MATERIAL | RUBBER | MATERIAL SPECIFICATION |  | COATING/FINISH |  | HAZARD CLASS |  | CERTIFICATION/STANDARD |  | ADDITIONAL FEATURES | [52 empty] | Production Completed
STP_009 - Lot4 | Data Enrichment | BHJ |  | 2023-07-21 |  |  | 1292227 | 1292227 | EA | ELBOW,HSE-TUBE;45 DEG,NOM 7/16 IN,PIPE |  |  | ELBOW,HOSE TO TUBE;ANGLE:45 DEG,NOMINAL SIZE 1:7/16 IN,NOMINAL SIZE 2:7/16 IN,END CONNECTION 1:HOSE END,END CONNECTION 2:JIC FEMALE,MATERIAL:STAINLESS STEEL,ADDITIONAL FEATURES EN:PIPE,MNFR:01)FIRELIFT,PTNO:01)HS-QTB257 | 45 DEG,7/16 IN,7/16 IN,EN_01)HOSE END,EN_01)JIC FEMALE,STAINLESS STEEL,01)PIPE,01)FIRELIFT,01)HS-QTB257 |  |  | FIRELIFT | FIRELIFT | HS-QTB257 | [5 empty] | URL NOT FOUND | [10 empty] | Cleansed |  | ELBOW | HOSE TO TUBE | TYPE |  | ANGLE | 45 DEG | NOMINAL SIZE 1 | 7/16 IN | NOMINAL SIZE 2 | 7/16 IN | END CONNECTION 1 | HOSE END | END CONNECTION 2 | JIC FEMALE | PRESSURE RATING |  | MATERIAL | STAINLESS STEEL | MATERIAL SPECIFICATION |  | SCHEDULE/WALL THICKNESS |  | COATING/FINISH |  | HAZARD CLASS |  | CERTIFICATION/STANDARD |  | ADDITIONAL FEATURES | PIPE | [45 empty] | Production Completed
STP_009 - Lot4 | Data Enrichment | BHJ |  | 2023-07-21 |  |  | 1232212 | 1232212 | EA | ELBOW,HSE-TUBE;HYDRAULIC,45 DEG,STEEL |  |  | ELBOW,HOSE TO TUBE;TYPE:HYDRAULIC,ANGLE:45 DEG,NOMINAL SIZE 1:1-1/16 IN,NOMINAL SIZE 2:3/4 IN,END CONNECTION 1:12JIC FEMALE,END CONNECTION 2:HOSE TAIL,MATERIAL:STEEL,MNFR:01)PIRTEK,PTNO:01)13743-12-12,MNFR:02)ENZED,PTNO:02)JF4-1712J | HYDRAULIC,45 DEG,1-1/16 IN,3/4 IN,EN_01)12JIC FEMALE,EN_01)HOSE TAIL,STEEL,01)PIRTEK,02)ENZED,01)13743-12-12,02)JF4-1712J |  |  | Enzed Mount Isa(RKM Investments) | PIRTEK ISA FLUID CONNECTIONS PTY LT | JF4-1712J |  | ENZED | 13743-12-12 |  |  | https://www.pirtek.com.au/-/media/feature/products/sect-c-hose-fittings-rev-w_cmpr.pdf | [10 empty] | Enriched |  | ELBOW | PIPE TO HOSE | TYPE | HYDRAULIC | ANGLE | 45 DEG | NOMINAL SIZE 1 | 1-1/16 IN | NOMINAL SIZE 2 | 3/4 IN | END CONNECTION 1 | 12JIC FEMALE | END CONNECTION 2 | HOSE TAIL | PRESSURE RATING |  | MATERIAL | STEEL | MATERIAL SPECIFICATION |  | SCHEDULE/WALL THICKNESS |  | COATING/FINISH |  | HAZARD CLASS |  | CERTIFICATION/STANDARD |  | ADDITIONAL FEATURES | [46 empty] | Production Completed
STP_009 - Lot4 | Data Enrichment | BHJ |  | 2023-07-21 |  |  | 1232214 | 1232214 | EA | ELBOW,HSE-TUBE;HYDRAULIC,45 DEG,STEEL |  |  | ELBOW,HOSE TO TUBE;TYPE:HYDRAULIC,ANGLE:45 DEG,NOMINAL SIZE 1:9/16 IN,NOMINAL SIZE 2:1/4 IN,END CONNECTION 1:18JIC FEMALE,END CONNECTION 2:HOSE TAIL,MATERIAL:STEEL,ADDITIONAL FEATURES EN:DOUBLE IMP HEX,MNFR:01)PIRTEK,PTNO:01)13743-6-4,MNFR:02)ENZED,PTNO: 02)JFIH4-0904K | HYDRAULIC,45 DEG,9/16 IN,1/4 IN,EN_01)18JIC FEMALE,EN_01)HOSE TAIL,STEEL,01)DOUBLE IMP HEX,01)PIRTEK,02)ENZED,01)13743-6-4,02)JFIH4-0904K |  |  | Enzed Mount Isa(RKM Investments) | PIRTEK ISA FLUID CONNECTIONS PTY LT | JFIH4-0904K |  | ENZED |  |  |  | https://www.pirtek.com.au/-/media/feature/products/sect-c-hose-fittings-rev-w_cmpr.pdf | [10 empty] | Enriched |  | ELBOW | HOSE TO TUBE | TYPE | HYDRAULIC | ANGLE | 45 DEG | NOMINAL SIZE 1 | 9/16 IN | NOMINAL SIZE 2 | 1/4 IN | END CONNECTION 1 | 18JIC FEMALE | END CONNECTION 2 | HOSE TAIL | PRESSURE RATING |  | MATERIAL | STEEL | MATERIAL SPECIFICATION |  | SCHEDULE/WALL THICKNESS |  | COATING/FINISH |  | HAZARD CLASS |  | CERTIFICATION/STANDARD |  | ADDITIONAL FEATURES | DOUBLE IMP HEX | [45 empty] | Production Completed
STP_009 - Lot4 | Data Enrichment | BHJ |  | 2023-07-21 |  |  | 1232213 | 1232213 | EA | ELBOW,HSE-TUBE;HYDRAULIC,45 DEG,STEEL |  |  | ELBOW,HOSE TO TUBE;TYPE:HYDRAULIC,ANGLE:45 DEG,NOMINAL SIZE 1:7/8 IN,NOMINAL SIZE 2:1/2 IN,END CONNECTION 1:14JIC FEMALE,END CONNECTION 2:HOSE TAIL,MATERIAL:STEEL,MNFR:01)PIRTEK,PTNO:01)JF4-1408K | HYDRAULIC,45 DEG,7/8 IN,1/2 IN,EN_01)14JIC FEMALE,EN_01)HOSE TAIL,STEEL,01)PIRTEK,01)JF4-1408K |  |  | PIRTEK ISA FLUID CONNECTIONS PTY LT | PIRTEK ISA FLUID CONNECTIONS PTY LT | JF4-1408K | [5 empty] | https://www.pirtek.com.au/-/media/feature/products/sect-c-hose-fittings-rev-w_cmpr.pdf | [10 empty] | Enriched |  | ELBOW | HOSE TO TUBE | TYPE | HYDRAULIC | ANGLE | 45 DEG | NOMINAL SIZE 1 | 7/8 IN | NOMINAL SIZE 2 | 1/2 IN | END CONNECTION 1 | 14JIC FEMALE | END CONNECTION 2 | HOSE TAIL | PRESSURE RATING |  | MATERIAL | STEEL | MATERIAL SPECIFICATION |  | SCHEDULE/WALL THICKNESS |  | COATING/FINISH |  | HAZARD CLASS |  | CERTIFICATION/STANDARD |  | ADDITIONAL FEATURES | [46 empty] | Production Completed
STP_009 - Lot4 | Data Enrichment | BHJ |  | 2023-07-21 |  |  | 1317563 | 1317563 | EA | ELBOW,HSE-TUBE;HYDRAULIC,90 DEG,NOM 1 IN |  |  | ELBOW,HOSE TO TUBE;TYPE:HYDRAULIC,ANGLE:90 DEG,NOMINAL SIZE 1:1-5/16 IN,NOMINAL SIZE 2:1 IN,END CONNECTION 1:12JIC FEMALE,END CONNECTION 2:HOSE TAIL,MATERIAL:STEEL,MNFR:01)ENZED,PTNO:01)13943-16-16,MNFR:02)PIRTEK,PTNO:02)JF9-2116J | HYDRAULIC,90 DEG,1-5/16 IN,1 IN,EN_01)12JIC FEMALE,EN_01)HOSE TAIL,STEEL,01)ENZED,02)PIRTEK,01)13943-16-16,02)JF9-2116J |  |  | PIRTEK ISA FLUID CONNECTIONS PTY LT | ENZED | 13943-16-16 | 3 | PIRTEK | JF9-2116J |  |  | https://ph.parker.com/us/en/product/43-series-fittings/13943-16-16 | [10 empty] | Enriched |  | ELBOW | HOSE TO TUBE | TYPE | HYDRAULIC | ANGLE | 90 DEG | NOMINAL SIZE 1 | 1-5/16 IN | NOMINAL SIZE 2 | 1 IN | END CONNECTION 1 | 12JIC FEMALE | END CONNECTION 2 | HOSE TAIL | PRESSURE RATING |  | MATERIAL | STEEL | MATERIAL SPECIFICATION |  | SCHEDULE/WALL THICKNESS |  | COATING/FINISH |  | HAZARD CLASS |  | CERTIFICATION/STANDARD |  | ADDITIONAL FEATURES | [46 empty] | Production Completed
STP_009 - Lot4 | Data Enrichment | BHJ |  | 2023-07-21 |  |  | 1232408 | 1232408 | EA | ELBOW,HSE-TUBE;HYDRAULIC,90 DEG,STEEL |  |  | ELBOW,HOSE TO TUBE;TYPE:HYDRAULIC,ANGLE:90 DEG,NOMINAL SIZE 1:9/16 IN,NOMINAL SIZE 2:3/8 IN,END CONNECTION 1:18JIC FEMALE,END CONNECTION 2:HOSE TAIL,MATERIAL:STEEL,ADDITIONAL FEATURES EN:DOUBLE IMP HEX,MNFR:01)PIRTEK,PTNO:01)JFIH9-0906K,MNFR:02)ENZED,PTNO: 02)ENZ66-23-6-73Z | HYDRAULIC,90 DEG,9/16 IN,3/8 IN,EN_01)18JIC FEMALE,EN_01)HOSE TAIL,STEEL,01)DOUBLE IMP HEX,01)PIRTEK,02)ENZED,01)JFIH9-0906K,02)ENZ66-23-6-73Z |  |  | Enzed Mount Isa(RKM Investments) | PIRTEK ISA FLUID CONNECTIONS PTY LT | ENZ66-23-6-73Z |  | ENZED |  |  |  | URL NOT FOUND | [10 empty] | Cleansed |  | ELBOW | HOSE TO TUBE | TYPE | HYDRAULIC | ANGLE | 90 DEG | NOMINAL SIZE 1 | 9/16 IN | NOMINAL SIZE 2 | 3/8 IN | END CONNECTION 1 | 18JIC FEMALE | END CONNECTION 2 | HOSE TAIL | PRESSURE RATING |  | MATERIAL | STEEL | MATERIAL SPECIFICATION |  | SCHEDULE/WALL THICKNESS |  | COATING/FINISH |  | HAZARD CLASS |  | CERTIFICATION/STANDARD |  | ADDITIONAL FEATURES | DOUBLE IMP HEX | [45 empty] | Production Completed
STP_009 - Lot4 | Data Enrichment | BHJ |  | 2023-07-21 |  |  | 1232211 | 1232211 | EA | ELBOW,HSE-TUBE;HYDRAULIC,90 DEG,STEEL |  |  | ELBOW,HOSE TO TUBE;TYPE:HYDRAULIC,ANGLE:90 DEG,NOMINAL SIZE 1:7/8 IN,NOMINAL SIZE 2:1/2 IN,END CONNECTION 1:14JIC FEMALE,END CONNECTION 2:HOSE TAIL,MATERIAL:STEEL,MNFR:01)PIRTEK,PTNO:01)JF9-1408K | HYDRAULIC,90 DEG,7/8 IN,1/2 IN,EN_01)14JIC FEMALE,EN_01)HOSE TAIL,STEEL,01)PIRTEK,01)JF9-1408K |  |  | PIRTEK ISA FLUID CONNECTIONS PTY LT | PIRTEK ISA FLUID CONNECTIONS PTY LT | JF9-1408K | [5 empty] | https://www.pirtek.com.au/-/media/feature/products/sect-c-hose-fittings-rev-w_cmpr.pdf | [10 empty] | Enriched |  | ELBOW | HOSE TO TUBE | TYPE | HYDRAULIC | ANGLE | 90 DEG | NOMINAL SIZE 1 | 7/8 IN | NOMINAL SIZE 2 | 1/2 IN | END CONNECTION 1 | 14JIC FEMALE | END CONNECTION 2 | HOSE TAIL | PRESSURE RATING |  | MATERIAL | STEEL | MATERIAL SPECIFICATION |  | SCHEDULE/WALL THICKNESS |  | COATING/FINISH |  | HAZARD CLASS |  | CERTIFICATION/STANDARD |  | ADDITIONAL FEATURES | [46 empty] | Production Completed
STP_009 - Lot4 | Data Enrichment | BHJ |  | 2023-07-21 |  |  | 1292208 | 1292208 | EA | ELBOW,HSE-TUBE;HYDRAULIC,90 DEG,STEEL |  |  | ELBOW,HOSE TO TUBE;TYPE:HYDRAULIC,ANGLE:90 DEG,NOMINAL SIZE 1:9/16 IN,NOMINAL SIZE 2:1/4 IN,END CONNECTION 1:18JIC FEMALE,END CONNECTION 2:HOSE TAIL,MATERIAL:STEEL,ADDITIONAL FEATURES EN:DOUBLE IMP HEX,MNFR:01)PIRTEK,PTNO:01)JFIH9-0904K | HYDRAULIC,90 DEG,9/16 IN,1/4 IN,EN_01)18JIC FEMALE,EN_01)HOSE TAIL,STEEL,01)DOUBLE IMP HEX,01)PIRTEK,01)JFIH9-0904K |  |  | PIRTEK ISA FLUID CONNECTIONS PTY LT | PIRTEK ISA FLUID CONNECTIONS PTY LT | JFIH9-0904K | [5 empty] | https://www.pirtek.com.au/-/media/feature/products/sect-c-hose-fittings-rev-w_cmpr.pdf | [10 empty] | Enriched |  | ELBOW | HOSE TO TUBE | TYPE | HYDRAULIC | ANGLE | 90 DEG | NOMINAL SIZE 1 | 9/16 IN | NOMINAL SIZE 2 | 1/4 IN | END CONNECTION 1 | 18JIC FEMALE | END CONNECTION 2 | HOSE TAIL | PRESSURE RATING |  | MATERIAL | STEEL | MATERIAL SPECIFICATION |  | SCHEDULE/WALL THICKNESS |  | COATING/FINISH |  | HAZARD CLASS |  | CERTIFICATION/STANDARD |  | ADDITIONAL FEATURES | DOUBLE IMP HEX | [45 empty] | Production Completed
STP_009 - Lot4 | Data Enrichment | BHJ |  | 2023-07-21 |  |  | 1383603 | 1383603 | EA | ELBOW;45 DEG,NOM 1 IN |  |  | ELBOW;ANGLE:45 DEG,NOMINAL SIZE:1 IN,MNFR:01)MIMS,PTNO:01)MFP5710033000001 | 45 DEG,1 IN,01)MIMS,01)MFP5710033000001 |  |  | MIMS | MIMS | MFP5710033000001 | [5 empty] | URL NOT FOUND | [10 empty] | Cleansed |  | ELBOW | NO MODIFIER | TYPE |  | ANGLE | 45 DEG | NOMINAL SIZE | 1 IN | END CONNECTION |  | MATERIAL |  | MATERIAL SPECIFICATION |  | COATING/FINISH |  | LENGTH |  | HAZARD CLASS |  | CERTIFICATION/STANDARD |  | ADDITIONAL FEATURES | [52 empty] | Production Completed
STP_009 - Lot4 | Data Enrichment | BHJ |  | 2023-07-21 |  |  | 1383557 | 1383557 | EA | ELBOW;45 DEG,NOM 2 IN,MP571 PXP S10 |  |  | ELBOW;ANGLE:45 DEG,NOMINAL SIZE:2 IN,ADDITIONAL FEATURES EN:MP571 PXP S10,MNFR:01)MIMS,PTNO:01)150975 | 45 DEG,2 IN,01)MP571 PXP S10,01)MIMS,01)150975 |  |  | MIMS | MIMS | 150975 | [5 empty] | URL NOT FOUND | [10 empty] | Cleansed |  | ELBOW | NO MODIFIER | TYPE |  | ANGLE | 45 DEG | NOMINAL SIZE | 2 IN | END CONNECTION |  | MATERIAL |  | MATERIAL SPECIFICATION |  | COATING/FINISH |  | LENGTH |  | HAZARD CLASS |  | CERTIFICATION/STANDARD |  | ADDITIONAL FEATURES | MP571 PXP S10 | [51 empty] | Production Completed
STP_009 - Lot4 | Data Enrichment | BHJ |  | 2023-07-21 |  |  | 1383075 | 1383075 | EA | ELBOW;45 DEG,NOM DIA 50 MM,FBSP,SS316 |  |  | ELBOW;ANGLE:45 DEG,NOMINAL SIZE:DIA 50 MM,END CONNECTION:FBSP,MATERIAL:STAINLESS STEEL 316,CERTIFICATION/STANDARD:ISO,MNFR:01) PARTS,PTNO:01)1006717 | 45 DEG,DIA 50 MM,FBSP,EN_01)STAINLESS STEEL 316,EN_01)ISO,01)PARTS,01)1006717 |  |  | PARTS | PARTS | 1006717 | 1 | [15 empty] | Cleansed |  | ELBOW | NO MODIFIER | TYPE |  | ANGLE | 45 DEG | NOMINAL SIZE | DIA 50 MM | END CONNECTION | FBSP | MATERIAL | STAINLESS STEEL 316 | MATERIAL SPECIFICATION |  | COATING/FINISH |  | LENGTH |  | HAZARD CLASS |  | CERTIFICATION/STANDARD | ISO | ADDITIONAL FEATURES | [52 empty] | Production Completed
STP_009 - Lot4 | Data Enrichment | BHJ |  | 2023-07-21 |  |  | 1350303 | 1350303 | EA | ELBOW;90 DEG |  |  | ELBOW;ANGLE:90 DEG,MNFR:01)LINSTLOU,PTNO:01)223124859 | 90 DEG,01)LINSTLOU,01)223124859 |  |  | LINSTLOU | LINSTLOU | 223124859 | 1 | [15 empty] | Cleansed |  | ELBOW | NO MODIFIER | TYPE |  | ANGLE | 90 DEG | NOMINAL SIZE |  | END CONNECTION |  | MATERIAL |  | MATERIAL SPECIFICATION |  | COATING/FINISH |  | LENGTH |  | HAZARD CLASS |  | CERTIFICATION/STANDARD |  | ADDITIONAL FEATURES | [52 empty] | Production Completed
STP_009 - Lot4 | Data Enrichment | BHJ |  | 2023-07-21 |  |  | 1384087 | 1384087 | EA | ELBOW;90 DEG,FBSP,STAINLESS STEEL T316 |  |  | ELBOW;ANGLE:90 DEG,END CONNECTION:FBSP,MATERIAL:STAINLESS STEEL T316,ADDITIONAL FEATURES EN:80NB(3),MNFR:01)MRCGLOB,PTNO:01) 1000013061 | 90 DEG,FBSP,EN_01)STAINLESS STEEL T316,01)80NB(3),01)MRCGLOB,01)1000013061 |  |  | MRCGLOB | MRC GLOBAL AUSTRALIA PTY LTD | 1000013061 | [5 empty] | URL NOT FOUND | [10 empty] | Cleansed |  | ELBOW | NO MODIFIER | TYPE |  | ANGLE | 90 DEG | NOMINAL SIZE |  | END CONNECTION | FBSP | MATERIAL | STAINLESS STEEL T316 | MATERIAL SPECIFICATION |  | COATING/FINISH |  | LENGTH |  | HAZARD CLASS |  | CERTIFICATION/STANDARD |  | ADDITIONAL FEATURES | 80NB(3) | [51 empty] | Production Completed
STP_009 - Lot4 | Data Enrichment | BHJ |  | 2023-07-21 |  |  | 1383078 | 1383078 | EA | ELBOW;90 DEG,NOM (2) NB 50,LG 20 MM |  |  | ELBOW;ANGLE:90 DEG,NOMINAL SIZE:(2) NB 50,MATERIAL:STAINLESS STEEL T316,LENGTH:20 MM,ADDITIONAL FEATURES EN:BSP F/F,MNFR:01) MIDWAY,PTNO:01)BSPEL050 | 90 DEG,(2) NB 50,EN_01)STAINLESS STEEL T316,20 MM,01)BSP F/F,01)MIDWAY,01)BSPEL050 |  |  | MIDWAY | MIDWAY | BSPEL050 | 1 | [15 empty] | Cleansed |  | ELBOW | NO MODIFIER | TYPE |  | ANGLE | 90 DEG | NOMINAL SIZE | (2) NB 50 | END CONNECTION |  | MATERIAL | STAINLESS STEEL T316 | MATERIAL SPECIFICATION |  | COATING/FINISH |  | LENGTH | 20 MM | HAZARD CLASS |  | CERTIFICATION/STANDARD |  | ADDITIONAL FEATURES | BSP F/F | [51 empty] | Production Completed
STP_009 - Lot4 | Data Enrichment | BHJ |  | 2023-07-21 |  |  | 1383086 | 1383086 | EA | ELBOW;90 DEG,NOM 1 IN |  |  | ELBOW;ANGLE:90 DEG,NOMINAL SIZE:1 IN,MNFR:01)MIMS,PTNO:01)MFP5680033000001 | 90 DEG,1 IN,01)MIMS,01)MFP5680033000001 |  |  | MIMS | MIMS | MFP5680033000001 | [5 empty] | URL NOT FOUND | [10 empty] | Cleansed |  | ELBOW | NO MODIFIER | TYPE |  | ANGLE | 90 DEG | NOMINAL SIZE | 1 IN | END CONNECTION |  | MATERIAL |  | MATERIAL SPECIFICATION |  | COATING/FINISH |  | LENGTH |  | HAZARD CLASS |  | CERTIFICATION/STANDARD |  | ADDITIONAL FEATURES | [52 empty] | Production Completed
STP_009 - Lot4 | Data Enrichment | BHJ |  | 2023-07-21 |  |  | 1316557 | 1316557 | EA | ELBOW;90 DEG,NOM 2 IN,P568 PXP S10 |  |  | ELBOW;ANGLE:90 DEG,NOMINAL SIZE:2 IN,ADDITIONAL FEATURES EN:P568 PXP S10,MNFR:01)MIMS,PTNO:01)150981 | 90 DEG,2 IN,01)P568 PXP S10,01)MIMS,01)150981 |  |  | MIMS | MIMS | 150981 | [5 empty] | URL NOT FOUND | [10 empty] | Cleansed |  | ELBOW | NO MODIFIER | TYPE |  | ANGLE | 90 DEG | NOMINAL SIZE | 2 IN | END CONNECTION |  | MATERIAL |  | MATERIAL SPECIFICATION |  | COATING/FINISH |  | LENGTH |  | HAZARD CLASS |  | CERTIFICATION/STANDARD |  | ADDITIONAL FEATURES | P568 PXP S10 | [51 empty] | Production Completed
STP_009 - Lot4 | Data Enrichment | BHJ |  | 2023-07-21 |  |  | 1361259 | 1361259 | EA | ELBOW;90 DEG,NOM 25 MM X 3/4 IN,BSP M,PP | CODO;90 DEG,NOM | COUDE;90 GRAD,T NOM | ELBOW;ANGLE:90 DEG,NOMINAL SIZE:25 MM X 3/4 IN,END CONNECTION:BSP M,MATERIAL:POLYPROPYLENE,ADDITIONAL FEATURES EN:MNFR:ANTELCO,PN: 44935 | 90 DEG,25 MM X 3/4 IN,BSP M,EN_01)POLYPROPYLENE,01)MNFR:ANTELCO,PN:44935,01)PROFESSIONAL PUMP SERVICE,01)44935 |  |  | ANTELCO | ANTELCO | 44935 |  | PROFESSIONAL PUMP SERVICE | 44935 | [13 empty] | Cleansed |  | ELBOW | NO MODIFIER | TYPE |  | ANGLE | 90 DEG | NOMINAL SIZE | 25 MM X 3/4 IN | END CONNECTION | BSP M | MATERIAL | POLYPROPYLENE | MATERIAL SPECIFICATION |  | COATING/FINISH |  | LENGTH |  | HAZARD CLASS |  | CERTIFICATION/STANDARD |  | ADDITIONAL FEATURES | [51 empty] | PN: 44935 | Production Completed
STP_009 - Lot4 | Data Enrichment | BHJ |  | 2023-07-21 |  |  | 1361256 | 1361256 | EA | ELBOW;90 DEG,NOM 25 MM,BARBED,PP | CODO;90 DEG,NOM 25 MM | COUDE;90 GRAD,T NOM 25 MM | ELBOW;ANGLE:90 DEG,NOMINAL SIZE:25 MM,END CONNECTION:BARBED,MATERIAL:POLYPROPYLENE,ADDITIONAL FEATURES EN:MNFR:ANTELCO,PN:44875 | 90 DEG,25 MM,BARBED,EN_01)POLYPROPYLENE,01)MNFR:ANTELCO,PN:44875,01)PROFESSIONAL PUMP SERVICE,01)44875 |  |  | ANTELCO | ANTELCO | 44875 |  | PROFESSIONAL PUMP SERVICE | 44875 | [13 empty] | Cleansed |  | ELBOW | NO MODIFIER | TYPE |  | ANGLE | 90 DEG | NOMINAL SIZE | 25 MM | END CONNECTION | BARBED | MATERIAL | POLYPROPYLENE | MATERIAL SPECIFICATION |  | COATING/FINISH |  | LENGTH |  | HAZARD CLASS |  | CERTIFICATION/STANDARD |  | ADDITIONAL FEATURES | [51 empty] | PN:44875 | Production Completed
STP_009 - Lot4 | Data Enrichment | BHJ |  | 2023-07-21 |  |  | 1287041 | 1287041 | EA | ELBOW;ASSEMBLY (L=5-7/8",R=5/8") |  |  | ELBOW;ADDITIONAL FEATURES EN:ASSEMBLY (L=5-7/8",R=5/8"),MNFR:01)FLUIDLIN,PTNO:01)040-053 | 01)ASSEMBLY (L=5-7/8",R=5/8"),01)FLUIDLIN,01)040-053 |  |  | FLUIDLIN | FLUIDLIN | 040-053 | 2 |  |  |  |  | URL NOT FOUND | [10 empty] | Cleansed |  | ELBOW | NO MODIFIER | TYPE |  | ANGLE |  | NOMINAL SIZE |  | END CONNECTION |  | MATERIAL |  | MATERIAL SPECIFICATION |  | COATING/FINISH |  | LENGTH |  | HAZARD CLASS |  | CERTIFICATION/STANDARD |  | ADDITIONAL FEATURES | ASSEMBLY (L=5-7/8",R=5/8") | [51 empty] | Production Completed
STP_009 - Lot4 | Data Enrichment | BHJ |  | 2023-07-21 |  |  | 1301087 | 1301087 | EA | ELBOW;CAPILLARY,90 DEG,NOM 25 MM,FTG |  |  | ELBOW;TYPE:CAPILLARY,ANGLE:90 DEG,NOMINAL SIZE:25 MM,ADDITIONAL FEATURES EN:FITTING,MNFR:01)BNSFRIDG,PTNO:01)207115 | CAPILLARY,90 DEG,25 MM,01)FITTING,01)BNSFRIDG,01)207115 |  |  | BNSFRIDG | BNSFRIDG | 207115 | 1 | [15 empty] | Cleansed |  | ELBOW | NO MODIFIER | TYPE | CAPILLARY | ANGLE | 90 DEG | NOMINAL SIZE | 25 MM | END CONNECTION |  | MATERIAL |  | MATERIAL SPECIFICATION |  | COATING/FINISH |  | LENGTH |  | HAZARD CLASS |  | CERTIFICATION/STANDARD |  | ADDITIONAL FEATURES | FITTING | [51 empty] | Production Completed
STP_009 - Lot4 | Data Enrichment | BHJ |  | 2023-07-21 |  |  | 1383341 | 1383341 | EA | ELBOW;CLOSURE,45 DEG,NOM 32 MM |  |  | ELBOW;TYPE:CLOSURE,ANGLE:45 DEG,NOMINAL SIZE:32 MM,MNFR:01)INFRABUILD TRADING PTY LTD,PTNO:01)121890 | CLOSURE,45 DEG,32 MM,01)INFRABUILD TRADING PTY LTD,01)121890 |  |  | INFRABUILD TRADING PTY LTD | INFRABUILD TRADING PTY LTD | 121890 | 1 | [15 empty] | Cleansed |  | ELBOW | NO MODIFIER | TYPE | CLOSURE | ANGLE | 45 DEG | NOMINAL SIZE | 32 MM | END CONNECTION |  | MATERIAL |  | MATERIAL SPECIFICATION |  | COATING/FINISH |  | LENGTH |  | HAZARD CLASS |  | CERTIFICATION/STANDARD |  | ADDITIONAL FEATURES | [52 empty] | Production Completed
STP_009 - Lot4 | Data Enrichment | BHJ |  | 2023-07-21 |  |  | 1383423 | 1383423 | EA | ELBOW;DONALDSON |  |  | ELBOW;ADDITIONAL FEATURES EN:DONALDSON,MNFR:01)EIMCO,PTNO:01)MODIFIED SC | 01)DONALDSON,01)EIMCO,01)MODIFIED SC |  |  | EIMCO | EIMCO |  | 3 |  |  |  |  | URL NOT FOUND | [9 empty] | MODIFIED SC | Cleansed |  | ELBOW | NO MODIFIER | TYPE |  | ANGLE |  | NOMINAL SIZE |  | END CONNECTION |  | MATERIAL |  | MATERIAL SPECIFICATION |  | COATING/FINISH |  | LENGTH |  | HAZARD CLASS |  | CERTIFICATION/STANDARD |  | ADDITIONAL FEATURES | DONALDSON | [51 empty] | Production Completed
STP_009 - Lot4 | Data Enrichment | BHJ |  | 2023-07-21 |  |  | 1383526 | 1383526 | EA | ELBOW;DONALDSON |  |  | ELBOW;ADDITIONAL FEATURES EN:DONALDSON,MNFR:01)EIMCO,PTNO:01)MODIFIED [SC] | 01)DONALDSON,01)EIMCO,01)MODIFIED [SC] |  |  | EIMCO | EIMCO |  | 3 |  |  |  |  | URL NOT FOUND | [9 empty] | MODIFIED SC | Cleansed |  | ELBOW | NO MODIFIER | TYPE |  | ANGLE |  | NOMINAL SIZE |  | END CONNECTION |  | MATERIAL |  | MATERIAL SPECIFICATION |  | COATING/FINISH |  | LENGTH |  | HAZARD CLASS |  | CERTIFICATION/STANDARD |  | ADDITIONAL FEATURES | DONALDSON | [51 empty] | Production Completed
STP_009 - Lot4 | Data Enrichment | BHJ |  | 2023-07-21 |  |  | 1360510 | 1360510 | PAC | ELBOW;FITTING,90 DEG,NOM 3/8 IN,BRS | CODO;,90 DEG,NOM 3/8 IN | COUDE;,90 GRAD,T NOM 3/8 PO | ELBOW;TYPE:FITTING,ANGLE:90 DEG,NOMINAL SIZE:3/8 IN,MATERIAL:BRASS,ADDITIONAL FEATURES EN:MFR:SMC,MFR PT NO:KQ2L11-03AS,1PKT- 10PCS | FITTING,90 DEG,3/8 IN,EN_01)BRASS,01)MFR:SMC,MFR PT NO:KQ2L11-03,02)1PKT-10PCS,01)BLACKWOODS,01)08595517 |  |  | SMC CORPORATION (AUST) PTY LTD | SMC | KQ2L11-03AS |  | BLACKWOODS | 8595517 | [13 empty] | Cleansed |  | ELBOW | NO MODIFIER | TYPE | FITTING | ANGLE | 90 DEG | NOMINAL SIZE | 3/8 IN | END CONNECTION |  | MATERIAL | BRASS | MATERIAL SPECIFICATION |  | COATING/FINISH |  | LENGTH |  | HAZARD CLASS |  | CERTIFICATION/STANDARD |  | ADDITIONAL FEATURES | [51 empty] | MFR PT NO:KQ2L11-03AS,1PKT- 10PCS | Production Completed
STP_009 - Lot4 | Data Enrichment | BHJ |  | 2023-07-21 |  |  | 1383172 | 1383172 | EA | ELBOW;FLANGED FITTING,NOM 1/2 IN,1 BKAL |  |  | ELBOW;TYPE:FLANGED FITTING,NOMINAL SIZE:1/2 IN,ADDITIONAL FEATURES EN:1 BKAL,MNFR:01)ISADRAULICS,PTNO:01)R94010102 | FLANGED FITTING,1/2 IN,01)1 BKAL,01)ISADRAULICS,01)R94010102 |  |  | ISADRAULICS | ISADRAULICS | R94010102 | 2 |  |  |  |  | URL NOT FOUND | [10 empty] | Cleansed |  | ELBOW | NO MODIFIER | TYPE | FLANGED FITTING | ANGLE |  | NOMINAL SIZE | 1/2 IN | END CONNECTION |  | MATERIAL |  | MATERIAL SPECIFICATION |  | COATING/FINISH |  | LENGTH |  | HAZARD CLASS |  | CERTIFICATION/STANDARD |  | ADDITIONAL FEATURES | 1 BKAL | [51 empty] | Production Completed
STP_009 - Lot4 | Data Enrichment | BHJ |  | 2023-07-21 |  |  | 1387424 | 1387424 | EA | ELBOW;KOM,07834-00817 |  |  |  |  | 07834-00817 | 3000006 | KOMATSU MINING SYSTEMS INC. | KOMATSU MINING SYSTEMS INC. | 07834-00817 | [16 empty] | Cleansed |  | ELBOW | NO MODIFIER | TYPE |  | ANGLE |  | NOMINAL SIZE |  | END CONNECTION |  | MATERIAL |  | MATERIAL SPECIFICATION |  | COATING/FINISH |  | LENGTH |  | HAZARD CLASS |  | CERTIFICATION/STANDARD |  | ADDITIONAL FEATURES | [52 empty] | Production Completed
STP_009 - Lot4 | Data Enrichment | BHJ |  | 2023-07-21 |  |  | 1287378 | 1287378 | EA | ELBOW;NOM 3 IN |  |  | ELBOW;NOMINAL SIZE:3 IN,MNFR:01)FLUIDLIN,PTNO:01)040-049 | 3 IN,01)FLUIDLIN,01)040-049 |  |  | FLUIDLIN | FLUIDLIN | 040-049 | 2 |  |  |  |  | URL NOT FOUND | [10 empty] | Cleansed |  | ELBOW | NO MODIFIER | TYPE |  | ANGLE |  | NOMINAL SIZE | 3 IN | END CONNECTION |  | MATERIAL |  | MATERIAL SPECIFICATION |  | COATING/FINISH |  | LENGTH |  | HAZARD CLASS |  | CERTIFICATION/STANDARD |  | ADDITIONAL FEATURES | [52 empty] | Production Completed
STP_009 - Lot4 | Data Enrichment | BHJ |  | 2023-07-21 |  |  | 1383471 | 1383471 | EA | ELBOW;STANDARD,90 DEG,NOM 200 MM,BW,PVC |  |  | ELBOW;TYPE:STANDARD,ANGLE:90 DEG,NOMINAL SIZE:200 MM,END CONNECTION:BW,MATERIAL:PVC,ADDITIONAL FEATURES EN:LR,MNFR:01)BLUESCOPE DISTRIBUTION PTY LTD,PTNO:01)200MM ELBOW | STANDARD,90 DEG,200 MM,BW,EN_01)PVC,01)LR,01)BLUESCOPE DISTRIBUTION PTY,01)200MM ELBOW |  |  | BLUESCOPE DISTRIBUTION PTY LTD | BLUESCOPE DISTRIBUTION PTY LTD |  | 3 |  |  |  |  | URL NOT FOUND | [10 empty] | Cleansed |  | ELBOW | NO MODIFIER | TYPE | STANDARD | ANGLE | 90 DEG | NOMINAL SIZE | 200 MM | END CONNECTION | BW | MATERIAL | PVC | MATERIAL SPECIFICATION |  | COATING/FINISH |  | LENGTH |  | HAZARD CLASS |  | CERTIFICATION/STANDARD |  | ADDITIONAL FEATURES | LR | [51 empty] | Production Completed
STP_009 - Lot4 | Data Enrichment | BHJ |  | 2023-07-21 |  |  | 1363758 | 1363758 | EA | ELBOW;VICTAULIC,NOM 200 MM,DWG:31417 | CODO;,NOM 200 MM | COUDE;,T NOM 200 MM | ELBOW;TYPE:VICTAULIC,NOMINAL SIZE:200 MM,MATERIAL:STEEL WITH CERAMIC,ADDITIONAL FEATURES EN:DWG:31417,ARMOR BEND 9200 SERIES,END CONNECTION:FLANGED,MNFR:IMATECH |  |  |  | IMATECH | IMATECH |  | 1 | [15 empty] | Cleansed |  | ELBOW | NO MODIFIER | TYPE | VICTAULIC | ANGLE |  | NOMINAL SIZE | 200 MM | END CONNECTION | FLANGED | MATERIAL | STEEL WITH CERAMIC | MATERIAL SPECIFICATION |  | COATING/FINISH |  | LENGTH |  | HAZARD CLASS |  | CERTIFICATION/STANDARD |  | ADDITIONAL FEATURES | DWG:31417,ARMOR BEND 9200 SERIES | [51 empty] | Production Completed
STP_009 - Lot4 | Data Enrichment | BHJ |  | 2023-07-21 |  |  | 1301681 | 1301681 | EA | ELBOW,PIPE;032L REJECT HOIST,HIAB,130753 |  |  | ELBOW,PIPE;ADDITIONAL FEATURES EN:032L REJECT HOIST,MNFR:01)HIAB,PTNO:01)130753 | 01)HIAB,01)130753,01)032L REJECT HOIST |  |  | HIAB | HIAB | 130753 | 1 | [15 empty] | Cleansed |  | ELBOW | PIPE | TYPE |  | NOMINAL SIZE |  | END CONNECTION |  | PRESSURE RATING |  | ANGLE |  | MATERIAL |  | MATERIAL SPECIFICATION |  | COATING/FINISH |  | MANUFACTURING PROCESS |  | SCHEDULE/WALL THICKNESS |  | LENGTH |  | HAZARD CLASS |  | CERTIFICATION/STANDARD |  | ADDITIONAL FEATURES | 032L REJECT HOIST | [45 empty] | Production Completed
STP_009 - Lot4 | Data Enrichment | BHJ |  | 2023-07-21 |  |  | 1286448 | 1286448 | EA | ELBOW,PIPE;AIR2000 DELIVERY,PUMP2000 |  |  | ELBOW,PIPE;ADDITIONAL FEATURES EN:AIR2000 DELIVERY,MNFR:01)PUMP2000,PTNO:01)38-11003 | 01)PUMP2000,01)38-11003,01)AIR2000 DELIVERY |  |  | PUMP2000 | PUMP2000 | 38-11003 | 1 | [15 empty] | Cleansed |  | ELBOW | PIPE | TYPE |  | NOMINAL SIZE |  | END CONNECTION |  | PRESSURE RATING |  | ANGLE |  | MATERIAL |  | MATERIAL SPECIFICATION |  | COATING/FINISH |  | MANUFACTURING PROCESS |  | SCHEDULE/WALL THICKNESS |  | LENGTH |  | HAZARD CLASS |  | CERTIFICATION/STANDARD |  | ADDITIONAL FEATURES | AIR2000 DELIVERY | [45 empty] | Production Completed
STP_009 - Lot4 | Data Enrichment | BHJ |  | 2023-07-21 |  |  | 1317854 | 1317854 | EA | ELBOW,PIPE;ANGULAR,NOM 6 MM,90 DEG,STL |  |  | ELBOW,PIPE;TYPE:ANGULAR,NOMINAL SIZE:6 MM,ANGLE:90 DEG,MATERIAL:STEEL,COATING/FINISH:GALVANIZED,LENGTH:21 MM,MNFR:01)PIRTEK,PTNO: 01)04012200406 | 01)PIRTEK,01)04012200406,ANGULAR,6 MM,90 DEG,EN_01)STEEL,EN_01)GALVANIZED,21 MM |  |  | PIRTEK ISA FLUID CONNECTIONS PTY LT | PIRTEK ISA FLUID CONNECTIONS PTY LT | 04012200406 | 2 |  |  |  |  | https://alemlube.co.nz/web/product/product_detail/6d72d789-ec19-48ec-8bb1-3533c05532f4 | https://www.revolutionindustrial.com.au/04012200406-elbow-6mm-x-m6-1-4012200406 | [9 empty] | Enriched |  | ELBOW | PIPE | TYPE | ANGULAR | NOMINAL SIZE | 6 MM | END CONNECTION |  | PRESSURE RATING |  | ANGLE | 90 DEG | MATERIAL | STEEL | MATERIAL SPECIFICATION |  | COATING/FINISH | GALVANIZED | MANUFACTURING PROCESS |  | SCHEDULE/WALL THICKNESS |  | LENGTH | 21 MM | HAZARD CLASS |  | CERTIFICATION/STANDARD |  | ADDITIONAL FEATURES | [46 empty] | Production Completed
STP_009 - Lot4 | Data Enrichment | BHJ |  | 2023-07-21 |  |  | 1345470 | 1345470 | EA | ELBOW,PIPE;COMPRESSED AIR MANAGEMENT SYS |  |  | ELBOW,PIPE;ADDITIONAL FEATURES EN:COMPRESSED AIR MANAGEMENT SYSTEM COMPLETE ASSEMBLY, ELVP REFUGE CHA,MBER (ERB),MNFR:01)MINEARC, PTNO:01)CAMS | 01)MINEARC,01)CAMS,01)COMPRESSED AIR MANAGEMENT S,02)MBER (ERB) |  |  | MINEARC | MINEARC | CAMS | 1 | [15 empty] | Cleansed |  | ELBOW | PIPE | TYPE |  | NOMINAL SIZE |  | END CONNECTION |  | PRESSURE RATING |  | ANGLE |  | MATERIAL |  | MATERIAL SPECIFICATION |  | COATING/FINISH |  | MANUFACTURING PROCESS |  | SCHEDULE/WALL THICKNESS |  | LENGTH |  | HAZARD CLASS |  | CERTIFICATION/STANDARD |  | ADDITIONAL FEATURES | COMPRESSED AIR MANAGEMENT SYSTEM COMPLETE ASSEMBLY,ELVP REFUGE CHA,MBER (ERB) | [45 empty] | Production Completed
STP_009 - Lot4 | Data Enrichment | BHJ |  | 2023-07-21 |  |  | 1354809 | 1354809 | EA | ELBOW,PIPE;DRIVE END OUTLET,NOM 100 MM |  |  | ELBOW,PIPE;TYPE:DRIVE END OUTLET,NOMINAL SIZE:100 MM,END CONNECTION:FLANGE ANSI,MATERIAL:RUBBER DURO 60 LINED,ADDITIONAL FEATURES EN:ROTOR REVERSAL COMPONENT, M3000 ISAMILL,MNFR:01)NETZSCH,PTNO:01)1465036 | 01)NETZSCH,01)1465036,DRIVE END OUTLET,100 MM,EN_01)FLANGE ANSI,EN_01)RUBBER DURO 60 LINED,01)ROTOR REVERSAL COMPONENT, M |  |  | NETZSCH | NETZSCH | 1465036 | 1 | [15 empty] | Cleansed |  | ELBOW | PIPE | TYPE | DRIVE END OUTLET | NOMINAL SIZE | 100 MM | END CONNECTION | FLANGE ANSI | PRESSURE RATING |  | ANGLE |  | MATERIAL | RUBBER DURO 60 LINED | MATERIAL SPECIFICATION |  | COATING/FINISH |  | MANUFACTURING PROCESS |  | SCHEDULE/WALL THICKNESS |  | LENGTH |  | HAZARD CLASS |  | CERTIFICATION/STANDARD |  | ADDITIONAL FEATURES | ROTOR REVERSAL COMPONENT,M3000 ISAMILL | [45 empty] | Production Completed
STP_009 - Lot4 | Data Enrichment | BHJ |  | 2023-07-21 |  |  | 1385384 | 1385384 | EA | ELBOW,PIPE;DUCT,NOM 100 MM |  |  | ELBOW,PIPE;TYPE:DUCT,NOMINAL SIZE:100 MM,MNFR:01)HAYMANS ELECTRICAL (PARTS),PTNO:01)APPPD100E | 01)HAYMANS ELECTRICAL (PARTS),01)APPPD100E,DUCT,100 MM |  |  | HAYMANS ELECTRICAL (PARTS) | HAYMANS ELECTRICAL (PARTS) | APPPD100E | 2 |  |  |  |  | https://www.pipeking.com.au/hvac/elbows/ | [10 empty] | Enriched |  | ELBOW | PIPE | TYPE | DUCT | NOMINAL SIZE | 100 MM | END CONNECTION |  | PRESSURE RATING |  | ANGLE |  | MATERIAL |  | MATERIAL SPECIFICATION |  | COATING/FINISH |  | MANUFACTURING PROCESS |  | SCHEDULE/WALL THICKNESS |  | LENGTH |  | HAZARD CLASS |  | CERTIFICATION/STANDARD |  | ADDITIONAL FEATURES | [46 empty] | Production Completed
STP_009 - Lot4 | Data Enrichment | BHJ |  | 2023-07-21 |  |  | 1385527 | 1385527 | EA | ELBOW,PIPE;DUCT,NOM 100 MM |  |  | ELBOW,PIPE;TYPE:DUCT,NOMINAL SIZE:100 MM,MNFR:01)HAYMANS ELECTRICAL (PARTS),PTNO:01)APPPD100C | 01)HAYMANS ELECTRICAL (PARTS),01)APPPD100C,DUCT,100 MM |  |  | HAYMANS ELECTRICAL (PARTS) | HAYMANS ELECTRICAL (PARTS) | APPPD100C | 2 |  |  |  |  | https://mm.mmem.com.au/apppd100c | [10 empty] | Enriched |  | ELBOW | PIPE | TYPE | DUCT | NOMINAL SIZE | 100 MM | END CONNECTION |  | PRESSURE RATING |  | ANGLE |  | MATERIAL |  | MATERIAL SPECIFICATION |  | COATING/FINISH |  | MANUFACTURING PROCESS |  | SCHEDULE/WALL THICKNESS |  | LENGTH |  | HAZARD CLASS |  | CERTIFICATION/STANDARD |  | ADDITIONAL FEATURES | [46 empty] | Production Completed
STP_009 - Lot4 | Data Enrichment | BHJ |  | 2023-07-21 |  |  | 1346638 | 1346638 | EA | ELBOW,PIPE;EXHAUST,DEUTZ,337-0638,DEUTZ |  |  | ELBOW,PIPE;TYPE:EXHAUST,MNFR:01)DEUTZ,PTNO:01)337-0638,MNFR:02)DEUTZ,PTNO:02)0337-0638,MNFR:03)DEUTZ,PTNO:03)0154-41-25.10 | 01)DEUTZ,02)DEUTZ,03)DEUTZ,01)337-0638,02)0337-0638,03)0154-41-25.10,EXHAUST |  |  | DEUTZ | DEUTZ | 337-0638 | 1 | DEUTZ | 0337-0638 | DEUTZ | 0154-41-25.10 | [11 empty] | Cleansed |  | ELBOW | PIPE | TYPE | EXHAUST | NOMINAL SIZE |  | END CONNECTION |  | PRESSURE RATING |  | ANGLE |  | MATERIAL |  | MATERIAL SPECIFICATION |  | COATING/FINISH |  | MANUFACTURING PROCESS |  | SCHEDULE/WALL THICKNESS |  | LENGTH |  | HAZARD CLASS |  | CERTIFICATION/STANDARD |  | ADDITIONAL FEATURES | [46 empty] | Production Completed
STP_009 - Lot4 | Data Enrichment | BHJ |  | 2023-07-21 |  |  | 1385388 | 1385388 | EA | ELBOW,PIPE;FLANGED FITTING,NOM 3/4 IN |  |  | ELBOW,PIPE;TYPE:FLANGED FITTING,NOMINAL SIZE:3/4 IN,ADDITIONAL FEATURES EN:2 BKAL,MNFR:01)ISADRAULICS,PTNO:01)R9830818843 | 01)ISADRAULICS,01)R9830818843,FLANGED FITTING,3/4 IN,01)2 BKAL |  |  | ISADRAULICS | ISADRAULICS | R9830818843 | 2 |  |  |  |  | URL NOT FOUND | [10 empty] | Cleansed |  | ELBOW | PIPE | TYPE | FLANGED FITTING | NOMINAL SIZE | 3/4 IN | END CONNECTION |  | PRESSURE RATING |  | ANGLE |  | MATERIAL |  | MATERIAL SPECIFICATION |  | COATING/FINISH |  | MANUFACTURING PROCESS |  | SCHEDULE/WALL THICKNESS |  | LENGTH |  | HAZARD CLASS |  | CERTIFICATION/STANDARD |  | ADDITIONAL FEATURES | 2 BKAL | [45 empty] | Production Completed
STP_009 - Lot4 | Data Enrichment | BHJ |  | 2023-07-21 |  |  | 1301459 | 1301459 | EA | ELBOW,PIPE;HEADWORKS AS,TOTEDEN |  |  | ELBOW,PIPE;ADDITIONAL FEATURES EN:HEADWORKS AS,MNFR:01)TOTEDEN,PTNO:01)100405893 | 01)TOTEDEN,01)100405893,01)HEADWORKS AS |  |  | TOTEDEN | TOTEDEN | 100405893 | 1 | [15 empty] | Cleansed |  | ELBOW | PIPE | TYPE |  | NOMINAL SIZE |  | END CONNECTION |  | PRESSURE RATING |  | ANGLE |  | MATERIAL |  | MATERIAL SPECIFICATION |  | COATING/FINISH |  | MANUFACTURING PROCESS |  | SCHEDULE/WALL THICKNESS |  | LENGTH |  | HAZARD CLASS |  | CERTIFICATION/STANDARD |  | ADDITIONAL FEATURES | HEADWORKS AS | [45 empty] | Production Completed
STP_009 - Lot4 | Data Enrichment | BHJ |  | 2023-07-21 |  |  | 1385274 | 1385274 | EA | ELBOW,PIPE;LONG RADIUS,NOM 150 MM,90 DEG |  |  | ELBOW,PIPE;TYPE:LONG RADIUS,NOMINAL SIZE:150 MM,END CONNECTION:FUSION BW,ANGLE:90 DEG,SCHEDULE/WALL THICKNESS:S40,ADDITIONAL FEATURES EN:WPB,MNFR:01)BLUESCOPE DISTRIBUTION PTY LTD,PTNO:01)150361 | 01)BLUESCOPE DISTRIBUTION PTY,01)150361,LONG RADIUS,150 MM,EN_01)FUSION BW,90 DEG,S40,01)WPB |  |  | BLUESCOPE DISTRIBUTION PTY LTD | BLUESCOPE DISTRIBUTION PTY LTD | 150361 | 3 |  |  |  |  | URL NOT FOUND | [10 empty] | Cleansed |  | ELBOW | PIPE | TYPE | LONG RADIUS | NOMINAL SIZE | 150 MM | END CONNECTION | FUSION BW | PRESSURE RATING |  | ANGLE | 90 DEG | MATERIAL |  | MATERIAL SPECIFICATION |  | COATING/FINISH |  | MANUFACTURING PROCESS |  | SCHEDULE/WALL THICKNESS | S40 | LENGTH |  | HAZARD CLASS |  | CERTIFICATION/STANDARD |  | ADDITIONAL FEATURES | WPB | [45 empty] | Production Completed
STP_009 - Lot4 | Data Enrichment | BHJ |  | 2023-07-21 |  |  | 1291923 | 1291923 | EA | ELBOW,PIPE;LONG SPIGOT,NOM 63 MM,45 DEG |  |  | ELBOW,PIPE;TYPE:LONG SPIGOT,NOMINAL SIZE:63 MM,END CONNECTION:ELECTROFUSION,ANGLE:45 DEG,MATERIAL:HDPE PE100,COATING/FINISH:BLACK, MNFR:01)ADVPOLY,PTNO:01)EFE45 63 | 01)ADVPOLY,01)EFE45 63,LONG SPIGOT,63 MM,EN_01)ELECTROFUSION,45 DEG,EN_01)HDPE PE100,EN_01)BLACK |  |  | ADVPOLY | ADVPOLY | EFE45 63 | 1 | [15 empty] | Cleansed |  | ELBOW | PIPE | TYPE | LONG SPIGOT | NOMINAL SIZE | 63 MM | END CONNECTION | ELECTROFUSION | PRESSURE RATING |  | ANGLE | 45 DEG | MATERIAL | HDPE PE100 | MATERIAL SPECIFICATION |  | COATING/FINISH | BLACK | MANUFACTURING PROCESS |  | SCHEDULE/WALL THICKNESS |  | LENGTH |  | HAZARD CLASS |  | CERTIFICATION/STANDARD |  | ADDITIONAL FEATURES | [46 empty] | Production Completed
STP_009 - Lot4 | Data Enrichment | BHJ |  | 2023-07-21 |  |  | 1385459 | 1385459 | EA | ELBOW,PIPE;NOM 1 IN,11 FBSP,45 DEG,GALV |  |  | ELBOW,PIPE;NOMINAL SIZE:1 IN,END CONNECTION:11 FBSP,ANGLE:45 DEG,COATING/FINISH:GALVANIZED,MNFR:01)ELLIOTT TIMBER SALES PTY LTD, PTNO:01)LEF25 | 01)ELLIOTT TIMBER SALES PTY LT,01)LEF25,1 IN,EN_01)11 FBSP,45 DEG,EN_01)GALVANIZED |  |  | ELLIOTT TIMBER SALES PTY LTD | ELLIOTT TIMBER SALES PTY LTD | LEF25 | 1 | [15 empty] | Cleansed |  | ELBOW | PIPE | TYPE |  | NOMINAL SIZE | 1 IN | END CONNECTION | 11 FBSP | PRESSURE RATING |  | ANGLE | 45 DEG | MATERIAL |  | MATERIAL SPECIFICATION |  | COATING/FINISH | GALVANIZED | MANUFACTURING PROCESS |  | SCHEDULE/WALL THICKNESS |  | LENGTH |  | HAZARD CLASS |  | CERTIFICATION/STANDARD |  | ADDITIONAL FEATURES | [46 empty] | Production Completed
STP_009 - Lot4 | Data Enrichment | BHJ |  | 2023-07-21 |  |  | 1385844 | 1385844 | EA | ELBOW,PIPE;NOM 1 IN,FBSP,90 DEG |  |  | ELBOW,PIPE;NOMINAL SIZE:1 IN,END CONNECTION:FBSP,ANGLE:90 DEG,MNFR:01)ADVANCED PIPING SYSTEMS PTY LTD,PTNO:01)TE9025 | 01)ADVANCED PIPING SYSTEMS PTY,01)TE9025,1 IN,EN_01)FBSP,90 DEG |  |  | ADVANCED PIPING SYSTEMS PTY LTD | ADVANCED PIPING SYSTEMS PTY LTD | TE9025 | 2 |  |  |  |  | https://www.advancedpiping.com.au/products/bsp-threaded-elbows-90/ | [10 empty] | Enriched |  | ELBOW | PIPE | TYPE |  | NOMINAL SIZE | 1 IN | END CONNECTION | FBSP | PRESSURE RATING |  | ANGLE | 90 DEG | MATERIAL |  | MATERIAL SPECIFICATION |  | COATING/FINISH |  | MANUFACTURING PROCESS |  | SCHEDULE/WALL THICKNESS |  | LENGTH |  | HAZARD CLASS |  | CERTIFICATION/STANDARD |  | ADDITIONAL FEATURES | [46 empty] | Production Completed
STP_009 - Lot4 | Data Enrichment | BHJ |  | 2023-07-21 |  |  | 1385425 | 1385425 | EA | ELBOW,PIPE;NOM 1 IN,VICTAULIC,90 DEG,SS |  |  | ELBOW,PIPE;NOMINAL SIZE:1 IN,END CONNECTION:VICTAULIC,ANGLE:90 DEG,MATERIAL:STAINLESS STEEL,ADDITIONAL FEATURES EN:PRESS,MNFR:01) CAVA,PTNO:01)FP568003300001 | 01)CAVA,01)FP568003300001,1 IN,EN_01)VICTAULIC,90 DEG,EN_01)STAINLESS STEEL,01)PRESS |  |  | CAVA | CAVA | FP568003300001 | 2 |  |  |  |  | URL NOT FOUND | [10 empty] | Cleansed |  | ELBOW | PIPE | TYPE |  | NOMINAL SIZE | 1 IN | END CONNECTION | VICTAULIC | PRESSURE RATING |  | ANGLE | 90 DEG | MATERIAL | STAINLESS STEEL | MATERIAL SPECIFICATION |  | COATING/FINISH |  | MANUFACTURING PROCESS |  | SCHEDULE/WALL THICKNESS |  | LENGTH |  | HAZARD CLASS |  | CERTIFICATION/STANDARD |  | ADDITIONAL FEATURES | PRESS | [45 empty] | Production Completed
STP_009 - Lot4 | Data Enrichment | BHJ |  | 2023-07-21 |  |  | 1385796 | 1385796 | EA | ELBOW,PIPE;NOM 1/2 IN,14 FBSP,SUPPLY 6 |  |  | ELBOW,PIPE;NOMINAL SIZE:1/2 IN,END CONNECTION:14 FBSP,ADDITIONAL FEATURES EN:SUPPLY 6,MNFR:01)PIRTEK,PTNO:01)AFB9F-08-08 | 01)PIRTEK,01)AFB9F-08-08,1/2 IN,EN_01)14 FBSP,01)SUPPLY 6 |  |  | PIRTEK ISA FLUID CONNECTIONS PTY LT | PIRTEK ISA FLUID CONNECTIONS PTY LT | AFB9F-08-08 | 2 |  |  |  |  | https://austfluidlink.com.au/products-3/adaptors-90o/ | [10 empty] | Enriched |  | ELBOW | PIPE | TYPE |  | NOMINAL SIZE | 1/2 IN | END CONNECTION | 14 FBSP | PRESSURE RATING |  | ANGLE |  | MATERIAL |  | MATERIAL SPECIFICATION |  | COATING/FINISH |  | MANUFACTURING PROCESS |  | SCHEDULE/WALL THICKNESS |  | LENGTH |  | HAZARD CLASS |  | CERTIFICATION/STANDARD |  | ADDITIONAL FEATURES | SUPPLY 6 | [45 empty] | Production Completed
STP_009 - Lot4 | Data Enrichment | BHJ |  | 2023-07-21 |  |  | 1385859 | 1385859 | EA | ELBOW,PIPE;NOM 1/8 IN,28 BSP,90 DEG |  |  | ELBOW,PIPE;NOMINAL SIZE:1/8 IN,END CONNECTION:28 BSP,ANGLE:90 DEG,MNFR:01)ISA FLUID CONNECTIONS PTY LTD,PTNO:01)ALA44 | 01)ISA FLUID CONNECTIONS PTY L,01)ALA44,1/8 IN,EN_01)28 BSP,90 DEG |  |  | ISA FLUID CONNECTIONS PTY LTD | ISA FLUID CONNECTIONS PTY LTD | ALA44 | 3 |  |  |  |  | URL NOT FOUND | [10 empty] | Cleansed |  | ELBOW | PIPE | TYPE |  | NOMINAL SIZE | 1/8 IN | END CONNECTION | 28 BSP | PRESSURE RATING |  | ANGLE | 90 DEG | MATERIAL |  | MATERIAL SPECIFICATION |  | COATING/FINISH |  | MANUFACTURING PROCESS |  | SCHEDULE/WALL THICKNESS |  | LENGTH |  | HAZARD CLASS |  | CERTIFICATION/STANDARD |  | ADDITIONAL FEATURES | [46 empty] | Production Completed
STP_009 - Lot4 | Data Enrichment | BHJ |  | 2023-07-21 |  |  | 1317427 | 1317427 | EA | ELBOW,PIPE;NOM 1/8 IN,28FBSPT,31200 KPA |  |  | ELBOW,PIPE;NOMINAL SIZE:1/8 IN,END CONNECTION:28FBSPT,PRESSURE RATING:31200 KPA,ANGLE:90 DEG,MATERIAL:BRASS ALLOY 352, CERTIFICATION/STANDARD:AS 1722.1,ADDITIONAL FEATURES EN:TURNER NO.34,MNFR:01)MRCGLOB,PTNO:01)01-0340-02,MNFR:02)BLKWOODS,PTNO:02) 1000341700,MNFR:03)ENOTS,PTNO:03)02767516,MNFR:04)SYCO,PTNO:04)3401 | 01)MRCGLOB,02)BLKWOODS,03)ENOTS,04)SYCO,01)01-0340-02,02)1000341700,03)02767516,04)3401,1/8 IN,EN_01)28FBSPT,31200 KPA,90 DEG,EN_01)BRASS ALLOY 352,EN_01)AS 1722.1,01)TURNER NO.34 |  |  | SYCO | SYCO | 3401 | 1 | BLKWOODS | 1000341700 | ENOTS | 02767516 | [11 empty] | Cleansed |  | ELBOW | PIPE | TYPE |  | NOMINAL SIZE | 1/8 IN | END CONNECTION | 28FBSPT | PRESSURE RATING | 31200 KPA | ANGLE | 90 DEG | MATERIAL | BRASS ALLOY 352 | MATERIAL SPECIFICATION |  | COATING/FINISH |  | MANUFACTURING PROCESS |  | SCHEDULE/WALL THICKNESS |  | LENGTH |  | HAZARD CLASS |  | CERTIFICATION/STANDARD | AS 1722.1 | ADDITIONAL FEATURES | TURNER NO.34 | [45 empty] | Production Completed
STP_009 - Lot4 | Data Enrichment | BHJ |  | 2023-07-21 |  |  | 1385526 | 1385526 | EA | ELBOW,PIPE;NOM 160 MM,ELECTROFUSION |  |  | ELBOW,PIPE;NOMINAL SIZE:160 MM,END CONNECTION:ELECTROFUSION,ANGLE:90 DEG,ADDITIONAL FEATURES EN:39.5 VOLT,MNFR:01)ADVANCED PIPING SYSTEMS PTY LTD,PTNO:01)3916090 | 01)ADVANCED PIPING SYSTEMS PTY,01)3916090,160 MM,EN_01)ELECTROFUSION,90 DEG,01)39.5 VOLT |  |  | ADVANCED PIPING SYSTEMS PTY LTD | ADVANCED PIPING SYSTEMS PTY LTD | 3916090 | 2 |  |  |  |  | https://www.advancedpiping.com.au/products/electrofusion-elbows-90-degree/ | [10 empty] | Enriched |  | ELBOW | PIPE | TYPE |  | NOMINAL SIZE | 160 MM | END CONNECTION | ELECTROFUSION | PRESSURE RATING |  | ANGLE | 90 DEG | MATERIAL |  | MATERIAL SPECIFICATION |  | COATING/FINISH |  | MANUFACTURING PROCESS |  | SCHEDULE/WALL THICKNESS |  | LENGTH |  | HAZARD CLASS |  | CERTIFICATION/STANDARD |  | ADDITIONAL FEATURES | 39.5 VOLT | [45 empty] | Production Completed
STP_009 - Lot4 | Data Enrichment | BHJ |  | 2023-07-21 |  |  | 1385273 | 1385273 | EA | ELBOW,PIPE;NOM 165.1 MM,VICTAULIC,90 DEG |  |  | ELBOW,PIPE;NOMINAL SIZE:165.1 MM,END CONNECTION:VICTAULIC,ANGLE:90 DEG,COATING/FINISH:GALVANIZED,ADDITIONAL FEATURES EN:6-1/2 OD, REFERENCE NO: 001FIRELOCK,MNFR:01)MRC GLOBAL AUSTRALIA PTY LTD,PTNO:01)6000002182 | 01)MRC GLOBAL AUSTRALIA PTY LT,01)6000002182,165.1 MM,EN_01)VICTAULIC,90 DEG,EN_01)GALVANIZED,01)6-1/2 OD, REFERENCE NO: 001 |  |  | MRC Global Australia Pty Ltd | MRC GLOBAL AUSTRALIA PTY LTD | 6000002182 | 1 | [15 empty] | Cleansed |  | ELBOW | PIPE | TYPE |  | NOMINAL SIZE | 165.1 MM | END CONNECTION | VICTAULIC | PRESSURE RATING |  | ANGLE | 90 DEG | MATERIAL |  | MATERIAL SPECIFICATION |  | COATING/FINISH | GALVANIZED | MANUFACTURING PROCESS |  | SCHEDULE/WALL THICKNESS |  | LENGTH |  | HAZARD CLASS |  | CERTIFICATION/STANDARD |  | ADDITIONAL FEATURES | 6-1/2 OD | [44 empty] | REFERENCE NO: 001FIRELOCK | Production Completed
STP_009 - Lot4 | Data Enrichment | BHJ |  | 2023-07-21 |  |  | 1386050 | 1386050 | EA | ELBOW,PIPE;NOM 2 IN,11 BSPT,90 DEG |  |  | ELBOW,PIPE;NOMINAL SIZE:2 IN,END CONNECTION:11 BSPT,ANGLE:90 DEG,ADDITIONAL FEATURES EN:END CONNECTION 2: 11 BSPT, NOMINAL SIZE 1: 2 IN,IN, END CONNECTION 1: 11 BSPT,MNFR:01)ISA FLUID CONNECTIONS PTY LTD,PTNO:01)CVJ-32-32 | 01)ISA FLUID CONNECTIONS PTY L,01)CVJ-32-32,2 IN,EN_01)11 BSPT,90 DEG,01)END CONNECTION 2: 11 BSPT,02)IN, END CONNECTION 1: 11 BS |  |  | ISA FLUID CONNECTIONS PTY LTD | ISA FLUID CONNECTIONS PTY LTD | CVJ-32-32 | 3 |  |  |  |  | https://www.pirtek.com.au/-/media/feature/products/sect-d-adaptors-rev-g-hyperlinked.pdf | [10 empty] | Enriched |  | ELBOW | PIPE | TYPE |  | NOMINAL SIZE | 2 IN | END CONNECTION | 11 BSPT | PRESSURE RATING |  | ANGLE | 90 DEG | MATERIAL |  | MATERIAL SPECIFICATION |  | COATING/FINISH |  | MANUFACTURING PROCESS |  | SCHEDULE/WALL THICKNESS |  | LENGTH |  | HAZARD CLASS |  | CERTIFICATION/STANDARD |  | ADDITIONAL FEATURES | END CONNECTION 2: 11 BSPT | [44 empty] | NOMINAL SIZE 1: 2 IN,IN,END CONNECTION 1: 11 BSPT | Production Completed
STP_009 - Lot4 | Data Enrichment | BHJ |  | 2023-07-21 |  |  | 1385379 | 1385379 | EA | ELBOW,PIPE;NOM 6 IN,BUTWLD,90 DEG,LR XS |  |  | ELBOW,PIPE;NOMINAL SIZE:6 IN,END CONNECTION:BUTT WELD,ANGLE:90 DEG,ADDITIONAL FEATURES EN:LR XS,MNFR:01)BLUESCOPE DISTRIBUTION PTY LTD,PTNO:01)WE96X | 01)BLUESCOPE DISTRIBUTION PTY,01)WE96X,6 IN,EN_01)BUTT WELD,90 DEG,01)LR XS |  |  | BLUESCOPE DISTRIBUTION PTY LTD | BLUESCOPE DISTRIBUTION PTY LTD | WE96X | 3 |  |  |  |  | https://www.blackwoods.com.au/pipe-tube-fittings/fittings-buttweld-seamless-carbon-steel/elbows-90-long-radius-buttweld/elbow-c-s-b-weld-90d-lr-extra-strong-6/p/00405702 | [10 empty] | Enriched |  | ELBOW | PIPE | TYPE |  | NOMINAL SIZE | 6 IN | END CONNECTION | BUTT WELD | PRESSURE RATING |  | ANGLE | 90 DEG | MATERIAL |  | MATERIAL SPECIFICATION |  | COATING/FINISH |  | MANUFACTURING PROCESS |  | SCHEDULE/WALL THICKNESS |  | LENGTH |  | HAZARD CLASS |  | CERTIFICATION/STANDARD |  | ADDITIONAL FEATURES | LR XS | [45 empty] | Production Completed
STP_009 - Lot4 | Data Enrichment | BHJ |  | 2023-07-21 |  |  | 1385968 | 1385968 | EA | ELBOW,PIPE;NOM 63 MM,ELECTROFUSION |  |  | ELBOW,PIPE;NOMINAL SIZE:63 MM,END CONNECTION:ELECTROFUSION,ANGLE:90 DEG,ADDITIONAL FEATURES EN:39.5 VOLT,MNFR:01)ADVPIPE,PTNO:01) 396390 | 01)ADVPIPE,01)396390,63 MM,EN_01)ELECTROFUSION,90 DEG,01)39.5 VOLT |  |  | ADVPIPE | ADVANCED PIPING SYSTEMS PTY LTD | 396390 | 2 |  |  |  |  | https://www.advancedpiping.com.au/products/electrofusion-elbows-90-degree/ | [10 empty] | Enriched |  | ELBOW | PIPE | TYPE |  | NOMINAL SIZE | 63 MM | END CONNECTION | ELECTROFUSION | PRESSURE RATING |  | ANGLE | 90 DEG | MATERIAL |  | MATERIAL SPECIFICATION |  | COATING/FINISH |  | MANUFACTURING PROCESS |  | SCHEDULE/WALL THICKNESS |  | LENGTH |  | HAZARD CLASS |  | CERTIFICATION/STANDARD |  | ADDITIONAL FEATURES | 39.5 VOLT | [45 empty] | Production Completed
STP_009 - Lot4 | Data Enrichment | BHJ |  | 2023-07-21 |  |  | 1385969 | 1385969 | EA | ELBOW,PIPE;NOM 63 MM,ELECTROFUSION |  |  | ELBOW,PIPE;NOMINAL SIZE:63 MM,END CONNECTION:ELECTROFUSION,ANGLE:45 DEG,ADDITIONAL FEATURES EN:39.5 VOLT,MNFR:01)ADVPIPE,PTNO:01) 396345 | 01)ADVPIPE,01)396345,63 MM,EN_01)ELECTROFUSION,45 DEG,01)39.5 VOLT |  |  | ADVPIPE | ADVANCED PIPING SYSTEMS PTY LTD | 396345 | 2 |  |  |  |  | https://www.advancedpiping.com.au/products/electrofusion-elbows-45-degree/ | [10 empty] | Enriched |  | ELBOW | PIPE | TYPE |  | NOMINAL SIZE | 63 MM | END CONNECTION | ELECTROFUSION | PRESSURE RATING |  | ANGLE | 45 DEG | MATERIAL |  | MATERIAL SPECIFICATION |  | COATING/FINISH |  | MANUFACTURING PROCESS |  | SCHEDULE/WALL THICKNESS |  | LENGTH |  | HAZARD CLASS |  | CERTIFICATION/STANDARD |  | ADDITIONAL FEATURES | 39.5 VOLT | [45 empty] | Production Completed
STP_009 - Lot4 | Data Enrichment | BHJ |  | 2023-07-21 |  |  | 1346328 | 1346328 | EA | ELBOW,PIPE;NOM 8 MM,FBSP,150 PSI,MI,GALV |  |  | ELBOW,PIPE;NOMINAL SIZE:8 MM,END CONNECTION:FBSP,PRESSURE RATING:150 PSI,MATERIAL:MALLEABLE IRON,COATING/FINISH:GALVANIZED,MNFR: 01)TUBEMAKR,PTNO:01)FMG-EFF-8,MNFR:02)MRCGLOB,PTNO:02)1000034537 | 01)TUBEMAKR,02)MRCGLOB,01)FMG-EFF-8,02)1000034537,8 MM,EN_01)FBSP,150 PSI,EN_01)MALLEABLE IRON,EN_01)GALVANIZED |  |  | MRCGLOB | TUBEMAKR | FMG-EFF-8 | 2 | MRCGLOB | 1000034537 |  |  | https://australia.dixonvalve.com/en/products/bsp-screwed-90deg-elbow/fmg-eff-8 | [10 empty] | Cleansed |  | ELBOW | PIPE | TYPE |  | NOMINAL SIZE | 8 MM | END CONNECTION | FBSP | PRESSURE RATING | 150 PSI | ANGLE |  | MATERIAL | MALLEABLE IRON | MATERIAL SPECIFICATION |  | COATING/FINISH | GALVANIZED | MANUFACTURING PROCESS |  | SCHEDULE/WALL THICKNESS |  | LENGTH |  | HAZARD CLASS |  | CERTIFICATION/STANDARD |  | ADDITIONAL FEATURES | [46 empty] | Production Completed
STP_009 - Lot4 | Data Enrichment | BHJ |  | 2023-07-21 |  |  | 1348742 | 1348742 | EA | ELBOW,PIPE;NOM DN 200 MM,90 DEG,CUMIAUST |  |  | ELBOW,PIPE;NOMINAL SIZE:DN 200 MM,END CONNECTION:(2) FLOATING FLANGE,ANGLE:90 DEG,ADDITIONAL FEATURES EN:3CALEH3455CREV8,MNFR:01) CUMIAUST,PTNO:01)F6-1 | 01)CUMIAUST,01)F6-1,DN 200 MM,EN_01)(2) FLOATING FLANGE,90 DEG,01)3CALEH3455CREV8 |  |  | CUMIAUST | CUMIAUST | F6-1 | 2 | [15 empty] | Cleansed |  | ELBOW | PIPE | TYPE |  | NOMINAL SIZE | DN 200 MM | END CONNECTION | (2) FLOATING FLANGE | PRESSURE RATING |  | ANGLE | 90 DEG | MATERIAL |  | MATERIAL SPECIFICATION |  | COATING/FINISH |  | MANUFACTURING PROCESS |  | SCHEDULE/WALL THICKNESS |  | LENGTH |  | HAZARD CLASS |  | CERTIFICATION/STANDARD |  | ADDITIONAL FEATURES | 3CALEH3455CREV8 | [45 empty] | Production Completed
STP_009 - Lot4 | Data Enrichment | BHJ |  | 2023-07-21 |  |  | 1348743 | 1348743 | EA | ELBOW,PIPE;NOM DN 200 MM,90 DEG,CUMIAUST |  |  | ELBOW,PIPE;NOMINAL SIZE:DN 200 MM,END CONNECTION:(2) FIXED FLANGE,ANGLE:90 DEG,ADDITIONAL FEATURES EN:3CALEH3455CREV8,MNFR:01) CUMIAUST,PTNO:01)F6-2 | 01)CUMIAUST,01)F6-2,DN 200 MM,EN_01)(2) FIXED FLANGE,90 DEG,01)3CALEH3455CREV8 |  |  | CUMIAUST | CUMIAUST | F6-2 | 2 | [15 empty] | Cleansed |  | ELBOW | PIPE | TYPE |  | NOMINAL SIZE | DN 200 MM | END CONNECTION | (2) FIXED FLANGE | PRESSURE RATING |  | ANGLE | 90 DEG | MATERIAL |  | MATERIAL SPECIFICATION |  | COATING/FINISH |  | MANUFACTURING PROCESS |  | SCHEDULE/WALL THICKNESS |  | LENGTH |  | HAZARD CLASS |  | CERTIFICATION/STANDARD |  | ADDITIONAL FEATURES | 3CALEH3455CREV8 | [45 empty] | Production Completed
STP_009 - Lot4 | Data Enrichment | BHJ |  | 2023-07-21 |  |  | 1291721 | 1291721 | EA | ELBOW,PIPE;NOM NB 19 MM,45 DEG,ABS |  |  | ELBOW,PIPE;NOMINAL SIZE:NB 19 MM,ANGLE:45 DEG,ADDITIONAL FEATURES EN:ABS,MNFR:01)DURAWILL,PTNO:01)119-103 | 01)DURAWILL,01)119-103,NB 19 MM,45 DEG,01)ABS |  |  | DURAWILL | DURAWILL | 119-103 | 2 | [15 empty] | Cleansed |  | ELBOW | PIPE | TYPE |  | NOMINAL SIZE | NB 19 MM | END CONNECTION |  | PRESSURE RATING |  | ANGLE | 45 DEG | MATERIAL |  | MATERIAL SPECIFICATION |  | COATING/FINISH |  | MANUFACTURING PROCESS |  | SCHEDULE/WALL THICKNESS |  | LENGTH |  | HAZARD CLASS |  | CERTIFICATION/STANDARD |  | ADDITIONAL FEATURES | ABS | [45 empty] | Production Completed
STP_009 - Lot4 | Data Enrichment | BHJ |  | 2023-07-21 |  |  | 1301296 | 1301296 | EA | ELBOW,PIPE;NOM NB 350 MM,45 DEG,5D |  |  | ELBOW,PIPE;NOMINAL SIZE:NB 350 MM,END CONNECTION:FLANGE TABLE E FIXED LINED SISIC THK 10 MM,ANGLE:45 DEG,ADDITIONAL FEATURES EN: 5D,MNFR:01)TRELBORG,PTNO:01)P-00904 | 01)TRELBORG,01)P-00904,NB 350 MM,EN_01)FLANGE TABLE E FIXED LIN,45 DEG,01)5D |  |  | TRELBORG | TRELBORG | P-00904 | 1 | [15 empty] | Cleansed |  | ELBOW | PIPE | TYPE |  | NOMINAL SIZE | NB 350 MM | END CONNECTION | FLANGE TABLE E FIXED LINED SISIC THK 10 MM | PRESSURE RATING |  | ANGLE | 45 DEG | MATERIAL |  | MATERIAL SPECIFICATION |  | COATING/FINISH |  | MANUFACTURING PROCESS |  | SCHEDULE/WALL THICKNESS |  | LENGTH |  | HAZARD CLASS |  | CERTIFICATION/STANDARD |  | ADDITIONAL FEATURES | 5D | [45 empty] | Production Completed
STP_009 - Lot4 | Data Enrichment | BHJ |  | 2023-07-21 |  |  | 1291720 | 1291720 | EA | ELBOW,PIPE;NOM NB 40 MM,45 DEG,DURAWILL |  |  | ELBOW,PIPE;NOMINAL SIZE:NB 40 MM,ANGLE:45 DEG,ADDITIONAL FEATURES EN:ABS DURAFLO,MNFR:01)DURAWILL,PTNO:01)119-106 | 01)DURAWILL,01)119-106,NB 40 MM,45 DEG,01)ABS DURAFLO |  |  | DURAWILL | DURAWILL | 119-106 | 2 | [15 empty] | Cleansed |  | ELBOW | PIPE | TYPE |  | NOMINAL SIZE | NB 40 MM | END CONNECTION |  | PRESSURE RATING |  | ANGLE | 45 DEG | MATERIAL |  | MATERIAL SPECIFICATION |  | COATING/FINISH |  | MANUFACTURING PROCESS |  | SCHEDULE/WALL THICKNESS |  | LENGTH |  | HAZARD CLASS |  | CERTIFICATION/STANDARD |  | ADDITIONAL FEATURES | ABS DURAFLO | [45 empty] | Production Completed
STP_009 - Lot4 | Data Enrichment | BHJ |  | 2023-07-21 |  |  | 1318819 | 1318819 | EA | ELBOW,PIPE;NOM NB 50 MM,VICTAULIC,90 DEG |  |  | ELBOW,PIPE;NOMINAL SIZE:NB 50 MM,END CONNECTION:VICTAULIC,ANGLE:90 DEG,MNFR:01)ONESTEEL,PTNO:01)XFABS-ESS45-50 | 01)ONESTEEL,01)XFABS-ESS45-50,NB 50 MM,EN_01)VICTAULIC,90 DEG |  |  | ONESTEEL | ONESTEEL | XFABS-ESS45-50 | 1 | [15 empty] | Cleansed |  | ELBOW | PIPE | TYPE |  | NOMINAL SIZE | NB 50 MM | END CONNECTION | VICTAULIC | PRESSURE RATING |  | ANGLE | 90 DEG | MATERIAL |  | MATERIAL SPECIFICATION |  | COATING/FINISH |  | MANUFACTURING PROCESS |  | SCHEDULE/WALL THICKNESS |  | LENGTH |  | HAZARD CLASS |  | CERTIFICATION/STANDARD |  | ADDITIONAL FEATURES | [46 empty] | Production Completed
STP_009 - Lot4 | Data Enrichment | BHJ |  | 2023-07-21 |  |  | 1385177 | 1385177 | EA | ELBOW,PIPE;OUTLET,EXHAUST RANGER |  |  | ELBOW,PIPE;TYPE:OUTLET,ADDITIONAL FEATURES EN:EXHAUST RANGER,MNFR:01)WELDERS PRO SHOP,PTNO:01)M16980-1 | 01)WELDERS PRO SHOP,01)M16980-1,OUTLET,01)EXHAUST RANGER |  |  | WELDERS PRO SHOP | WELDERS PRO SHOP | M16980-1 | 1 | [15 empty] | Cleansed |  | ELBOW | PIPE | TYPE | OUTLET | NOMINAL SIZE |  | END CONNECTION |  | PRESSURE RATING |  | ANGLE |  | MATERIAL |  | MATERIAL SPECIFICATION |  | COATING/FINISH |  | MANUFACTURING PROCESS |  | SCHEDULE/WALL THICKNESS |  | LENGTH |  | HAZARD CLASS |  | CERTIFICATION/STANDARD |  | ADDITIONAL FEATURES | EXHAUST RANGER | [45 empty] | Production Completed
STP_009 - Lot4 | Data Enrichment | BHJ |  | 2023-07-21 |  |  | 1347839 | 1347839 | EA | ELBOW,PIPE;REDUCED,NOM 1-11/16 X 1 IN |  |  | ELBOW,PIPE;TYPE:REDUCED,NOMINAL SIZE:1-11/16 X 1 IN,END CONNECTION:12UNF X 11BSP,PRESSURE RATING:250 BAR,ANGLE:90 DEG,MATERIAL: STEEL,ADDITIONAL FEATURES EN:FITTING,LUBRICATION, O RING FACE SEAL,MNFR:01)ISADRAUL,PTNO:01)20-16C4OMLOS | 01)ISADRAUL,01)20-16C4OMLOS,REDUCED,1-11/16 X 1 IN,EN_01)12UNF X 11BSP,250 BAR,90 DEG,EN_01)STEEL,01)FITTING,LUBRICATION, O RING |  |  | ISADRAUL | ISADRAUL | 20-16C4OMLOS | 3 |  |  |  |  | https://www.parker.com/parkerimages/euro_tfd/cat/english/Katalog%20PDFs/O-LOK/Tube%20to%20BSPP/C40MLO.pdf | [10 empty] | Enriched |  | ELBOW | PIPE | TYPE | REDUCED | NOMINAL SIZE | 1-11/16 X 1 IN | END CONNECTION | 12UNF X 11BSP | PRESSURE RATING | 250 BAR | ANGLE | 90 DEG | MATERIAL | STEEL | MATERIAL SPECIFICATION |  | COATING/FINISH |  | MANUFACTURING PROCESS |  | SCHEDULE/WALL THICKNESS |  | LENGTH |  | HAZARD CLASS |  | CERTIFICATION/STANDARD |  | ADDITIONAL FEATURES | FITTING,LUBRICATION,O RING FACE SEAL | [45 empty] | Production Completed
STP_009 - Lot4 | Data Enrichment | BHJ |  | 2023-07-21 |  |  | 1385676 | 1385676 | EA | ELBOW,PIPE;SWEEP BEND,NOM 20 MM,45 DEG |  |  | ELBOW,PIPE;TYPE:SWEEP BEND,NOMINAL SIZE:20 MM,ANGLE:45 DEG,MATERIAL:PVC,MNFR:01)BOSS,PTNO:01)2117020 | 01)BOSS,01)2117020,SWEEP BEND,20 MM,45 DEG,EN_01)PVC |  |  | BOSS | BOSS | 2117020 | 1 | [15 empty] | Cleansed |  | ELBOW | PIPE | TYPE | SWEEP BEND | NOMINAL SIZE | 20 MM | END CONNECTION |  | PRESSURE RATING |  | ANGLE | 45 DEG | MATERIAL | PVC | MATERIAL SPECIFICATION |  | COATING/FINISH |  | MANUFACTURING PROCESS |  | SCHEDULE/WALL THICKNESS |  | LENGTH |  | HAZARD CLASS |  | CERTIFICATION/STANDARD |  | ADDITIONAL FEATURES | [46 empty] | Production Completed
STP_009 - Lot4 | Data Enrichment | BHJ |  | 2023-07-21 |  |  | 1289505 | 1289505 | EA | ELBOW,PIPE;SWVL,OD 10 X R1/2/15 |  |  | ELBOW,PIPE;END CONNECTION:SWIVEL,ADDITIONAL FEATURES EN:OD 10 X R1/2/15,MNFR:01)COMPAIR,PTNO:01)10-04ML | 01)COMPAIR,01)10-04ML,EN_01)SWIVEL,01)OD 10 X R1/2/15 |  |  | COMPAIR | COMPAIR | 10-04ML | 1 | [15 empty] | Cleansed |  | ELBOW | PIPE | TYPE |  | NOMINAL SIZE |  | END CONNECTION | SWIVEL | PRESSURE RATING |  | ANGLE |  | MATERIAL |  | MATERIAL SPECIFICATION |  | COATING/FINISH |  | MANUFACTURING PROCESS |  | SCHEDULE/WALL THICKNESS |  | LENGTH |  | HAZARD CLASS |  | CERTIFICATION/STANDARD |  | ADDITIONAL FEATURES | OD 10 X R1/2/15 | [45 empty] | Production Completed
STP_009 - Lot4 | Data Enrichment | BHJ |  | 2023-07-21 |  |  | 1234034 | 1234034 | EA | ELBOW,PIPE;TURBO AIR,MTU,4295005 |  |  | ELBOW,PIPE;TYPE:TURBO AIR,MNFR:01)MTU,PTNO:01)4295005 | 01)MTU,01)4295005,TURBO AIR |  |  | MTU | MTU | 4295005 | 1 | [15 empty] | Cleansed |  | ELBOW | PIPE | TYPE | TURBO AIR | NOMINAL SIZE |  | END CONNECTION |  | PRESSURE RATING |  | ANGLE |  | MATERIAL |  | MATERIAL SPECIFICATION |  | COATING/FINISH |  | MANUFACTURING PROCESS |  | SCHEDULE/WALL THICKNESS |  | LENGTH |  | HAZARD CLASS |  | CERTIFICATION/STANDARD |  | ADDITIONAL FEATURES | [46 empty] | Production Completed
STP_009 - Lot4 | Data Enrichment | BHJ |  | 2023-07-21 |  |  | 1232419 | 1232419 | EA | ELBOW,PIPE;TURNER,NOM 1/4 IN,19F BSP,BRS |  |  | ELBOW,PIPE;TYPE:TURNER,NOMINAL SIZE:1/4 IN,END CONNECTION:19F BSP,ANGLE:90 DEG,MATERIAL:BRASS,MNFR:01)SYCO,PTNO:01)1000341701, MNFR:02)TURNER,PTNO:02)NO34-1/4,MNFR:03)MRCGLOB,PTNO:03)01-0340-04,MNFR:04)ENOTS,PTNO:04)3402 | 01)SYCO,02)TURNER,03)MRCGLOB,04)ENOTS,01)1000341701,02)NO34-1/4,03)01-0340-04,04)3402,TURNER,1/4 IN,EN_01)19F BSP,90 DEG,EN_01)BRASS |  |  | ENOTS | ENOTS | 3402 | 1 | TURNER | NO34-1/4 | MRCGLOB | 01-0340-04 | [11 empty] | Cleansed |  | ELBOW | PIPE | TYPE | TURNER | NOMINAL SIZE | 1/4 IN | END CONNECTION | 19F BSP | PRESSURE RATING |  | ANGLE | 90 DEG | MATERIAL | BRASS | MATERIAL SPECIFICATION |  | COATING/FINISH |  | MANUFACTURING PROCESS |  | SCHEDULE/WALL THICKNESS |  | LENGTH |  | HAZARD CLASS |  | CERTIFICATION/STANDARD |  | ADDITIONAL FEATURES | [46 empty] | Production Completed
STP_009 - Lot4 | Data Enrichment | BHJ |  | 2023-07-21 |  |  | 1385664 | 1385664 | EA | ELBOW,PIPE ADPTR;90 DEG,NOM 1 IN,11 BSPF |  |  | ELBOW,PIPE ADAPTOR;ANGLE:90 DEG,NOMINAL SIZE 1:1 IN,NOMINAL SIZE 2:25 MM,END CONNECTION 1:11 BSPF,END CONNECTION 2:METRIC,MNFR:01) BUTLER AGENCIES PTY LTD,PTNO:01)7150 25X1 | 90 DEG,1 IN,25 MM,11 BSPF,METRIC,01)BUTLER AGENCIES PTY LTD,01)7150 25X1 |  |  | BUTLER AGENCIES PTY LTD | BUTLER AGENCIES PTY LTD | 7150 25X1 | 1 | [15 empty] | Cleansed |  | ELBOW | PIPE ADAPTOR | TYPE |  | ANGLE | 90 DEG | NOMINAL SIZE 1 | 1 IN | NOMINAL SIZE 2 | 25 MM | END CONNECTION 1 | 11 BSPF | END CONNECTION 2 | METRIC | PRESSURE RATING |  | MATERIAL |  | MATERIAL SPECIFICATION |  | COATING/FINISH |  | SCHEDULE/WALL THICKNESS |  | HAZARD CLASS |  | CERTIFICATION/STANDARD |  | ADDITIONAL FEATURES | [46 empty] | Production Completed
STP_009 - Lot4 | Data Enrichment | BHJ |  | 2023-07-21 |  |  | 1291979 | 1291979 | EA | ELBOW,PIPE ADPTR;90 DEG,NOM 1/2 IN |  |  | ELBOW,PIPE ADAPTOR;ANGLE:90 DEG,NOMINAL SIZE 1:1/2 IN,NOMINAL SIZE 2:1/2 IN,END CONNECTION 1:BSP X FBSP,MNFR:01)AUSMINCO,PTNO:01) 69-335-114 | 90 DEG,1/2 IN,1/2 IN,BSP X FBSP,01)AUSMINCO,01)69-335-114 |  |  | AUSMINCO | AUSMINCO | 69-335-114 | 1 | [15 empty] | Cleansed |  | ELBOW | PIPE ADAPTOR | TYPE |  | ANGLE | 90 DEG | NOMINAL SIZE 1 | 1/2 IN | NOMINAL SIZE 2 | 1/2 IN | END CONNECTION 1 | BSP X FBSP | END CONNECTION 2 |  | PRESSURE RATING |  | MATERIAL |  | MATERIAL SPECIFICATION |  | COATING/FINISH |  | SCHEDULE/WALL THICKNESS |  | HAZARD CLASS |  | CERTIFICATION/STANDARD |  | ADDITIONAL FEATURES | [46 empty] | Production Completed
STP_009 - Lot4 | Data Enrichment | BHJ |  | 2023-07-21 |  |  | 1317737 | 1317737 | EA | ELBOW,PIPE ADPTR;90 DEG,NOM 20 MM,MALE |  |  | ELBOW,PIPE ADAPTOR;ANGLE:90 DEG,NOMINAL SIZE 1:20 MM,NOMINAL SIZE 2:20 MM,END CONNECTION 1:MALE,END CONNECTION 2:FEMALE,MATERIAL: MALLEABLE IRON,COATING/FINISH:GALVANIZED,MNFR:01)MRCGLOB,PTNO:01)1000007626 | 90 DEG,20 MM,20 MM,MALE,FEMALE,MALLEABLE IRON,GALVANIZED,01)MRCGLOB,01)1000007626 |  |  | MRCGLOB | MRC GLOBAL AUSTRALIA PTY LTD | 1000007626 | [5 empty] | URL NOT FOUND | [10 empty] | Cleansed |  | ELBOW | PIPE ADAPTOR | TYPE |  | ANGLE | 90 DEG | NOMINAL SIZE 1 | 20 MM | NOMINAL SIZE 2 | 20 MM | END CONNECTION 1 | MALE | END CONNECTION 2 | FEMALE | PRESSURE RATING |  | MATERIAL | MALLEABLE IRON | MATERIAL SPECIFICATION |  | COATING/FINISH | GALVANIZED | SCHEDULE/WALL THICKNESS |  | HAZARD CLASS |  | CERTIFICATION/STANDARD |  | ADDITIONAL FEATURES | [46 empty] | Production Completed
STP_009 - Lot4 | Data Enrichment | BHJ |  | 2023-07-21 |  |  | 1317736 | 1317736 | EA | ELBOW,PIPE ADPTR;90 DEG,NOM 25 MM,MALE |  |  | ELBOW,PIPE ADAPTOR;ANGLE:90 DEG,NOMINAL SIZE 1:25 MM,NOMINAL SIZE 2:25 MM,END CONNECTION 1:MALE,END CONNECTION 2:FEMALE,MATERIAL: MALLEABLE IRON,COATING/FINISH:GALVANIZED,MNFR:01)MRCGLOB,PTNO:01)1000015242 | 90 DEG,25 MM,25 MM,MALE,FEMALE,MALLEABLE IRON,GALVANIZED,01)MRCGLOB,01)1000015242 |  |  | MRCGLOB | MRC GLOBAL AUSTRALIA PTY LTD | 1000015242 | [5 empty] | URL NOT FOUND | [10 empty] | Cleansed |  | ELBOW | PIPE ADAPTOR | TYPE |  | ANGLE | 90 DEG | NOMINAL SIZE 1 | 25 MM | NOMINAL SIZE 2 | 25 MM | END CONNECTION 1 | MALE | END CONNECTION 2 | FEMALE | PRESSURE RATING |  | MATERIAL | MALLEABLE IRON | MATERIAL SPECIFICATION |  | COATING/FINISH | GALVANIZED | SCHEDULE/WALL THICKNESS |  | HAZARD CLASS |  | CERTIFICATION/STANDARD |  | ADDITIONAL FEATURES | [46 empty] | Production Completed
STP_009 - Lot4 | Data Enrichment | BHJ |  | 2023-07-21 |  |  | 1385581 | 1385581 | EA | ELBOW,PIPE ADPTR;90 DEG,NOM 3/4 IN |  |  | ELBOW,PIPE ADAPTOR;ANGLE:90 DEG,NOMINAL SIZE 1:3/4 IN,NOMINAL SIZE 2:3/4 IN,END CONNECTION 1:14 BSP,END CONNECTION 2:14 FBSP,MNFR: 01)EIMCO,PTNO:01)D301212 SC | 90 DEG,3/4 IN,3/4 IN,14 BSP,14 FBSP,01)EIMCO,01)D301212 SC |  |  | EIMCO | EIMCO | D301212 SC | 3 |  |  |  |  | URL NOT FOUND | [10 empty] | Cleansed |  | ELBOW | PIPE ADAPTOR | TYPE |  | ANGLE | 90 DEG | NOMINAL SIZE 1 | 3/4 IN | NOMINAL SIZE 2 | 3/4 IN | END CONNECTION 1 | 14 BSP | END CONNECTION 2 | 14 FBSP | PRESSURE RATING |  | MATERIAL |  | MATERIAL SPECIFICATION |  | COATING/FINISH |  | SCHEDULE/WALL THICKNESS |  | HAZARD CLASS |  | CERTIFICATION/STANDARD |  | ADDITIONAL FEATURES | [46 empty] | Production Completed
STP_009 - Lot4 | Data Enrichment | BHJ |  | 2023-07-21 |  |  | 1349892 | 1349892 | EA | ELBOW,PIPE ADPTR;90 DEG,NOM 3/8 IN,10NB |  |  | ELBOW,PIPE ADAPTOR;ANGLE:90 DEG,NOMINAL SIZE 1:3/8 IN,NOMINAL SIZE 2:3/8 IN,END CONNECTION 1:19 BSP,END CONNECTION 2:19F BSP, PRESSURE RATING:150 PSI,MATERIAL:MALLEABLE IRON,COATING/FINISH:GALVANIZED HOT DIP,ADDITIONAL FEATURES EN:10NB,MNFR:01)TUBEMAKR, PTNO:01)FMG-EMF-10 | 90 DEG,3/8 IN,3/8 IN,19 BSP,19F BSP,150 PSI,MALLEABLE IRON,GALVANIZED HOT DIP,01)10NB,01)TUBEMAKR,01)FMG-EMF-10 |  |  | TUBEMAKR | TUBEMAKR | FMG-EMF-10 | 2 |  |  |  |  | https://china.dixonvalve.com/sites/default/files/downloadable_resources/product_literature/Generic%20Dixon%20Mining%20Catalogue_full%20version.pdf | [10 empty] | Cleansed |  | ELBOW | PIPE ADAPTOR | TYPE |  | ANGLE | 90 DEG | NOMINAL SIZE 1 | 3/8 IN | NOMINAL SIZE 2 | 3/8 IN | END CONNECTION 1 | 19 BSP | END CONNECTION 2 | 19F BSP | PRESSURE RATING | 150 PSI | MATERIAL | MALLEABLE IRON | MATERIAL SPECIFICATION |  | COATING/FINISH | GALVANIZED HOT DIP | SCHEDULE/WALL THICKNESS |  | HAZARD CLASS |  | CERTIFICATION/STANDARD |  | ADDITIONAL FEATURES | 10NB | [45 empty] | Production Completed
STP_009 - Lot4 | Data Enrichment | BHJ |  | 2023-07-21 |  |  | 1232392 | 1232392 | EA | ELBOW,PIPE ADPTR;90 DEG,NOM 32 MM,MALE |  |  | ELBOW,PIPE ADAPTOR;ANGLE:90 DEG,NOMINAL SIZE 1:32 MM,NOMINAL SIZE 2:32 MM,END CONNECTION 1:MALE,END CONNECTION 2:FEMALE,MATERIAL: MALLEABLE IRON,COATING/FINISH:GALVANIZED,MNFR:01)MRCGLOB,PTNO:01)1000000119 | 90 DEG,32 MM,32 MM,MALE,FEMALE,MALLEABLE IRON,GALVANIZED,01)MRCGLOB,01)1000000119 |  |  | MRCGLOB | MRC GLOBAL AUSTRALIA PTY LTD | 1000000119 | [5 empty] | URL NOT FOUND | [10 empty] | Cleansed |  | ELBOW | PIPE ADAPTOR | TYPE |  | ANGLE | 90 DEG | NOMINAL SIZE 1 | 32 MM | NOMINAL SIZE 2 | 32 MM | END CONNECTION 1 | MALE | END CONNECTION 2 | FEMALE | PRESSURE RATING |  | MATERIAL | MALLEABLE IRON | MATERIAL SPECIFICATION |  | COATING/FINISH | GALVANIZED | SCHEDULE/WALL THICKNESS |  | HAZARD CLASS |  | CERTIFICATION/STANDARD |  | ADDITIONAL FEATURES | [46 empty] | Production Completed
STP_009 - Lot4 | Data Enrichment | BHJ |  | 2023-07-21 |  |  | 1386012 | 1386012 | EA | ELBOW,PIPE REDCR;90 DEG,NOM 1 IN,11 BSPT |  |  | ELBOW,PIPE REDUCER;ANGLE:90 DEG,NOMINAL SIZE 1:1 IN,NOMINAL SIZE 2:3/4 IN,END CONNECTION 1:11 BSPT,END CONNECTION 2:14 BSPT,MNFR: 01)ISA FLUID CONNECTIONS PTY LTD,PTNO:01)CVJ-16-12 | 90 DEG,1 IN,3/4 IN,11 BSPT,14 BSPT,01)ISA FLUID CONNECTIONS PTY L,01)CVJ-16-12 |  |  | ISA FLUID CONNECTIONS PTY LTD | ISA FLUID CONNECTIONS PTY LTD | CVJ-16-12 | 3 |  |  |  |  | https://www.pirtek.com.au/-/media/feature/products/sect-d-adaptors-rev-g-hyperlinked.pdf | [10 empty] | Enriched |  | ELBOW | PIPE REDUCER | TYPE |  | ANGLE | 90 DEG | NOMINAL SIZE 1 | 1 IN | NOMINAL SIZE 2 | 3/4 IN | END CONNECTION 1 | 11 BSPT | END CONNECTION 2 | 14 BSPT | PRESSURE RATING |  | MATERIAL |  | MATERIAL SPECIFICATION |  | COATING/FINISH |  | SCHEDULE/WALL THICKNESS |  | HAZARD CLASS |  | CERTIFICATION/STANDARD |  | ADDITIONAL FEATURES | [46 empty] | Production Completed
STP_009 - Lot4 | Data Enrichment | BHJ |  | 2023-07-21 |  |  | 1385970 | 1385970 | EA | ELBOW,PIPE REDCR;90 DEG,NOM 63 IN,SDR11 |  |  | ELBOW,PIPE REDUCER;ANGLE:90 DEG,NOMINAL SIZE 1:63 IN,NOMINAL SIZE 2:2 IN,MATERIAL:MALLEABLE IRON,SCHEDULE/WALL THICKNESS:SDR11, ADDITIONAL FEATURES EN:TRAN EF,MNFR:01)VINIDEX,PTNO:01)88667 | 90 DEG,63 IN,2 IN,MALLEABLE IRON,SDR11,01)TRAN EF,01)VINIDEX,01)88667 |  |  | VINIDEX | VINIDEX | 88667 | 1 | [15 empty] | Cleansed |  | ELBOW | PIPE REDUCER | TYPE |  | ANGLE | 90 DEG | NOMINAL SIZE 1 | 63 IN | NOMINAL SIZE 2 | 2 IN | END CONNECTION 1 |  | END CONNECTION 2 |  | PRESSURE RATING |  | MATERIAL | MALLEABLE IRON | MATERIAL SPECIFICATION |  | COATING/FINISH |  | SCHEDULE/WALL THICKNESS | SDR11 | HAZARD CLASS |  | CERTIFICATION/STANDARD |  | ADDITIONAL FEATURES | TRAN EF | [45 empty] | Production Completed
STP_009 - Lot4 | Data Enrichment | BHJ |  | 2023-07-21 |  |  | 1385134 | 1385134 | EA | ELBOW,PIPE REDCR;90 DEG,NOM 63 MM,SDR11 |  |  | ELBOW,PIPE REDUCER;ANGLE:90 DEG,NOMINAL SIZE 1:63 MM,NOMINAL SIZE 2:2 IN,SCHEDULE/WALL THICKNESS:SDR11,ADDITIONAL FEATURES EN:MI TRAN ELBEF,MNFR:01)VINIDEX PTY LTD,PTNO:01)88667 | 90 DEG,63 MM,2 IN,SDR11,01)MI TRAN ELBEF,01)VINIDEX PTY LTD,01)88667 |  |  | VINIDEX PTY LTD | VINIDEX PTY LTD | 88667 | 2 | [15 empty] | Cleansed |  | ELBOW | PIPE REDUCER | TYPE |  | ANGLE | 90 DEG | NOMINAL SIZE 1 | 63 MM | NOMINAL SIZE 2 | 2 IN | END CONNECTION 1 |  | END CONNECTION 2 |  | PRESSURE RATING |  | MATERIAL |  | MATERIAL SPECIFICATION |  | COATING/FINISH |  | SCHEDULE/WALL THICKNESS | SDR11 | HAZARD CLASS |  | CERTIFICATION/STANDARD |  | ADDITIONAL FEATURES | MI TRAN ELBEF | [45 empty] | Production Completed
STP_009 - Lot4 | Data Enrichment | BHJ |  | 2023-07-21 |  |  | 1385837 | 1385837 | EA | ELBOW,PIPE REDCR;90 DEG,NOM 63 MM,SDR11 |  |  | ELBOW,PIPE REDUCER;ANGLE:90 DEG,NOMINAL SIZE 1:63 MM,NOMINAL SIZE 2:2 IN,SCHEDULE/WALL THICKNESS:SDR11,ADDITIONAL FEATURES EN:MI TRAN EF110,MNFR:01)VINIDEX PTY LTD,PTNO:01)62962 | 90 DEG,63 MM,2 IN,SDR11,01)MI TRAN EF110,01)VINIDEX PTY LTD,01)62962 |  |  | VINIDEX PTY LTD | VINIDEX PTY LTD | 62962 | 2 | [15 empty] | Cleansed |  | ELBOW | PIPE REDUCER | TYPE |  | ANGLE | 90 DEG | NOMINAL SIZE 1 | 63 MM | NOMINAL SIZE 2 | 2 IN | END CONNECTION 1 |  | END CONNECTION 2 |  | PRESSURE RATING |  | MATERIAL |  | MATERIAL SPECIFICATION |  | COATING/FINISH |  | SCHEDULE/WALL THICKNESS | SDR11 | HAZARD CLASS |  | CERTIFICATION/STANDARD |  | ADDITIONAL FEATURES | MI TRAN EF110 | [45 empty] | Production Completed
STP_009 - Lot4 | Data Enrichment | BHJ |  | 2023-07-21 |  |  | 1301953 | 1301953 | EA | ELBOW,PIPE-TUBE;90 DEG,NOM 1/2 IN,BOSS |  |  | ELBOW,PIPE TO TUBE;ANGLE:90 DEG,NOMINAL SIZE 1:1/2 IN,END CONNECTION 1:BOSS,MNFR:01)HANSA,PTNO:01)WOMRB12-35000 | 90 DEG,1/2 IN,BOSS,01)HANSA,01)WOMRB12-35000 |  |  | HANSA | HANSA | WOMRB12-35000 | 2 | [15 empty] | Cleansed |  | ELBOW | PIPE TO TUBE | TYPE |  | ANGLE | 90 DEG | NOMINAL SIZE 1 | 1/2 IN | NOMINAL SIZE 2 |  | END CONNECTION 1 | BOSS | END CONNECTION 2 |  | PRESSURE RATING |  | MATERIAL |  | MATERIAL SPECIFICATION |  | COATING/FINISH |  | SCHEDULE/WALL THICKNESS |  | HAZARD CLASS |  | CERTIFICATION/STANDARD |  | ADDITIONAL FEATURES | [46 empty] | Production Completed
STP_009 - Lot4 | Data Enrichment | BHJ |  | 2023-07-21 |  |  | 1385939 | 1385939 | EA | ELBOW,PIPE-TUBE;90 DEG,NOM 1-5/8 IN |  |  | ELBOW,PIPE TO TUBE;ANGLE:90 DEG,NOMINAL SIZE 1:1-5/8 IN,PRESSURE RATING:43 BAR,MNFR:01)HEATCRAFT T/A KIRBY HVACANDR P/L,PTNO:01) 102 | 90 DEG,1-5/8 IN,43 BAR,01)HEATCRAFT T/A KIRBY HVAC&R,01)1024-2626 |  |  | HEATCRAFT T/A KIRBY HVACANDR P/L | HEATCRAFT T/A KIRBY HVACANDR P/L | 102 | 1 | [15 empty] | Cleansed |  | ELBOW | PIPE TO TUBE | TYPE |  | ANGLE | 90 DEG | NOMINAL SIZE 1 | 1-5/8 IN | NOMINAL SIZE 2 |  | END CONNECTION 1 |  | END CONNECTION 2 |  | PRESSURE RATING | 43 BAR | MATERIAL |  | MATERIAL SPECIFICATION |  | COATING/FINISH |  | SCHEDULE/WALL THICKNESS |  | HAZARD CLASS |  | CERTIFICATION/STANDARD |  | ADDITIONAL FEATURES | [46 empty] | Production Completed
STP_009 - Lot4 | Data Enrichment | BHJ |  | 2023-07-21 |  |  | 1301952 | 1301952 | EA | ELBOW,PIPE-TUBE;90 DEG,NOM 3/4 IN,BOSS |  |  | ELBOW,PIPE TO TUBE;ANGLE:90 DEG,NOMINAL SIZE 1:3/4 IN,END CONNECTION 1:BOSS,MNFR:01)HANSA,PTNO:01)WOMRB34-40000 | 90 DEG,3/4 IN,BOSS,01)HANSA,01)WOMRB34-40000 |  |  | HANSA | HANSA | WOMRB34-40000 | 2 | [15 empty] | Cleansed |  | ELBOW | PIPE TO TUBE | TYPE |  | ANGLE | 90 DEG | NOMINAL SIZE 1 | 3/4 IN | NOMINAL SIZE 2 |  | END CONNECTION 1 | BOSS | END CONNECTION 2 |  | PRESSURE RATING |  | MATERIAL |  | MATERIAL SPECIFICATION |  | COATING/FINISH |  | SCHEDULE/WALL THICKNESS |  | HAZARD CLASS |  | CERTIFICATION/STANDARD |  | ADDITIONAL FEATURES | [46 empty] | Production Completed
STP_009 - Lot4 | Data Enrichment | BHJ |  | 2023-07-21 |  |  | 1291773 | 1291773 | EA | ELBOW,PIPE-TUBE;90 DEG,NOM 7/16 IN,JIC |  |  | ELBOW,PIPE TO TUBE;ANGLE:90 DEG,NOMINAL SIZE 1:7/16 IN,END CONNECTION 1:JIC,END CONNECTION 2:JIC FEMALE,MNFR:01)FIRELIFT,PTNO:01) FSS 70030 | 90 DEG,7/16 IN,JIC,EN_01)JIC FEMALE,01)FIRELIFT,01)FSS 70030 |  |  | FIRELIFT | FIRELIFT | FSS 70030 | [5 empty] | URL NOT FOUND | [10 empty] | Cleansed |  | ELBOW | PIPE TO TUBE | TYPE |  | ANGLE | 90 DEG | NOMINAL SIZE 1 | 7/16 IN | NOMINAL SIZE 2 |  | END CONNECTION 1 | JIC | END CONNECTION 2 | JIC FEMALE | PRESSURE RATING |  | MATERIAL |  | MATERIAL SPECIFICATION |  | COATING/FINISH |  | SCHEDULE/WALL THICKNESS |  | HAZARD CLASS |  | CERTIFICATION/STANDARD |  | ADDITIONAL FEATURES | [46 empty] | Production Completed
STP_009 - Lot4 | Data Enrichment | BHJ |  | 2023-07-21 |  |  | 1385411 | 1385411 | EA | ELBOW,PIPE-TUBE;90 DEG,NOM 9/16 IN,18JIC |  |  | ELBOW,PIPE TO TUBE;ANGLE:90 DEG,NOMINAL SIZE 1:9/16 IN,NOMINAL SIZE 2:1/8 IN,END CONNECTION 1:18JIC,END CONNECTION 2:BSP,MNFR:01) PIRTEK,PTNO:01)CVA-02-09 | 90 DEG,9/16 IN,1/8 IN,18JIC,EN_01)BSP,01)PIRTEK,01)CVA-02-09 |  |  | PIRTEK | PIRTEK ISA FLUID CONNECTIONS PTY LT | CVA-02-09 | 1 |  |  |  |  | https://www.pirtek.com.au/-/media/feature/products/sect-d-adaptors-rev-g-hyperlinked.pdf | [10 empty] | Enriched |  | ELBOW | PIPE TO TUBE | TYPE |  | ANGLE | 90 DEG | NOMINAL SIZE 1 | 9/16 IN | NOMINAL SIZE 2 | 1/8 IN | END CONNECTION 1 | 18JIC | END CONNECTION 2 | BSP | PRESSURE RATING |  | MATERIAL |  | MATERIAL SPECIFICATION |  | COATING/FINISH |  | SCHEDULE/WALL THICKNESS |  | HAZARD CLASS |  | CERTIFICATION/STANDARD |  | ADDITIONAL FEATURES | [46 empty] | Production Completed
STP_009 - Lot4 | Data Enrichment | BHJ |  | 2023-07-21 |  |  | 1289521 | 1289521 | EA | ELBOW,PIPE-TUBE;90 DEG,NOM OD 1/2 IN,STL |  |  | ELBOW,PIPE TO TUBE;ANGLE:90 DEG,NOMINAL SIZE 1:OD 1/2 IN,NOMINAL SIZE 2:1/2 IN,END CONNECTION 1:JIC FLARE 37 DEG,END CONNECTION 2: 14 NPT X 14 FNPT,PRESSURE RATING:6000 PSI,MATERIAL:STEEL,CERTIFICATION/STANDARD:SAE J514,ADDITIONAL FEATURES EN:3/4" JIC/M 3/8" NPT/M,MNFR:01)JAQUES,PTNO:01)8-CTX-S | 90 DEG,OD 1/2 IN,1/2 IN,JIC FLARE 37 DEG,EN_01)14 NPT X 14 FNPT,6000 PSI,EN_01)STEEL,EN_01)SAE J514,01)3/4" JIC/M 3/8" NPT/M,01)JAQUES,01)8-CTX-S |  |  | JAQUES | JAQUES | 8-CTX-S | 1 | [15 empty] | Cleansed |  | ELBOW | PIPE TO TUBE | TYPE |  | ANGLE | 90 DEG | NOMINAL SIZE 1 | OD 1/2 IN | NOMINAL SIZE 2 | 1/2 IN | END CONNECTION 1 | JIC FLARE 37 DEG | END CONNECTION 2 | 14 NPT X 14 FNPT | PRESSURE RATING | 6000 PSI | MATERIAL | STEEL | MATERIAL SPECIFICATION |  | COATING/FINISH |  | SCHEDULE/WALL THICKNESS |  | HAZARD CLASS |  | CERTIFICATION/STANDARD | SAE J514 | ADDITIONAL FEATURES | 3/4" JIC/M 3/8" NPT/M | [45 empty] | Production Completed
STP_009 - Lot4 | Data Enrichment | BHJ |  | 2023-07-21 |  |  | 1301195 | 1301195 | EA | ELBOW,PIPE-TUBE;EXTENDED,NOM 1/8 IN,SS |  |  | ELBOW,PIPE TO TUBE;TYPE:EXTENDED,NOMINAL SIZE 1:1/8 IN,NOMINAL SIZE 2:6 MM,END CONNECTION 1:28 BSP,END CONNECTION 2:PUSH ON, MATERIAL:STAINLESS STEEL,MNFR:01)MRCGLOB,PTNO:01)1000341707 | EXTENDED,1/8 IN,6 MM,28 BSP,EN_01)PUSH ON,EN_01)STAINLESS STEEL,01)MRCGLOB,01)1000341707 |  |  | MRCGLOB | MRC GLOBAL AUSTRALIA PTY LTD | 1000341707 | [5 empty] | URL NOT FOUND | [10 empty] | Cleansed |  | ELBOW | PIPE TO TUBE | TYPE | EXTENDED | ANGLE |  | NOMINAL SIZE 1 | 1/8 IN | NOMINAL SIZE 2 | 6 MM | END CONNECTION 1 | 28 BSP | END CONNECTION 2 | PUSH ON | PRESSURE RATING |  | MATERIAL | STAINLESS STEEL | MATERIAL SPECIFICATION |  | COATING/FINISH |  | SCHEDULE/WALL THICKNESS |  | HAZARD CLASS |  | CERTIFICATION/STANDARD |  | ADDITIONAL FEATURES | [46 empty] | Production Completed
STP_009 - Lot4 | Data Enrichment | BHJ |  | 2023-07-21 |  |  | 1317594 | 1317594 | EA | ELBOW,PIPE-TUBE;HYDRAULIC,90 DEG,19 BSPP |  |  | ELBOW,PIPE TO TUBE;TYPE:HYDRAULIC,ANGLE:90 DEG,NOMINAL SIZE 1:1/4 IN,NOMINAL SIZE 2:9/16 IN,END CONNECTION 1:19 BSPP,END CONNECTION 2:JIC,PRESSURE RATING:200 BAR,MATERIAL:STEEL,MNFR:01)HYDRLINK,PTNO:01)G-BP-90-0904 | HYDRAULIC,90 DEG,1/4 IN,9/16 IN,19 BSPP,EN_01)JIC,200 BAR,EN_01)STEEL,01)HYDRLINK,01)G-BP-90-0904 |  |  | HYDRLINK | HYDRLINK | G-BP-90-0904 | 1 | [15 empty] | Cleansed |  | ELBOW | PIPE TO TUBE | TYPE | HYDRAULIC | ANGLE | 90 DEG | NOMINAL SIZE 1 | 1/4 IN | NOMINAL SIZE 2 | 9/16 IN | END CONNECTION 1 | 19 BSPP | END CONNECTION 2 | JIC | PRESSURE RATING | 200 BAR | MATERIAL | STEEL | MATERIAL SPECIFICATION |  | COATING/FINISH |  | SCHEDULE/WALL THICKNESS |  | HAZARD CLASS |  | CERTIFICATION/STANDARD |  | ADDITIONAL FEATURES | [46 empty] | Production Completed
STP_009 - Lot4 | Data Enrichment | BHJ |  | 2023-07-21 |  |  | 1365099 | 1365099 | EA | ELBOW,PIPE-TUBE;HYDRAULIC,90 DEG,JIC,STL |  |  | ELBOW,PIPE TO TUBE;TYPE:HYDRAULIC,ANGLE:90 DEG,NOMINAL SIZE 1:1 IN,NOMINAL SIZE 2:1-1/16 IN,END CONNECTION 1:BSPP O-RING,END CONNECTION 2:JIC,MATERIAL:STEEL,MNFR:01)RYCO,PTNO:01)S76-1617 | HYDRAULIC,90 DEG,1 IN,1-1/16 IN,BSPP O-RING,EN_01)JIC,EN_01)STEEL,01)RYCO,01)S76-1617 |  |  | RYCO | RYCO | S76-1617 | 1 | [15 empty] | Cleansed |  | ELBOW | PIPE TO TUBE | TYPE | HYDRAULIC | ANGLE | 90 DEG | NOMINAL SIZE 1 | 1 IN | NOMINAL SIZE 2 | 1-1/16 IN | END CONNECTION 1 | BSPP O-RING | END CONNECTION 2 | JIC | PRESSURE RATING |  | MATERIAL | STEEL | MATERIAL SPECIFICATION |  | COATING/FINISH |  | SCHEDULE/WALL THICKNESS |  | HAZARD CLASS |  | CERTIFICATION/STANDARD |  | ADDITIONAL FEATURES | [46 empty] | Production Completed
STP_009 - Lot4 | Data Enrichment | BHJ |  | 2023-07-21 |  |  | 1317979 | 1317979 | EA | ELBOW,PIPE-TUBE;NOM 1/2 IN,NOM 3/8 IN |  |  | ELBOW,PIPE TO TUBE;NOMINAL SIZE 1:1/2 IN,NOMINAL SIZE 2:3/8 IN,END CONNECTION 2:19 BSPT,MATERIAL:STAINLESS STEEL 316,MNFR:01) ENZED,PTNO:01)8MSEL6K-316,MNFR:02)SWAGELOK,PTNO:02)SS-810-2-6RT | 1/2 IN,3/8 IN,EN_01)19 BSPT,EN_01)STAINLESS STEEL 316,01)ENZED,02)SWAGELOK,01)8MSEL6K-316,02)SS-810-2-6RT |  |  | SWAGELOK | ENZED | 8MSEL6K-316 | 3 | SWAGELOK | SS-810-2-6RT |  |  | https://www.parker.com/literature/Instrumentation%20Products%20Division/Catalogs/Cat%204230-4233-Dec09%20-%20Final%20for%20Web.pdf | [10 empty] | Enriched |  | ELBOW | PIPE TO TUBE | TYPE |  | ANGLE |  | NOMINAL SIZE 1 | 1/2 IN | NOMINAL SIZE 2 | 3/8 IN | END CONNECTION 1 |  | END CONNECTION 2 | 19 BSPT | PRESSURE RATING |  | MATERIAL | STAINLESS STEEL 316 | MATERIAL SPECIFICATION |  | COATING/FINISH |  | SCHEDULE/WALL THICKNESS |  | HAZARD CLASS |  | CERTIFICATION/STANDARD |  | ADDITIONAL FEATURES | [46 empty] | Production Completed
STP_009 - Lot4 | Data Enrichment | BHJ |  | 2023-07-21 |  |  | 1289393 | 1289393 | EA | ELBOW,PIPE-TUBE;NOM 10 MM,NOM 1/4 IN,BSP |  |  | ELBOW,PIPE TO TUBE;NOMINAL SIZE 1:10 MM,NOMINAL SIZE 2:1/4 IN,END CONNECTION 1:PUSH IN,END CONNECTION 2:BSP,MNFR:01)OUTOKUMP,PTNO: 01)537730 | 10 MM,1/4 IN,PUSH IN,EN_01)BSP,01)OUTOKUMP,01)537730 |  |  | OUTOKUMP | OUTOKUMP | 537730 | 3 |  |  |  |  | URL NOT FOUND | [10 empty] | Cleansed |  | ELBOW | PIPE TO TUBE | TYPE |  | ANGLE |  | NOMINAL SIZE 1 | 10 MM | NOMINAL SIZE 2 | 1/4 IN | END CONNECTION 1 | PUSH IN | END CONNECTION 2 | BSP | PRESSURE RATING |  | MATERIAL |  | MATERIAL SPECIFICATION |  | COATING/FINISH |  | SCHEDULE/WALL THICKNESS |  | HAZARD CLASS |  | CERTIFICATION/STANDARD |  | ADDITIONAL FEATURES | [46 empty] | Production Completed