## Sheet1
Project | Activities | Production User | Production Comments | Start Date | End Date | Remarks | Griha ID | MATNR | MEINS | MAKTX_EN | MAKTX_ES | MAKTX_FR | TEXT_EN | Class_Char_Catted | MFRPN | MFRNR | MFRNR DES | MNFR | PTNO | Verified MNFR from web | MNFR 1 | PTNO 1 | MNFR 2 | PTNO 2 | Reference URL | Reference URL1 | Item Number | Equipment Type | Equipment Manufacturer | Equipment Model | Equipment Serial | DWG | DRAWING VERSION | POS/TAG | Unused Text | Enriched/Cleansed | UNSPSC Ver.23.07 | Noun | Modifier | Attribute Name 1 | Attribute Value 1 | Attribute Name 2 | Attribute Value 2 | Attribute Name 3 | Attribute Value 3 | Attribute Name 4 | Attribute Value 4 | Attribute Name 5 | Attribute Value 5 | Attribute Name 6 | Attribute Value 6 | Attribute Name 7 | Attribute Value 7 | Attribute Name 8 | Attribute Value 8 | Attribute Name 9 | Attribute Value 9 | Attribute Name 10 | Attribute Value 10 | Attribute Name 11 | Attribute Value 11 | Attribute Name 12 | Attribute Value 12 | Attribute Name 13 | Attribute Value 13 | Attribute Name 14 | Attribute Value 14 | Attribute Name 15 | Attribute Value 15 | Attribute Name 16 | Attribute Value 16 | Attribute Name 17 | Attribute Value 17 | Attribute Name 18 | Attribute Value 18 | Attribute Name 19 | Attribute Value 19 | Attribute Name 20 | Attribute Value 20 | Attribute Name 21 | Attribute Value 21 | Attribute Name 22 | Attribute Value 22 | Attribute Name 23 | Attribute Value 23 | Attribute Name 24 | Attribute Value 24 | Attribute Name 25 | Attribute Value 25 | Attribute Name 26 | Attribute Value 26 | Attribute Name 27 | Attribute Value 27 | Attribute Name 28 | Attribute Value 28 | Attribute Name 29 | Attribute Value 29 | Attribute Name 30 | Attribute Value 30 | Attribute Name 31 | Attribute Value 31 | Attribute Name 32 | Attribute Value 32 | Attribute Name 33 | Attribute Value 33 | Attribute Name 34 | Attribute Value 34 | Attribute Name 35 | Attribute Value 35 | Attribute Name 36 | Attribute Value 36 | Remaining_Information | Status
STP_009 - Lot4 | Data Enrichment | CIR |  | 2023-07-21 | 3/8/2023 | ok | 1285779 | 1285779 | EA | BALLAST;198-264 VAC, 176-280 VDC,36 W,T8 |  |  | BALLAST;VOLTAGE RATING:198-264 VAC, 176-280 VDC,CURRENT RATING:0.32-0.293 A,LAMP WATTAGE:36 W,LAMP TYPE:T8,NUMBER OF LAMPS:2, FREQUENCY RATING:0/50/60 HZ,ENCLOSURE:IP20,TEMPERATURE RATING:-25 TO 60 DEG C,MNFR:01)RS COMPONENTS PTY LTD,PTNO:01)775-3997 | 198-264 VAC, 176-280 VDC,0.32-0.293 A,36 W,EN_01)T8,0/50/60 HZ,IP20,-25 TO 60 DEG C,01)RS COMPONENTS PTY LTD,01)775-3997 |  |  | RS COMPONENTS PTY LTD | TRIDONIC | 22185217 |  | RS COMPONENTS | 775-3997 |  |  | https://my.rs-online.com/web/p/lighting-ballasts/7753997 | https://resources.tridonic.com/PDB/Ressource/Web_TR/Archive_PDF/Ballasts_fluorescent_lamps/Fixed_output/DS_PC_T8_PRO_lp_sl_18-58W_en.pdf | [9 empty] | CLEANSED | 39111801 Lamp ballasts | BALLAST | NO MODIFIER | TYPE | LAMP | VOLTAGE RATING | 198 TO 264 VAC,176 TO 280 VDC | CURRENT RATING | 0.32 TO 0.293 A | LAMP WATTAGE | 36 W | LAMP TYPE | T8 | NUMBER OF LAMPS | 2 | ANSI CODE |  | FREQUENCY RATING | 50 TO 60 HZ | POWER FACTOR |  | ENCLOSURE | IP20 | TEMPERATURE RATING | -25 TO 60 DEG C | HAZARD CLASS |  | CERTIFICATION/STANDARD |  | ADDITIONAL FEATURES | [46 empty] | Production Completed
STP_009 - Lot4 | Data Enrichment | CIR |  | 2023-07-21 | 3/8/2023 | ok | 1296567 | 1296567 | EA | BALLAST;HPS,250 V,4.7 A,1000 W,SYLVANIA |  |  | BALLAST;TYPE:HIGH PRESSURE SODIUM,VOLTAGE RATING:250 V,CURRENT RATING:4.7 A,POWER FACTOR:1000 W,ADDITIONAL FEATURES EN:IGNITER, 240V,MNFR:01)SYLVANIA,PTNO:01)CWHS1000D96 | EN_01)HIGH PRESSURE SODIUM,250 V,4.7 A,1000 W,01)IGNITER, 240V,01)SYLVANIA,01)CWHS1000D96 |  |  | SYLVANIA | SYLVANIA | CWHS1000D96 | [5 empty] | http://www.cmpcontrols.com/content/CMP%20Catalogue%202016-1.pdf | [10 empty] | ENRICHED | 39111801 Lamp ballasts | BALLAST | NO MODIFIER | TYPE | HIGH PRESSURE SODIUM LAMP | VOLTAGE RATING | 250 V | CURRENT RATING | 4.7 A | LAMP WATTAGE | 1000 W | LAMP TYPE |  | NUMBER OF LAMPS |  | ANSI CODE |  | FREQUENCY RATING |  | POWER FACTOR | 1000 W | ENCLOSURE |  | TEMPERATURE RATING |  | HAZARD CLASS |  | CERTIFICATION/STANDARD |  | ADDITIONAL FEATURES | IGNITER,240V | [45 empty] | Production Completed
STP_009 - Lot4 | Data Enrichment | CIR |  | 2023-07-21 | 3/8/2023 | ok | 1345961 | 1345961 | EA | BALLAST;LMP,110 V,0.85 A,SPECIAL WOUND |  |  | BALLAST;TYPE:LAMP,VOLTAGE RATING:110 V,CURRENT RATING:0.85 A,ADDITIONAL FEATURES EN:SPECIAL WOUND,MNFR:01)AUSLEC,PTNO:01) 4WADMV80AFAC110 | EN_01)LAMP,110 V,0.85 A,01)SPECIAL WOUND,01)AUSLEC,01)4WADMV80AFAC110 |  |  | AUSLEC | AUSLEC | 4WADMV80AFAC110 | [16 empty] | CLEANSED | 39111801 Lamp ballasts | BALLAST | NO MODIFIER | TYPE | LAMP | VOLTAGE RATING | 110 V | CURRENT RATING | 0.85 A | LAMP WATTAGE |  | LAMP TYPE |  | NUMBER OF LAMPS |  | ANSI CODE |  | FREQUENCY RATING |  | POWER FACTOR |  | ENCLOSURE |  | TEMPERATURE RATING |  | HAZARD CLASS |  | CERTIFICATION/STANDARD |  | ADDITIONAL FEATURES | SPECIAL WOUND | [45 empty] | Production Completed
STP_009 - Lot4 | Data Enrichment | CIR | Partial Match | 2023-07-21 | 3/8/2023 | ok | 1229887 | 1229887 | EA | BALLAST;LMP,110 VAC,18/20 W,FLUOR,1,ATCO |  |  | BALLAST;TYPE:LAMP,VOLTAGE RATING:110 VAC,LAMP WATTAGE:18/20 W,LAMP TYPE:FLUORESCENT,NUMBER OF LAMPS:1,FREQUENCY RATING:50 HZ,MNFR: 01)ATCO,PTNO:01)EC18/20-14 | EN_01)LAMP,110 VAC,18/20 W,EN_01)FLUORESCENT,50 HZ,01)ATCO,01)EC18/20-14 |  |  | ATCO | ATCO | EC18/20-14 | TRIDONIC |  |  |  |  | https://www.lampreplacements.com.au/Products/ACCESSORIES/FLUORESCENT/MAGNETIC-BALLAST/Magnetic-Ballasts/TRIDONIC-CMP-Magnetic-Ballast-EC-18-20 | [10 empty] | CLEANSED | 39111801 Lamp ballasts | BALLAST | NO MODIFIER | TYPE | LAMP | VOLTAGE RATING | 110 VAC | CURRENT RATING |  | LAMP WATTAGE | 18 TO 20 W | LAMP TYPE | FLUORESCENT | NUMBER OF LAMPS | 1 | ANSI CODE |  | FREQUENCY RATING | 50 HZ | POWER FACTOR |  | ENCLOSURE |  | TEMPERATURE RATING |  | HAZARD CLASS |  | CERTIFICATION/STANDARD |  | ADDITIONAL FEATURES | [46 empty] | Production Completed
STP_009 - Lot4 | Data Enrichment | CIR |  | 2023-07-21 | 3/8/2023 | ok | 1345960 | 1345960 | EA | BALLAST;LMP,240 V,700 W,MERCURY VAPOUR |  |  | BALLAST;TYPE:LAMP,VOLTAGE RATING:240 V,LAMP WATTAGE:700 W,LAMP TYPE:MERCURY VAPOUR,MNFR:01)FERGUSON,PTNO:01)MV700 | EN_01)LAMP,240 V,700 W,EN_01)MERCURY VAPOUR,01)FERGUSON,01)MV700 |  |  | FERGUSON | FERGUSON | MV700 | [16 empty] | CLEANSED | 39111801 Lamp ballasts | BALLAST | NO MODIFIER | TYPE | LAMP | VOLTAGE RATING | 240 V | CURRENT RATING |  | LAMP WATTAGE | 700 W | LAMP TYPE | MERCURY VAPOUR | NUMBER OF LAMPS |  | ANSI CODE |  | FREQUENCY RATING |  | POWER FACTOR |  | ENCLOSURE |  | TEMPERATURE RATING |  | HAZARD CLASS |  | CERTIFICATION/STANDARD |  | ADDITIONAL FEATURES | [46 empty] | Production Completed
STP_009 - Lot4 | Data Enrichment | CIR |  | 2023-07-21 | 3/8/2023 | ok | 1296680 | 1296680 | EA | BRUSH,PNT;ROUND,8.1 MM,FITCH NO.6 |  |  | BRUSH,PAINT;TYPE:ROUND,SIZE:8.1 MM,ADDITIONAL FEATURES EN:FITCH NO.6,MNFR:01)BLKWOODS,PTNO:01)04131603 | ROUND,EN_01)8.1 MM,01)FITCH NO.6,01)BLKWOODS,01)04131603 |  |  | BLACKWOODS | BLACKWOODS | 04131603 |  | C AND A BRUSHWARE | 413 |  |  | https://www.blackwoods.com.au/paints-marking-spray-equipment/brushes-rollers/round-fitch-brushes-777-series-oldfields/brush-fitch-round-413-size-6-8-1mm/p/04131603 | http://cabrush.com/wp-content/uploads/2015/06/CACatalogue.pdf | [9 empty] | CLEANSED | 31211904 Paint brushes | BRUSH | PAINT | TYPE | ROUND | SIZE | 8.1 MM | BRISTLE MATERIAL |  | HANDLE MATERIAL |  | BRISTLE LENGTH |  | HAZARD CLASS |  | CERTIFICATION/STANDARD |  | ADDITIONAL FEATURES | FITCH NO.6 | [57 empty] | Production Completed
STP_009 - Lot4 | Data Enrichment | CIR |  | 2023-07-21 | 3/8/2023 | ok | 1278690 | 1278690 | EA | CHARGER,BATT;110/240 V,15 A |  |  | CHARGER,BATTERY;INPUT VOLTAGE:110/240 V,CURRENT RATING:15 A,MNFR:01)POWERHOUSE SYSTEMS PTY LTD,PTNO:01)PHS-110/15-55B-LA | 01)POWERHOUSE SYSTEMS PTY LTD,01)PHS-110/15-55B-LA,110/240 V,EN_01)15 A |  |  | POWERHOUSE SYSTEMS PTY LTD | POWERHOUSE SYSTEMS PTY LTD | PHS-110/15-55B-LA | [16 empty] | CLEANSED | 26111704 Battery chargers | CHARGER | BATTERY | TYPE |  | OUTPUT VOLTAGE RATING |  | CHARGING CAPACITY |  | INPUT VOLTAGE | 110 TO 240 V | CURRENT RATING | 15 A | SIZE |  | NUMBER OF BATTERIES |  | CHARGING TIME |  | TEMPERATURE RATING |  | HAZARD CLASS |  | CERTIFICATION/STANDARD |  | ADDITIONAL FEATURES | [50 empty] | Production Completed
STP_009 - Lot4 | Data Enrichment | CIR |  | 2023-07-21 | 3/8/2023 | ok | 1289869 | 1289869 | EA | CHARGER,BATT;110-240 VAC,6,RAPID |  |  | CHARGER,BATTERY;INPUT VOLTAGE:110-240 VAC,NUMBER OF BATTERIES:6,CHARGING TIME:RAPID,ADDITIONAL FEATURES EN:BAY, NON-DISPLAY,MNFR: 01)RCSTELE,PTNO:01)MOTO-CHARGE-6 | 01)RCSTELE,01)MOTO-CHARGE-6,110-240 VAC,RAPID,01)BAY, NON-DISPLAY |  |  | RCSTELE | RCSTELE | MOTO-CHARGE-6 | [16 empty] | CLEANSED | 26111704 Battery chargers | CHARGER | BATTERY | TYPE | RAPID | OUTPUT VOLTAGE RATING |  | CHARGING CAPACITY |  | INPUT VOLTAGE | 110 TO 240 VAC | CURRENT RATING |  | SIZE |  | NUMBER OF BATTERIES | 6 | CHARGING TIME |  | TEMPERATURE RATING |  | HAZARD CLASS |  | CERTIFICATION/STANDARD |  | ADDITIONAL FEATURES | BAY,NON-DISPLAY | [49 empty] | Production Completed
STP_009 - Lot4 | Data Enrichment | CIR | Source URL not opening | 2023-07-21 | 3/8/2023 | ok | 1279043 | 1279043 | EA | CHARGER,BATT;110-250 V,MICRO1100 |  |  | CHARGER,BATTERY;INPUT VOLTAGE:110-250 V,ADDITIONAL FEATURES EN:MICRO1100,MNFR:01)ECOTECH,PTNO:01)ECO-MIC11003 | 01)ECOTECH,01)ECO-MIC11003,110-250 V,01)MICRO1100 |  |  | ECOTECH | ECOTECH | ECO-MIC11003 | [16 empty] | CLEANSED | 26111704 Battery chargers | CHARGER | BATTERY | TYPE |  | OUTPUT VOLTAGE RATING |  | CHARGING CAPACITY |  | INPUT VOLTAGE | 110 TO 250 V | CURRENT RATING |  | SIZE |  | NUMBER OF BATTERIES |  | CHARGING TIME |  | TEMPERATURE RATING |  | HAZARD CLASS |  | CERTIFICATION/STANDARD |  | ADDITIONAL FEATURES | MICRO1100 | [49 empty] | Production Completed
STP_009 - Lot4 | Data Enrichment | CIR |  | 2023-07-21 | 3/8/2023 | ok | 1278886 | 1278886 | EA | CHARGER,BATT;12 V,10 A |  |  | CHARGER,BATTERY;OUTPUT VOLTAGE RATING:12 V,CURRENT RATING:10 A,ADDITIONAL FEATURES EN:IRONMAN , R60 BUILDING, I234 JOHN PITMAN, MNFR:01)MCGHIE ENTERPRISES QLD PTY LTD,PTNO:01)DBMXS10 | 01)MCGHIE ENTERPRISES QLD PTY,01)DBMXS10,12 V,EN_01)10 A,01)IRONMAN , R60 BUILDING, I23 |  |  | MCGHIE ENTERPRISES QLD PTY LTD | MCGHIE ENTERPRISES QLD PTY LTD | DBMXS10 | CTEK |  |  |  |  | https://www.sa4x4.co.za/product/ctek-10-amp-battery-charger/ | [10 empty] | CLEANSED | 26111704 Battery chargers | CHARGER | BATTERY | TYPE |  | OUTPUT VOLTAGE RATING | 12 V | CHARGING CAPACITY |  | INPUT VOLTAGE |  | CURRENT RATING | 10 A | SIZE |  | NUMBER OF BATTERIES |  | CHARGING TIME |  | TEMPERATURE RATING |  | HAZARD CLASS |  | CERTIFICATION/STANDARD |  | ADDITIONAL FEATURES | IRONMAN,R60 BUILDING,I234 JOHN PITMAN | [49 empty] | Production Completed
STP_009 - Lot4 | Data Enrichment | CIR |  | 2023-07-21 | 3/8/2023 | ok | 1278796 | 1278796 | EA | CHARGER,BATT;12-24 V AT 40 A V,40 A |  |  | CHARGER,BATTERY;OUTPUT VOLTAGE RATING:12-24 V AT 40 A V,INPUT VOLTAGE:220-240 VAC AT 3 A,CURRENT RATING:40 A,TEMPERATURE RATING:- 20 TO 50 DEG C,MNFR:01)ASHDOWN,PTNO:01)MXTS40 | 01)ASHDOWN,01)MXTS40,12-24 V AT 40 A V,220-240 VAC AT 3 A,EN_01)40 A,-20 TO 50 DEG C |  |  | ASHDOWN | ASHDOWN | MXTS40 | CTEK |  |  |  |  | https://docs.rs-online.com/4625/A700000006866537.pdf | [10 empty] | ENRICHED | 26111704 Battery chargers | CHARGER | BATTERY | TYPE |  | OUTPUT VOLTAGE RATING | 12 TO 24 V | CHARGING CAPACITY | 20 TO 1200 A HR,10 TO 600 A HR | INPUT VOLTAGE | 220 TO 240 VAC AT 3 A | CURRENT RATING | 40 A | SIZE |  | NUMBER OF BATTERIES |  | CHARGING TIME |  | TEMPERATURE RATING | - 20 TO 50 DEG C | HAZARD CLASS |  | CERTIFICATION/STANDARD |  | ADDITIONAL FEATURES | [50 empty] | Production Completed
STP_009 - Lot4 | Data Enrichment | CIR |  | 2023-07-21 | 3/8/2023 | ok | 1278812 | 1278812 | EA | CHARGER,BATT;12-36 V,220-240 V |  |  | CHARGER,BATTERY;OUTPUT VOLTAGE RATING:12-36 V,INPUT VOLTAGE:220-240 V,MNFR:01)ATOMSUP,PTNO:01)627047000 | 01)ATOMSUP,01)627047000,12-36 V,220-240 V |  |  | ATOM SUPPLY | ATOM SUPPLY | 627047000 | METABO |  |  |  |  | https://www.metabo.com/com/en/accessories/accessories-for-cordless-machines/charger/air-cooled-charger-asc-55-12-36-v-aus-nz-627047000.html | https://www.atom.com.au/metabo-super-fast-battery-charger-627047000-174203 | [9 empty] | ENRICHED | 26111704 Battery chargers | CHARGER | BATTERY | TYPE | AIR COOLED | OUTPUT VOLTAGE RATING | 12 TO 36 V | CHARGING CAPACITY |  | INPUT VOLTAGE | 220 TO 240 V | CURRENT RATING | 3 TO 4 A | SIZE |  | NUMBER OF BATTERIES |  | CHARGING TIME | 80 TO 160 MIN | TEMPERATURE RATING |  | HAZARD CLASS |  | CERTIFICATION/STANDARD |  | ADDITIONAL FEATURES | SUPER FAST | [49 empty] | Production Completed
STP_009 - Lot4 | Data Enrichment | CIR |  | 2023-07-21 | 3/8/2023 | ok | 1278648 | 1278648 | EA | CHARGER,BATT;12-36 V,240 V,9 A |  |  | CHARGER,BATTERY;OUTPUT VOLTAGE RATING:12-36 V,INPUT VOLTAGE:240 V,CURRENT RATING:9 A,MNFR:01)SN NETWORK SOLUTIONS,PTNO:01)C 4/36- 350 | 01)SN NETWORK SOLUTIONS,01)C 4/36-350,12-36 V,240 V,EN_01)9 A |  |  | SN NETWORK SOLUTIONS | SN NETWORK SOLUTIONS | C 4/36- 350 | HILTI | HILTI | 2037125 |  |  | https://www.hilti.in/c/CLS_POWER_TOOLS_7124/CLS_BATTERIES_CHARGERS_7124/CLS_CHARGERS_7124/r5484 | [10 empty] | ENRICHED | 26111704 Battery chargers | CHARGER | BATTERY | TYPE | MULTI-VOLTAGE | OUTPUT VOLTAGE RATING | 12 TO 36 V | CHARGING CAPACITY |  | INPUT VOLTAGE | 240 V | CURRENT RATING | 9 A | SIZE |  | NUMBER OF BATTERIES |  | CHARGING TIME |  | TEMPERATURE RATING |  | HAZARD CLASS |  | CERTIFICATION/STANDARD |  | ADDITIONAL FEATURES | [50 empty] | Production Completed
STP_009 - Lot4 | Data Enrichment | CIR |  | 2023-07-21 | 3/8/2023 | ok | 1278729 | 1278729 | EA | CHARGER,BATT;140 W |  |  | CHARGER,BATTERY;ADDITIONAL FEATURES EN:140 W,MNFR:01)MINE SITE TECHNOLOGIES PTY LTD,PTNO:01)W-PB256-1210CML | 01)MINE SITE TECHNOLOGIES PTY,01)W-PB256-1210CML,01)140 W |  |  | MINE SITE TECHNOLOGIES PTY LTD | MINE SITE TECHNOLOGIES PTY LTD | POWERBOX | PB256-1210CML | BLACKWOODS | 01162107 |  |  | https://www.powerbox.com.au/battery-charger-pb256 | https://www.blackwoods.com.au/electrical/lamps-tubes/gls/powerbox-battery-charger-system-13-8vdc-138w-pb256-1210cml/p/01162107 | [9 empty] | ENRICHED | 26111704 Battery chargers | CHARGER | BATTERY | TYPE |  | OUTPUT VOLTAGE RATING | 13.8 VDC | CHARGING CAPACITY |  | INPUT VOLTAGE | 190 TO 264 VAC | CURRENT RATING | 10 A | SIZE | 230 LGX93 WDX46 HT MM | NUMBER OF BATTERIES |  | CHARGING TIME |  | TEMPERATURE RATING | 0 TO 50 DEG C | HAZARD CLASS |  | CERTIFICATION/STANDARD |  | ADDITIONAL FEATURES | POWER:140 W | [49 empty] | Production Completed
STP_009 - Lot4 | Data Enrichment | CIR | MFR Name not valid | 2023-07-21 | 3/8/2023 | ok | 1352839 | 1352839 | EA | CHARGER,BATT;18 V,6,TOLNTACK,M1418C6 |  |  | CHARGER,BATTERY;OUTPUT VOLTAGE RATING:18 V,SIZE:WD 258 X LG 525 X HT 120 MM,NUMBER OF BATTERIES:6,MNFR:01)TOLNTACK,PTNO:01) M1418C6 | 01)TOLNTACK,01)M1418C6,18 V,EN_01)WD 258 X LG 525 X HT 120 |  |  | TOLNTACK | TOLNTACK | M1418C6 | MILWAUKEE |  |  |  |  | https://www.milwaukeetool.com.au/power-tools/batteries-and-chargers/chargers/M1418C6.html | [10 empty] | ENRICHED | 26111704 Battery chargers | CHARGER | BATTERY | TYPE | SIX PACK SEQUENTIAL | OUTPUT VOLTAGE RATING | 18 V | CHARGING CAPACITY |  | INPUT VOLTAGE |  | CURRENT RATING |  | SIZE | 525 LGX258 WDX120 HT MM | NUMBER OF BATTERIES | 6 | CHARGING TIME |  | TEMPERATURE RATING |  | HAZARD CLASS |  | CERTIFICATION/STANDARD |  | ADDITIONAL FEATURES | [50 empty] | Production Completed
STP_009 - Lot4 | Data Enrichment | CIR |  | 2023-07-21 | 3/8/2023 | ok | 1278699 | 1278699 | EA | CHARGER,BATT;2.4 A |  |  | CHARGER,BATTERY;CURRENT RATING:2.4 A,ADDITIONAL FEATURES EN:METABO, SUPER FAST, 627047,MNFR:01)ATOM SUPPLY,PTNO:01)174203 | 01)ATOM SUPPLY,01)174203,EN_01)2.4 A,01)METABO, SUPER FAST, 627047 |  |  | ATOM SUPPLY | METABO | 627047000 |  | ATOM SUPPLY | 174203 |  |  | https://www.metabo.com/com/en/accessories/accessories-for-cordless-machines/charger/air-cooled-charger-asc-55-12-36-v-aus-nz-627047000.html | https://www.atom.com.au/metabo-super-fast-battery-charger-627047000-174203 | [9 empty] | ENRICHED | 26111704 Battery chargers | CHARGER | BATTERY | TYPE | AIR COOLED | OUTPUT VOLTAGE RATING | 12 TO 36 V | CHARGING CAPACITY |  | INPUT VOLTAGE | 220 TO 240 V | CURRENT RATING | 3 TO 4 A | SIZE |  | NUMBER OF BATTERIES |  | CHARGING TIME | 80 TO 160 MIN | TEMPERATURE RATING |  | HAZARD CLASS |  | CERTIFICATION/STANDARD |  | ADDITIONAL FEATURES | SUPER FAST | [49 empty] | Production Completed
STP_009 - Lot4 | Data Enrichment | CIR |  | 2023-07-21 | 3/8/2023 | ok | 1278558 | 1278558 | EA | CHARGER,BATT;2.4 A,METABO, SUPER FAST |  |  | CHARGER,BATTERY;CURRENT RATING:2.4 A,ADDITIONAL FEATURES EN:METABO, SUPER FAST,MNFR:01)ATOMSUP,PTNO:01)174203 | 01)ATOMSUP,01)174203,EN_01)2.4 A,01)METABO, SUPER FAST |  |  | ATOM SUPPLY | METABO | 627047000 |  | ATOM SUPPLY | 174203 |  |  | https://www.metabo.com/com/en/accessories/accessories-for-cordless-machines/charger/air-cooled-charger-asc-55-12-36-v-aus-nz-627047000.html | https://www.atom.com.au/metabo-super-fast-battery-charger-627047000-174203 | [9 empty] | ENRICHED | 26111704 Battery chargers | CHARGER | BATTERY | TYPE | AIR COOLED | OUTPUT VOLTAGE RATING | 12 TO 36 V | CHARGING CAPACITY |  | INPUT VOLTAGE | 220 TO 240 V | CURRENT RATING | 3 TO 4 A | SIZE |  | NUMBER OF BATTERIES |  | CHARGING TIME | 80 TO 160 MIN | TEMPERATURE RATING |  | HAZARD CLASS |  | CERTIFICATION/STANDARD |  | ADDITIONAL FEATURES | SUPER FAST | [49 empty] | Production Completed
STP_009 - Lot4 | Data Enrichment | CIR |  | 2023-07-21 | 3/8/2023 | ok | 1359426 | 1359426 | EA | CHARGER,BATT;24 V |  |  | CHARGER,BATTERY;OUTPUT VOLTAGE RATING:24 V,MNFR:01)HAYMANS,PTNO:01)WEL80-PCB-207212-24V | 01)HAYMANS,01)WEL80-PCB-207212-24V,24 V |  |  | HAYMANS | HAYMANS | WEL80-PCB-207212-24V | [16 empty] | CLEANSED | 26111704 Battery chargers | CHARGER | BATTERY | TYPE |  | OUTPUT VOLTAGE RATING | 24 V | CHARGING CAPACITY |  | INPUT VOLTAGE |  | CURRENT RATING |  | SIZE |  | NUMBER OF BATTERIES |  | CHARGING TIME |  | TEMPERATURE RATING |  | HAZARD CLASS |  | CERTIFICATION/STANDARD |  | ADDITIONAL FEATURES | [50 empty] | Production Completed
STP_009 - Lot4 | Data Enrichment | CIR | MFR Name not valid | 2023-07-21 | 3/8/2023 | ok | 1353573 | 1353573 | EA | CHARGER,BATT;240 VAC,1,BAY |  |  | CHARGER,BATTERY;INPUT VOLTAGE:240 VAC,NUMBER OF BATTERIES:1,ADDITIONAL FEATURES EN:BAY,MNFR:01)RCSTELE,PTNO:01)MOTO-CHARGE-1 | 01)RCSTELE,01)MOTO-CHARGE-1,240 VAC,01)BAY |  |  | RCSTELE | RCSTELE | MOTO-CHARGE-1 | [16 empty] | CLEANSED | 26111704 Battery chargers | CHARGER | BATTERY | TYPE |  | OUTPUT VOLTAGE RATING |  | CHARGING CAPACITY |  | INPUT VOLTAGE | 240 VAC | CURRENT RATING |  | SIZE |  | NUMBER OF BATTERIES | 1 | CHARGING TIME |  | TEMPERATURE RATING |  | HAZARD CLASS |  | CERTIFICATION/STANDARD |  | ADDITIONAL FEATURES | BAY | [49 empty] | Production Completed
STP_009 - Lot4 | Data Enrichment | CIR |  | 2023-07-21 | 3/8/2023 | ok | 1298505 | 1298505 | EA | CHARGER,BATT;240 VAC,6 BAY,X,MOTOROLA |  |  | CHARGER,BATTERY;INPUT VOLTAGE:240 VAC,NUMBER OF BATTERIES:6 BAY,ADDITIONAL FEATURES EN:X,MNFR:01)MOTOROLA,PTNO:01)PMTN4031A | 01)MOTOROLA,01)PMTN4031A,240 VAC,01)X |  |  | MOTOROLA | MOTOROLA | PMTN4031A | [16 empty] | CLEANSED | 26111704 Battery chargers | CHARGER | BATTERY | TYPE |  | OUTPUT VOLTAGE RATING |  | CHARGING CAPACITY |  | INPUT VOLTAGE | 240 VAC | CURRENT RATING |  | SIZE |  | NUMBER OF BATTERIES |  | CHARGING TIME |  | TEMPERATURE RATING |  | HAZARD CLASS |  | CERTIFICATION/STANDARD |  | ADDITIONAL FEATURES | 6 BAY | [49 empty] | Production Completed
STP_009 - Lot4 | Data Enrichment | CIR |  | 2023-07-21 | 3/8/2023 | ok | 1278845 | 1278845 | EA | CHARGER,BATT;30 A |  |  | CHARGER,BATTERY;CURRENT RATING:30 A,ADDITIONAL FEATURES EN:VICBLUE 1 FREIGHT CHARGE INCLUDED ON THIS ITEM,MNFR:01)VENDOR LINK PTY LTD,PTNO:01)F1504042 | 01)VENDOR LINK PTY LTD,01)F1504042,EN_01)30 A,01)VICBLUE 1 FREIGHT CHARGE IN |  |  | VENDOR LINK PTY LTD | VENDOR LINK PTY LTD | F1504042 | [16 empty] | CLEANSED | 26111704 Battery chargers | CHARGER | BATTERY | TYPE |  | OUTPUT VOLTAGE RATING |  | CHARGING CAPACITY |  | INPUT VOLTAGE |  | CURRENT RATING | 30 A | SIZE |  | NUMBER OF BATTERIES |  | CHARGING TIME |  | TEMPERATURE RATING |  | HAZARD CLASS |  | CERTIFICATION/STANDARD |  | ADDITIONAL FEATURES | VICBLUE 1 FREIGHT CHARGE INCLUDED ON THIS ITEM | [49 empty] | Production Completed
STP_009 - Lot4 | Data Enrichment | CIR |  | 2023-07-21 | 3/8/2023 | ok | 1297812 | 1297812 | EA | CHARGER,BATT;32 V DC,240 VAC,25 A,SAFT |  |  | CHARGER,BATTERY;OUTPUT VOLTAGE RATING:32 V DC,INPUT VOLTAGE:240 VAC,CURRENT RATING:25 A,MNFR:01)SAFT,PTNO:01)BCMP032025 | 01)SAFT,01)BCMP032025,32 V DC,240 VAC,EN_01)25 A |  |  | SAFT | SAFT | BCMP032025 | [16 empty] | CLEANSED | 26111704 Battery chargers | CHARGER | BATTERY | TYPE |  | OUTPUT VOLTAGE RATING | 32 VDC | CHARGING CAPACITY |  | INPUT VOLTAGE | 240 VAC | CURRENT RATING | 25 A | SIZE |  | NUMBER OF BATTERIES |  | CHARGING TIME |  | TEMPERATURE RATING |  | HAZARD CLASS |  | CERTIFICATION/STANDARD |  | ADDITIONAL FEATURES | [50 empty] | Production Completed
STP_009 - Lot4 | Data Enrichment | CIR |  | 2023-07-21 | 3/8/2023 | ok | 1278842 | 1278842 | EA | CHARGER,BATT;6 |  |  | CHARGER,BATTERY;NUMBER OF BATTERIES:6,MNFR:01)RCS TELECOMMUNICATIONS PTY LTD,PTNO:01)MOTO-CHARGER-6-D | 01)RCS TELECOMMUNICATIONS PTY,01)MOTO-CHARGER-6-D |  |  | RCS TELECOMMUNICATIONS PTY LTD | RCS TELECOMMUNICATIONS PTY LTD | MOTO-CHARGER-6-D | [16 empty] | CLEANSED | 26111704 Battery chargers | CHARGER | BATTERY | TYPE |  | OUTPUT VOLTAGE RATING |  | CHARGING CAPACITY |  | INPUT VOLTAGE |  | CURRENT RATING |  | SIZE |  | NUMBER OF BATTERIES | 6 | CHARGING TIME |  | TEMPERATURE RATING |  | HAZARD CLASS |  | CERTIFICATION/STANDARD |  | ADDITIONAL FEATURES | [50 empty] | Production Completed
STP_009 - Lot4 | Data Enrichment | CIR |  | 2023-07-21 | 3/8/2023 | ok | 1278929 | 1278929 | EA | CHARGER,BATT;8 UNIT BANK,5.1 VDC 500 MA |  |  | CHARGER,BATTERY;TYPE:8 UNIT BANK,OUTPUT VOLTAGE RATING:5.1 VDC 500 MA,INPUT VOLTAGE:90-265 VAC, 12-24 VDC,SIZE:WD 210 X LG 330 X HT 55 MM,ADDITIONAL FEATURES EN:FOR E/U MODELS OFCAP LAMPS,MNFR:01)ROOBUCK PTY LTD,PTNO:01)CB8E | 01)ROOBUCK PTY LTD,01)CB8E,EN_01)8 UNIT BANK,5.1 VDC 500 MA,90-265 VAC, 12-24 VDC,EN_01)WD 210 X LG 330 X HT 55,01)FOR E/U MODELS OFCAP LAMPS |  |  | ROOBUCK PTY LTD | ROOBUCK PTY LTD | CB8E | [5 empty] | https://www.roobuck.com.au/product/cb8e-charging-bank-for-8-units-eu-model-cap-lamps/ | [10 empty] | ENRICHED | 26111704 Battery chargers | CHARGER | BATTERY | TYPE |  | OUTPUT VOLTAGE RATING | 5.1 VDC | CHARGING CAPACITY |  | INPUT VOLTAGE | 240 VAC,12 TO 24 VDC | CURRENT RATING | 500 MA | SIZE | 330 LGX210 WDX55 HT MM | NUMBER OF BATTERIES |  | CHARGING TIME |  | TEMPERATURE RATING |  | HAZARD CLASS |  | CERTIFICATION/STANDARD |  | ADDITIONAL FEATURES | 8 UNIT BANK FOR E/U MODELS OF CAP LAMPS | [49 empty] | Production Completed
STP_009 - Lot4 | Data Enrichment | CIR | MFR Name not valid | 2023-07-21 | 3/8/2023 | ok | 1297576 | 1297576 | EA | CHARGER,BATT;ACCRE,ISADRAUL,2353886 |  |  | CHARGER,BATTERY;ADDITIONAL FEATURES EN:ACCRE,MNFR:01)ISADRAUL,PTNO:01)2353886 | 01)ISADRAUL,01)2353886,01)ACCRE |  |  | ISADRAUL | ISADRAUL | 2353886 | [16 empty] | CLEANSED | 26111704 Battery chargers | CHARGER | BATTERY | TYPE |  | OUTPUT VOLTAGE RATING |  | CHARGING CAPACITY |  | INPUT VOLTAGE |  | CURRENT RATING |  | SIZE |  | NUMBER OF BATTERIES |  | CHARGING TIME |  | TEMPERATURE RATING |  | HAZARD CLASS |  | CERTIFICATION/STANDARD |  | ADDITIONAL FEATURES | ACCRE | [49 empty] | Production Completed
STP_009 - Lot4 | Data Enrichment | CIR |  | 2023-07-21 | 3/8/2023 | ok | 1278872 | 1278872 | EA | CHARGER,BATT;CLEAN SPACE, 2PAF-1101 |  |  | CHARGER,BATTERY;ADDITIONAL FEATURES EN:CLEAN SPACE, 2PAF-1101,MNFR:01)J.BLACKWOOD AND SON LIMITED,PTNO:01)B0364-0820 | 01)J.BLACKWOOD & SON LIMITED,01)B0364-0820,01)CLEAN SPACE, 2PAF-1101 |  |  | J.BLACKWOOD AND SON LIMITED | J.BLACKWOOD AND SON LIMITED | B0364-0820 | [16 empty] | CLEANSED | 26111704 Battery chargers | CHARGER | BATTERY | TYPE |  | OUTPUT VOLTAGE RATING |  | CHARGING CAPACITY |  | INPUT VOLTAGE |  | CURRENT RATING |  | SIZE |  | NUMBER OF BATTERIES |  | CHARGING TIME |  | TEMPERATURE RATING |  | HAZARD CLASS |  | CERTIFICATION/STANDARD |  | ADDITIONAL FEATURES | CLEAN SPACE,2PAF-1101 | [49 empty] | Production Completed
STP_009 - Lot4 | Data Enrichment | CIR | MFR Name not valid | 2023-07-21 | 3/8/2023 | ok | 1285683 | 1285683 | EA | CHARGER,BATT;DGTL, RADIO,6 |  |  | CHARGER,BATTERY;TYPE:DIGITAL, RADIO,NUMBER OF BATTERIES:6,ADDITIONAL FEATURES EN:MULTI UNIT WITH DISPLAY,MNFR:01)GLOBECOM,PTNO:01) WPLN4222A | 01)GLOBECOM,01)WPLN4222A,EN_01)DIGITAL, RADIO,01)MULTI UNIT WITH DISPLAY |  |  | GLOBECOM | GLOBECOM | WPLN4222A | [16 empty] | CLEANSED | 26111704 Battery chargers | CHARGER | BATTERY | TYPE | DIGITAL,RADIO | OUTPUT VOLTAGE RATING |  | CHARGING CAPACITY |  | INPUT VOLTAGE |  | CURRENT RATING |  | SIZE |  | NUMBER OF BATTERIES | 6 | CHARGING TIME |  | TEMPERATURE RATING |  | HAZARD CLASS |  | CERTIFICATION/STANDARD |  | ADDITIONAL FEATURES | MULTI UNIT WITH DISPLAY | [49 empty] | Production Completed
STP_009 - Lot4 | Data Enrichment | CIR | MFR Name not valid | 2023-07-21 | 3/8/2023 | ok | 1353534 | 1353534 | EA | CHARGER,BATT;DL,12 V,10 A,ECAM |  |  | CHARGER,BATTERY;TYPE:DUAL,OUTPUT VOLTAGE RATING:12 V,CURRENT RATING:10 A,MNFR:01)ECAM,PTNO:01)IBC-BC1210/2 | 01)ECAM,01)IBC-BC1210/2,EN_01)DUAL,12 V,EN_01)10 A |  |  | ECAM | ECAM | IBC-BC1210/2 | [5 empty] | https://datakom.com.tr/bc-1210-m-hi-efficiency-battery-charger/71/224/ProductDetails?lang=5 | [10 empty] | ENRICHED | 26111704 Battery chargers | CHARGER | BATTERY | TYPE | DUAL | OUTPUT VOLTAGE RATING | 12 V | CHARGING CAPACITY |  | INPUT VOLTAGE | 170 TO 305 VAC | CURRENT RATING | 10 A | SIZE |  | NUMBER OF BATTERIES |  | CHARGING TIME |  | TEMPERATURE RATING |  | HAZARD CLASS |  | CERTIFICATION/STANDARD |  | ADDITIONAL FEATURES | [50 empty] | Production Completed
STP_009 - Lot4 | Data Enrichment | CIR |  | 2023-07-21 | 3/8/2023 | ok | 1278707 | 1278707 | EA | CHARGER,BATT;DUAL WIRELESS,10 V,12 V,2 |  |  | CHARGER,BATTERY;TYPE:DUAL WIRELESS,OUTPUT VOLTAGE RATING:10 V,INPUT VOLTAGE:12 V,CURRENT RATING:INPUT 2.1, OUTPUT 1 A,SIZE:WD 209. 3 X HT 88.5 X DP 96.5 MM,NUMBER OF BATTERIES:2,MNFR:01)MTI AVIT PTY LIMITED T/A MTI,PTNO:01)1091101480 | 01)MTI AVIT PTY LIMITED T/A MT,01)1091101480,EN_01)DUAL WIRELESS,10 V,12 V,EN_01)INPUT 2.1, OUTPUT 1 A,EN_01)WD 209.3 X HT 88.5 X DP |  |  | MTI AVIT PTY LIMITED T/A MTI | MTI AVIT PTY LIMITED | 1091101480 | [16 empty] | CLEANSED | 26111704 Battery chargers | CHARGER | BATTERY | TYPE | DUAL WIRELESS | OUTPUT VOLTAGE RATING | 10 V | CHARGING CAPACITY |  | INPUT VOLTAGE | 12 V | CURRENT RATING | 2.1 A,1 A | SIZE | 209. 3 WDX88.5 HTX96.5 DP MM | NUMBER OF BATTERIES | 2 | CHARGING TIME |  | TEMPERATURE RATING |  | HAZARD CLASS |  | CERTIFICATION/STANDARD |  | ADDITIONAL FEATURES | [50 empty] | Production Completed
STP_009 - Lot4 | Data Enrichment | CIR |  | 2023-07-21 | 3/8/2023 | ok | 1289794 | 1289794 | EA | CHARGER,BATT;FST, SMART,110-240 VAC |  |  | CHARGER,BATTERY;TYPE:FAST, SMART,INPUT VOLTAGE:110-240 VAC,ADDITIONAL FEATURES EN:PUREFLO ESM,MNFR:01)PUREFLOW,PTNO:01)PR01042SP | 01)PUREFLOW,01)PR01042SP,EN_01)FAST, SMART,110-240 VAC,01)PUREFLO ESM |  |  | PUREFLOW | PUREFLOW | PR01042SP | [5 empty] | https://otbproducts.com.au/product/pureflo-std-battery-charger/ | [10 empty] | CLEANSED | 26111704 Battery chargers | CHARGER | BATTERY | TYPE | FAST,SMART | OUTPUT VOLTAGE RATING |  | CHARGING CAPACITY |  | INPUT VOLTAGE | 110 TO 240 VAC | CURRENT RATING |  | SIZE |  | NUMBER OF BATTERIES |  | CHARGING TIME |  | TEMPERATURE RATING |  | HAZARD CLASS |  | CERTIFICATION/STANDARD |  | ADDITIONAL FEATURES | PUREFLO ESM | [49 empty] | Production Completed
STP_009 - Lot4 | Data Enrichment | CIR |  | 2023-07-21 | 3/8/2023 | ok | 1278862 | 1278862 | EA | CHARGER,BATT;GOPRO HERO 8 DUAL |  |  | CHARGER,BATTERY;ADDITIONAL FEATURES EN:GOPRO HERO 8 DUAL,MNFR:01)MTI AVIT PTY LIMITED T/A MTI,PTNO:01)AJDBD-001-EU | 01)MTI AVIT PTY LIMITED T/A MT,01)AJDBD-001-EU,01)GOPRO HERO 8 DUAL |  |  | MTI AVIT PTY LIMITED T/A MTI | MTI AVIT PTY LIMITED T/A MTI | AJDBD-001-EU | GOPRO |  |  |  |  | https://www.xboom.in/shop/xboom/gopro-ajdbd-001-eu-dual-battery-charger-battery-for-hero8-black-hero7-black-hero6-black-hero-5-black/ | [10 empty] | ENRICHED | 26111704 Battery chargers | CHARGER | BATTERY | TYPE | DUAL | OUTPUT VOLTAGE RATING |  | CHARGING CAPACITY |  | INPUT VOLTAGE |  | CURRENT RATING |  | SIZE |  | NUMBER OF BATTERIES |  | CHARGING TIME |  | TEMPERATURE RATING |  | HAZARD CLASS |  | CERTIFICATION/STANDARD |  | ADDITIONAL FEATURES | GOPRO HERO 8 DUAL | [49 empty] | Production Completed
STP_009 - Lot4 | Data Enrichment | CIR |  | 2023-07-21 | 3/8/2023 | ok | 1289906 | 1289906 | EA | CHARGER,BATT;INVRTR,24 V,16 A |  |  | CHARGER,BATTERY;TYPE:INVERTER,OUTPUT VOLTAGE RATING:24 V,CURRENT RATING:16 A,ADDITIONAL FEATURES EN:PHOENIX MULTIPLUS, 3000W, C/BREAKER,MNFR:01)BAXTERS,PTNO:01)PMP243020001 | 01)BAXTERS,01)PMP243020001,EN_01)INVERTER,24 V,EN_01)16 A,01)PHOENIX MULTIPLUS, 3000W, C |  |  | BAXTERS | BAXTERS | PMP243020001 | VICTRON ENERGY |  |  |  |  | https://victronenergy.co.nz/products/inverter-charger-phoenix-multiplus-24-3000-70-16-ve-bus-inverter-charger-362-x-258-x-218 | https://www.coloradostandby.com/victron-energy-multiplus-inverter-24300070-16-230v-pmp243020001 | [9 empty] | ENRICHED | 26111704 Battery chargers | CHARGER | BATTERY | TYPE | INVERTER | OUTPUT VOLTAGE RATING | 24 V | CHARGING CAPACITY |  | INPUT VOLTAGE | 230 VAC | CURRENT RATING | 16 A | SIZE |  | NUMBER OF BATTERIES |  | CHARGING TIME |  | TEMPERATURE RATING |  | HAZARD CLASS |  | CERTIFICATION/STANDARD |  | ADDITIONAL FEATURES | PHOENIX MULTIPLUS,3000W,C/BREAKER | [49 empty] | Production Completed
STP_009 - Lot4 | Data Enrichment | CIR |  | 2023-07-21 | 3/8/2023 | ok | 1278673 | 1278673 | EA | CHARGER,BATT;LI-ION, SINGLE,12 V,240 VAC |  |  | CHARGER,BATTERY;TYPE:LI-ION, SINGLE,OUTPUT VOLTAGE RATING:12 V,CHARGING CAPACITY:2-6 A HR,INPUT VOLTAGE:240 VAC,CHARGING TIME:40- 130 MIN,MNFR:01)VENDOR LINK PTY LTD,PTNO:01)73467/90969 | 01)VENDOR LINK PTY LTD,01)73467/90969,EN_01)LI-ION, SINGLE,12 V,2-6 A HR,240 VAC,40-130 MIN |  |  | VENDOR LINK PTY LTD | VENDOR LINK PTY LTD | 73467/90969 | [16 empty] | CLEANSED | 26111704 Battery chargers | CHARGER | BATTERY | TYPE | LI-ION,SINGLE | OUTPUT VOLTAGE RATING | 12 V | CHARGING CAPACITY | 2 TO 6 A HR | INPUT VOLTAGE | 240 VAC | CURRENT RATING |  | SIZE |  | NUMBER OF BATTERIES |  | CHARGING TIME | 40 TO 130 MIN | TEMPERATURE RATING |  | HAZARD CLASS |  | CERTIFICATION/STANDARD |  | ADDITIONAL FEATURES | [50 empty] | Production Completed
STP_009 - Lot4 | Data Enrichment | CIR |  | 2023-07-21 | 3/8/2023 | ok | 1278979 | 1278979 | EA | CHARGER,BATT;LION |  |  | CHARGER,BATTERY;ADDITIONAL FEATURES EN:LION,MNFR:01)BLKWOOD,PTNO:01)08170190 | 01)BLKWOOD,01)08170190,01)LION |  |  | BLKWOOD | MAKITA | 195589-2 |  | BLACKWOODS | 08170190 |  |  | https://www.makita.co.nz/products/model/DC18RC | https://www.blackwoods.com.au/power-tools/cordless-power-tools/chargers/charger-battery-lion-14v-18v-dc18rc/p/08170190 | [9 empty] | ENRICHED | 26111704 Battery chargers | CHARGER | BATTERY | TYPE | RAPID | OUTPUT VOLTAGE RATING | 18 V | CHARGING CAPACITY | 5 A HR | INPUT VOLTAGE |  | CURRENT RATING |  | SIZE |  | NUMBER OF BATTERIES |  | CHARGING TIME | 45 MIN | TEMPERATURE RATING |  | HAZARD CLASS |  | CERTIFICATION/STANDARD |  | ADDITIONAL FEATURES | LION | [49 empty] | Production Completed
STP_009 - Lot4 | Data Enrichment | CIR | Process as per web source,conflict wrt input | 2023-07-21 | 3/8/2023 | ok | 1278933 | 1278933 | EA | CHARGER,BATT;LPTP,19.5 V,3.34 A |  |  | CHARGER,BATTERY;TYPE:LAPTOP,INPUT VOLTAGE:19.5 V,CURRENT RATING:3.34 A,ADDITIONAL FEATURES EN:TO SUIT DELL INSPIRON,MNFR:01) TOPSTAR COMPUTERS INT,PTNO:01)PA-12-74VT4 | 01)TOPSTAR COMPUTERS INT,01)PA-12-74VT4,EN_01)LAPTOP,19.5 V,EN_01)3.34 A,01)TO SUIT DELL INSPIRON |  |  | TOPSTAR COMPUTERS INT | TOPSTAR COMPUTERS INT | PA-12-74VT4 | DELL |  |  |  |  | https://www.psaparts.co.uk/laptop-notebook/dell/oem-pno/pa-12-74vt4.html | [10 empty] | ENRICHED | 39121500 Electrical controls and accessories | ADAPTER | SWITCH | TYPE | LAPTOP | INPUT RATING | 19.5 V | OUTPUT RATING | 3.34 A | NUMBER OF PINS |  | CONNECTION TYPE |  | MOUNTING TYPE |  | MATERIAL |  | SIZE | 115X45X30 MM | HAZARD CLASS |  | CERTIFICATION/STANDARD |  | ADDITIONAL FEATURES | TO SUIT DELL INSPIRON | [51 empty] | Production Completed
STP_009 - Lot4 | Data Enrichment | CIR | MFR Name not valid | 2023-07-21 | 3/8/2023 | ok | 1286551 | 1286551 | EA | CHARGER,BATT;MULTI VOLTAGE,14.4/18/36 V |  |  | CHARGER,BATTERY;TYPE:MULTI VOLTAGE,OUTPUT VOLTAGE RATING:14.4/18/36 V,INPUT VOLTAGE:230 VAC,CURRENT RATING:8 A,SIZE:WD 181 X LG 255 X HT 112 MM,NUMBER OF BATTERIES:4,CHARGING TIME:RAPID,ADDITIONAL FEATURES EN:PORT, SMART POWEROUT,MNFR:01)TOLNTACK,PTNO:01) UC18YTSLHOZ | 01)TOLNTACK,01)UC18YTSLHOZ,EN_01)MULTI VOLTAGE,14.4/18/36 V,230 VAC,EN_01)8 A,EN_01)WD 181 X LG 255 X HT 112,RAPID,01)PORT, SMART POWEROUT |  |  | TOLNTACK | TOLNTACK | UC18YTSLHOZ | HIKOKI |  |  |  |  | https://www.hikoki-powertools.com/products/powertools/li-ion-misc/uc18ytsl/uc18ytsl.html | [10 empty] | ENRICHED | 26111704 Battery chargers | CHARGER | BATTERY | TYPE | MULTI PORT,RAPID | OUTPUT VOLTAGE RATING | 14.4 TO 18 V | CHARGING CAPACITY |  | INPUT VOLTAGE | 230 VAC | CURRENT RATING | 8 A | SIZE | 255 LGX181 WDX112 HT MM | NUMBER OF BATTERIES | 4 | CHARGING TIME |  | TEMPERATURE RATING |  | HAZARD CLASS |  | CERTIFICATION/STANDARD |  | ADDITIONAL FEATURES | PORT,SMART POWEROUT | [49 empty] | Production Completed
STP_009 - Lot4 | Data Enrichment | CIR |  | 2023-07-21 | 3/8/2023 | ok | 1278624 | 1278624 | EA | CHARGER,BATT;RAPD,CDE |  |  | CHARGER,BATTERY;TYPE:RAPID,ADDITIONAL FEATURES EN:CODE,MNFR:01)MOUNT ISA MINING SUPPLIES P/L,PTNO:01)UC18YSL3H0Z | 01)MOUNT ISA MINING SUPPLIES P,01)UC18YSL3H0Z,EN_01)RAPID,01)CODE |  |  | MOUNT ISA MINING SUPPLIES P/L | MOUNT ISA MINING SUPPLIES P/L | UC18YSL3H0Z | HIKOKI |  |  |  |  | https://www.hikoki-powertools.sg/products/powertools/charger/uc18ysl3/uc18ysl3.html | https://omertools.com.au/products/hikoki-14-4-18v-li-ion-rapid-cooling-charger-with-usb-port-uc18ysl3h0z | [9 empty] | ENRICHED | 26111704 Battery chargers | CHARGER | BATTERY | TYPE | RAPID,SLIDE | OUTPUT VOLTAGE RATING | 14.4 TO 18 V | CHARGING CAPACITY | 5 TO 6 A HR | INPUT VOLTAGE |  | CURRENT RATING |  | SIZE |  | NUMBER OF BATTERIES |  | CHARGING TIME | 32 TO 38 MIN | TEMPERATURE RATING |  | HAZARD CLASS |  | CERTIFICATION/STANDARD |  | ADDITIONAL FEATURES | CODE | [49 empty] | Production Completed
STP_009 - Lot4 | Data Enrichment | CIR |  | 2023-07-21 | 3/8/2023 | ok | 1278652 | 1278652 | EA | CHARGER,BATT;REPLCMNT, RAD |  |  | CHARGER,BATTERY;ADDITIONAL FEATURES EN:REPLACEMENT, RAD,MNFR:01)ISADRAULICS,PTNO:01)16092 | 01)ISADRAULICS,01)16092,01)REPLACEMENT, RAD |  |  | ISADRAULICS | ISADRAULICS | 16092 | [5 empty] | https://www.gilgitbazar.com/shop/product/Sogo-Battery-Charger-GB-71-16092 | [10 empty] | ENRICHED | 26111704 Battery chargers | CHARGER | BATTERY | TYPE |  | OUTPUT VOLTAGE RATING | 12 TO 24 V | CHARGING CAPACITY |  | INPUT VOLTAGE |  | CURRENT RATING |  | SIZE |  | NUMBER OF BATTERIES |  | CHARGING TIME |  | TEMPERATURE RATING |  | HAZARD CLASS |  | CERTIFICATION/STANDARD |  | ADDITIONAL FEATURES | REPLACEMENT,RAD | [49 empty] | Production Completed
STP_009 - Lot4 | Data Enrichment | CIR |  | 2023-07-21 | 3/8/2023 | ok | 1278746 | 1278746 | EA | CHARGER,BATT;SERIAL NO: HA-Z303 |  |  | CHARGER,BATTERY;ADDITIONAL FEATURES EN:SERIAL NO: HA-Z303,MNFR:01)ROHDE AND SCHWARZ (AUSTRALIA) P/L,PTNO:01)1321.1328.02 | 01)ROHDE & SCHWARZ (AUSTRALIA),01)1321.1328.02,01)SERIAL NO: HA-Z303 |  |  | ROHDE AND SCHWARZ (AUSTRALIA) P/L | ROHDE AND SCHWARZ | 1321.1328.02 |  | ROHDE AND SCHWARZ | HA-Z303 |  |  | https://www.conrad.com/p/rohde-schwarz-1321132802-ha-z303-ha-z303-charger-for-rechargeable-battery-rth-and-fph-series-1-pcs-1663756 | [10 empty] | CLEANSED | 26111704 Battery chargers | CHARGER | BATTERY | TYPE |  | OUTPUT VOLTAGE RATING |  | CHARGING CAPACITY |  | INPUT VOLTAGE |  | CURRENT RATING |  | SIZE |  | NUMBER OF BATTERIES |  | CHARGING TIME |  | TEMPERATURE RATING |  | HAZARD CLASS |  | CERTIFICATION/STANDARD |  | ADDITIONAL FEATURES | [50 empty] | Production Completed
STP_009 - Lot4 | Data Enrichment | CIR |  | 2023-07-21 | 3/8/2023 | ok | 1278723 | 1278723 | EA | CHARGER,BATT;SGL,12 V,2-6 A HR |  |  | CHARGER,BATTERY;TYPE:SINGLE,OUTPUT VOLTAGE RATING:12 V,CHARGING CAPACITY:2-6 A HR,CHARGING TIME:40-130 MIN,MNFR:01)MOUNT ISA MINING SUPPLIES,PTNO:01)C12C | 01)MOUNT ISA MINING SUPPLIES,01)C12C,EN_01)SINGLE,12 V,2-6 A HR,40-130 MIN |  |  | MOUNT ISA MINING SUPPLIES | MOUNT ISA MINING SUPPLIES | C12C | MILWAUKEE |  |  |  |  | https://www.milwaukeetool.com.au/power-tools/batteries-and-chargers/chargers/C12C.html | [10 empty] | CLEANSED | 26111704 Battery chargers | CHARGER | BATTERY | TYPE | SINGLE | OUTPUT VOLTAGE RATING | 12 V | CHARGING CAPACITY | 2 TO 6 A HR | INPUT VOLTAGE |  | CURRENT RATING |  | SIZE |  | NUMBER OF BATTERIES |  | CHARGING TIME | 40 TO 130 MIN | TEMPERATURE RATING |  | HAZARD CLASS |  | CERTIFICATION/STANDARD |  | ADDITIONAL FEATURES | [50 empty] | Production Completed
STP_009 - Lot4 | Data Enrichment | CIR |  | 2023-07-21 | 3/8/2023 | ok | 1278903 | 1278903 | EA | CHARGER,BATT;SGL,12 V,2-6 A HR |  |  | CHARGER,BATTERY;TYPE:SINGLE,OUTPUT VOLTAGE RATING:12 V,CHARGING CAPACITY:2-6 A HR,CHARGING TIME:40-130 MIN,MNFR:01)MOUNT ISA MINING SUPPLIES P/L,PTNO:01)C12C | 01)MOUNT ISA MINING SUPPLIES P,01)C12C,EN_01)SINGLE,12 V,2-6 A HR,40-130 MIN |  |  | MOUNT ISA MINING SUPPLIES P/L | MOUNT ISA MINING SUPPLIES P/L | C12C | MILWAUKEE |  |  |  |  | https://www.milwaukeetool.com.au/power-tools/batteries-and-chargers/chargers/C12C.html | [10 empty] | CLEANSED | 26111704 Battery chargers | CHARGER | BATTERY | TYPE | SINGLE | OUTPUT VOLTAGE RATING | 12 V | CHARGING CAPACITY | 2 TO 6 A HR | INPUT VOLTAGE |  | CURRENT RATING |  | SIZE |  | NUMBER OF BATTERIES |  | CHARGING TIME | 40 TO 130 MIN | TEMPERATURE RATING |  | HAZARD CLASS |  | CERTIFICATION/STANDARD |  | ADDITIONAL FEATURES | [50 empty] | Production Completed
STP_009 - Lot4 | Data Enrichment | CIR |  | 2023-07-21 | 3/8/2023 | ok | 1278739 | 1278739 | EA | CHARGER,BATT;SINGLE UNIT |  |  | CHARGER,BATTERY;TYPE:SINGLE UNIT,MNFR:01)RCS TELECOMMUNICATIONS PTY LTD,PTNO:01)MOTO-CHARG-1 | 01)RCS TELECOMMUNICATIONS PTY,01)MOTO-CHARG-1,EN_01)SINGLE UNIT |  |  | RCS TELECOMMUNICATIONS PTY LTD | RCS TELECOMMUNICATIONS PTY LTD | MOTO-CHARG-1 | [16 empty] | CLEANSED | 26111704 Battery chargers | CHARGER | BATTERY | TYPE | SINGLE UNIT | OUTPUT VOLTAGE RATING |  | CHARGING CAPACITY |  | INPUT VOLTAGE |  | CURRENT RATING |  | SIZE |  | NUMBER OF BATTERIES |  | CHARGING TIME |  | TEMPERATURE RATING |  | HAZARD CLASS |  | CERTIFICATION/STANDARD |  | ADDITIONAL FEATURES | [50 empty] | Production Completed
STP_009 - Lot4 | Data Enrichment | CIR |  | 2023-07-21 | 3/8/2023 | ok | 1278755 | 1278755 | EA | CHARGER,BATT;STA,12 V |  |  | CHARGER,BATTERY;TYPE:STATION,OUTPUT VOLTAGE RATING:12 V,ADDITIONAL FEATURES EN:4 BAY, SERIES NO: M12,MNFR:01)J.BLACKWOOD AND SON LIM | 01)J.BLACKWOOD & SON LIMITED,01)03683449,EN_01)STATION,12 V,01)4 BAY, SERIES NO: M12 |  |  | J.BLACKWOOD AND SON LIM | MILWAUKEE | M12-18FC |  | BLACKWOODS | 03683449 | MILWAUKEE | 4932451079 | https://www.milwaukeetool.eu/en-eu/m12-m18-fast-charger/m12-18-fc/ | https://www.blackwoods.com.au/power-tools/cordless-power-tools/chargers/charger-battery-milwaukee-rapid-m12-18fc/p/00658265 | [9 empty] | ENRICHED | 26111704 Battery chargers | CHARGER | BATTERY | TYPE | RAPID,SEQUENTIAL | OUTPUT VOLTAGE RATING | 12 TO 18 V | CHARGING CAPACITY | 6 A HR | INPUT VOLTAGE |  | CURRENT RATING |  | SIZE |  | NUMBER OF BATTERIES |  | CHARGING TIME | 26 TO 95 MIN | TEMPERATURE RATING |  | HAZARD CLASS |  | CERTIFICATION/STANDARD |  | ADDITIONAL FEATURES | 4 BAY,STATION | [48 empty] | SERIES NO: M12 | Production Completed
STP_009 - Lot4 | Data Enrichment | CIR |  | 2023-07-21 | 3/8/2023 | ok | 1232243 | 1232243 | EA | CHARGER,BATT;WD 170 X LG 220 X HT 110 MM |  |  | CHARGER,BATTERY;SIZE:WD 170 X LG 220 X HT 110 MM,MNFR:01)ALLSAFE,PTNO:01)8318785 | 01)ALLSAFE,01)8318785,EN_01)WD 170 X LG 220 X HT 110 |  |  | ALLSAFE | ALLSAFE | 8318785 | DRAGER |  |  |  |  | https://www.grainger.com/product/DRAEGER-Battery-Pack-Nickel-Metal-36E891 | https://draeger-mo.com/en/artnr/8318785/charging-kit---nihm-battery-t4-charger | [9 empty] | ENRICHED | 26111704 Battery chargers | CHARGER | BATTERY | TYPE |  | OUTPUT VOLTAGE RATING |  | CHARGING CAPACITY | 12 A HR | INPUT VOLTAGE | 110 V | CURRENT RATING |  | SIZE | 220 LGX170 WDX110 HT MM | NUMBER OF BATTERIES |  | CHARGING TIME |  | TEMPERATURE RATING | -4 TO 104 DEG F | HAZARD CLASS |  | CERTIFICATION/STANDARD |  | ADDITIONAL FEATURES | [50 empty] | Production Completed
STP_009 - Lot4 | Data Enrichment | CIR |  | 2023-07-21 | 3/8/2023 | ok | 1317419 | 1317419 | EA | CUTTER,BLT;(1) 610 MM, (1) 24 IN MM |  |  | CUTTER,BOLT;SIZE:(1) 610 MM, (1) 24 IN MM,ADDITIONAL FEATURES EN:(TO BE BRANDED),MNFR:01)KINGTONY,PTNO:01)6131-24,MNFR:02)ATOMSUP, PTNO:02)91810020 | (1) 610 MM, (1) 24 IN MM,01)(TO BE BRANDED),01)KINGTONY,02)ATOMSUP,01)6131-24,02)91810020 |  |  | ATOM SUPPLY | KINGTONY | 6131-24 |  | ATOM SUPPLY | 91810020 |  |  | https://www.kingtony.com/product_detail.php?uID=10&cID=696&Key=731 | https://emin.com.mm/kingtony6131-24-kingtony-6131-24-bolt-cutter-46472/pr.html | [9 empty] | ENRICHED | 27111512 Bolt cutters | CUTTER | BOLT | TYPE |  | BOLT SIZE |  | MATERIAL | CHROME VANADIUM ALLOY STEEL | SIZE | 600 MM LG | HANDLE SIZE |  | HAZARD CLASS |  | CERTIFICATION/STANDARD |  | ADDITIONAL FEATURES | TO BE BRANDED | [57 empty] | Production Completed
STP_009 - Lot4 | Data Enrichment | CIR | Part_no updated | 2023-07-21 | 3/8/2023 | ok | 1361919 | 1361919 | EA | CUTTER,BLT;COMPACT,160 MM,PN:7131160 | CORTAPERNOS; | COUPR BOULON; | CUTTER,BOLT;TYPE:COMPACT,BOLT SIZE:160 MM,ADDITIONAL FEATURES EN:PN:7131160,MNFR:KNIPEX |  |  |  | KNIPEX | KNIPEX | 71 31 160 | [5 empty] | https://www.knipex-tools.com/products/bolt-cutters/knipex-cobolt-compact-bolt-cutters/cobolt-high-leverage-compact-bolt-cutters/7131160 | https://www.klium.com/knipex-7131160-cobolt-s-compact-bolt-cutter-160mm-71-31-160-1033181 | [9 empty] | ENRICHED | 27111512 Bolt cutters | CUTTER | BOLT | TYPE | COMPACT | BOLT SIZE | 160 MM | MATERIAL | CHROME VANADIUM STEEL | SIZE | 6-1/4 LGX1-3/4 WDX1/2 HT IN | HANDLE SIZE |  | HAZARD CLASS |  | CERTIFICATION/STANDARD |  | ADDITIONAL FEATURES | [58 empty] | Production Completed
STP_009 - Lot4 | Data Enrichment | CIR | Part_no updated | 2023-07-21 | 3/8/2023 | ok | 1361921 | 1361921 | EA | CUTTER,BLT;COMPACT,200 MM,PN:7132200 | CORTAPERNOS; | COUPR BOULON; | CUTTER,BOLT;TYPE:COMPACT,BOLT SIZE:200 MM,ADDITIONAL FEATURES EN:PN:7132200,MNFR:KNIPEX |  |  |  | KNIPEX | KNIPEX | 71 32 200 | [5 empty] | https://www.knipex.com/products/cutting-pliers/knipex-cobolt-compact-bolt-cutters/knipex-cobolt-compact-bolt-cutters/7132200 | [10 empty] | ENRICHED | 27111512 Bolt cutters | CUTTER | BOLT | TYPE | COMPACT | BOLT SIZE |  | MATERIAL |  | SIZE | 200X62X24 MM | HANDLE SIZE |  | HAZARD CLASS |  | CERTIFICATION/STANDARD |  | ADDITIONAL FEATURES | [58 empty] | Production Completed
STP_009 - Lot4 | Data Enrichment | CIR | Part_no updated | 2023-07-21 | 3/8/2023 | ok | 1361922 | 1361922 | EA | CUTTER,BLT;COMPACT,250 MM,PN:7131250 | CORTAPERNOS; | COUPR BOULON; | CUTTER,BOLT;TYPE:COMPACT,BOLT SIZE:250 MM,ADDITIONAL FEATURES EN:PN:7131250,MNFR:KNIPEX |  |  |  | KNIPEX | KNIPEX | 71 31 250 | [5 empty] | https://www.knipex.com/products/cutting-pliers/knipex-cobolt-xl-compact-bolt-cutters/knipex-cobolt-xl-compact-bolt-cutters/7131250 | [10 empty] | ENRICHED | 27111512 Bolt cutters | CUTTER | BOLT | TYPE | COMPACT | BOLT SIZE |  | MATERIAL |  | SIZE | 250X53X20 MM | HANDLE SIZE |  | HAZARD CLASS |  | CERTIFICATION/STANDARD |  | ADDITIONAL FEATURES | [58 empty] | Production Completed
STP_009 - Lot4 | Data Enrichment | CIR | Part_no updated | 2023-07-21 | 3/8/2023 | ok | 1361920 | 1361920 | EA | CUTTER,BLT;COMPACT,7-7/8 IN,PN:7131200R | CORTAPERNOS; | COUPR BOULON; | CUTTER,BOLT;TYPE:COMPACT,BOLT SIZE:7-7/8 IN,ADDITIONAL FEATURES EN:PN:7131200R,MNFR:KNIPEX |  |  |  | KNIPEX | KNIPEX | 7131200R | [5 empty] | https://www.knipex.com/products/cutting-pliers/knipex-cobolt-compact-bolt-cutters/knipex-cobolt-compact-bolt-cutters/7131200R | [10 empty] | ENRICHED | 27111512 Bolt cutters | CUTTER | BOLT | TYPE | COMPACT | BOLT SIZE | 7-7/8 IN | MATERIAL |  | SIZE | 200X46X16 MM | HANDLE SIZE |  | HAZARD CLASS |  | CERTIFICATION/STANDARD |  | ADDITIONAL FEATURES | [58 empty] | Production Completed
STP_009 - Lot4 | Data Enrichment | CIR |  | 2023-07-21 | 3/8/2023 | ok | 1363819 | 1363819 | EA | CUTTER,BLT;SPECIAL,RECORD,924 |  |  | CUTTER,BOLT;TYPE:SPECIAL,MNFR:01)RECORD,PTNO:01)924 | SPECIAL,01)RECORD,01)924 |  |  | RECORD | RECORD | 924 | [5 empty] | https://www.southernwholesalestores.com/cutter-bolt-record-924.html | [10 empty] | CLEANSED | 27111512 Bolt cutters | CUTTER | BOLT | TYPE | SPECIAL | BOLT SIZE |  | MATERIAL |  | SIZE |  | HANDLE SIZE |  | HAZARD CLASS |  | CERTIFICATION/STANDARD |  | ADDITIONAL FEATURES | [58 empty] | Production Completed
STP_009 - Lot4 | Data Enrichment | CIR |  | 2023-07-21 | 3/8/2023 | ok | 1294954 | 1294954 | EA | CUTTER,CBL;BATTERY POWERED |  |  | CUTTER,CABLE;TYPE:BATTERY POWERED,ADDITIONAL FEATURES EN:TOOL ONLY,18V,C/W PLASTIC CARRYCASE,USES MAKITA,MNFR:01)FORCORP,PTNO:01) FECB54MA | BATTERY POWERED,01)TOOL ONLY,18V,C/W PLASTIC C,01)FORCORP,01)FECB54MA |  |  | FORCORP | FORCORP | FECB54MA | [16 empty] | CLEANSED | 23241616 Wire or cable cutter | CUTTER | CABLE | TYPE |  | CUTTING ACTION |  | CUTTING CAPACITY |  | JAW SIZE |  | BLADE MATERIAL |  | HANDLE MATERIAL |  | LENGTH |  | HANDLE TYPE |  | HAZARD CLASS |  | CERTIFICATION/STANDARD |  | ADDITIONAL FEATURES | TOOL ONLY,BATTERY POWERED,18V,C/W PLASTIC CARRYCASE,USES MAKITA | [51 empty] | Production Completed
STP_009 - Lot4 | Data Enrichment | CIR |  | 2023-07-21 | 3/8/2023 | ok | 1294921 | 1294921 | EA | CUTTER,CBL;HAND, PARROT BEAK,70 MM2 |  |  | CUTTER,CABLE;TYPE:HAND, PARROT BEAK,CUTTING CAPACITY:70 MM2,LENGTH:230 MM,MNFR:01)BLKWOODS,PTNO:01)08121961 | HAND, PARROT BEAK,70 MM2,230 MM,01)BLKWOODS,01)08121961 |  |  | BLACKWOODS | CABAC | K40 |  | BLACKWOODS | 08121961 |  |  | https://www.cabac.com.au/p/tools-and-equipment/hand-tools/cutters/k40 | https://www.blackwoods.com.au/tools-hand-measuring-precision/pliers-and-cutters/cable-cutters-tools-cabac/cutter-cable-parrot-beak-up-to-70mm2/p/08121961 | [9 empty] | ENRICHED | 23241616 Wire or cable cutter | CUTTER | CABLE | TYPE | PARROT BEAK | CUTTING ACTION |  | CUTTING CAPACITY | 70 MM2 | JAW SIZE |  | BLADE MATERIAL | CARBON CHROMIUM MOLYBDENUM ALLOY STEEL | HANDLE MATERIAL | PVC | LENGTH | 230 MM | HANDLE TYPE |  | HAZARD CLASS |  | CERTIFICATION/STANDARD |  | ADDITIONAL FEATURES | [52 empty] | Production Completed
STP_009 - Lot4 | Data Enrichment | CIR |  | 2023-07-21 | 3/8/2023 | ok | 1283151 | 1283151 | EA | CUTTER,CBL;HEAVY DUTY |  |  | CUTTER,CABLE;TYPE:HEAVY DUTY,MNFR:01)REMOTE CONTROL TECHNOLOGIES P/L,PTNO:01)9549 | HEAVY DUTY,01)REMOTE CONTROL TECHNOLOGIES,01)9549 |  |  | REMOTE CONTROL TECHNOLOGIES P/L | REMOTE CONTROL TECHNOLOGIES PTY LTD | 9549 | [16 empty] | CLEANSED | 23241616 Wire or cable cutter | CUTTER | CABLE | TYPE | HEAVY DUTY | CUTTING ACTION |  | CUTTING CAPACITY |  | JAW SIZE |  | BLADE MATERIAL |  | HANDLE MATERIAL |  | LENGTH |  | HANDLE TYPE |  | HAZARD CLASS |  | CERTIFICATION/STANDARD |  | ADDITIONAL FEATURES | [52 empty] | Production Completed
STP_009 - Lot4 | Data Enrichment | CIR | Processed as per input,conflict wrt input | 2023-07-21 | 3/8/2023 | ok | 1283611 | 1283611 | EA | CUTTER,CBL;KNIFE,STEEL OIL HARDENED |  |  | CUTTER,CABLE;TYPE:KNIFE,BLADE MATERIAL:STEEL OIL HARDENED,HANDLE MATERIAL:PLASTIC,LENGTH:180 MM,ADDITIONAL FEATURES EN:STOCK NO.: 727-6759,MNFR:01)KNIPEX,PTNO:01)98 54,MNFR:02)RS COMPONENTS PTY LTD,PTNO:02)98 54 | KNIFE,STEEL OIL HARDENED,EN_01)PLASTIC,180 MM,01)STOCK NO.: 727-6759,01)KNIPEX,02)RS COMPONENTS PTY LTD,01)98 54,02)98 54 |  |  | RS COMPONENTS PTY LTD | KNIPEX | 98 54 |  | RS COMPONENTS PTY LTD | 98 54 |  | 727-6759 | https://www.knipex.com/products/insulated-tools/cable-knives/cable-knives/9854 | [10 empty] | ENRICHED | 23241609 Knives and skives | KNIFE | NO MODIFIER | TYPE | CABLE | OVERALL LENGTH | 180 MM | MATERIAL | STEEL OIL HARDENED | HANDLE MATERIAL | PLASTIC | NUMBER OF BLADES |  | HAZARD CLASS |  | CERTIFICATION/STANDARD |  | ADDITIONAL FEATURES | [58 empty] | Production Completed
STP_009 - Lot4 | Data Enrichment | CIR |  | 2023-07-21 | 3/8/2023 | ok | 1294925 | 1294925 | EA | CUTTER,CBL;ONE HAND OPERATION,DIA 35 MM |  |  | CUTTER,CABLE;TYPE:ONE HAND OPERATION,CUTTING ACTION:ECCENTRIC DRIVE,CUTTING CAPACITY:DIA 35 MM,LENGTH:235 MM,ADDITIONAL FEATURES EN:COPPER 240 MM2/500MCM FLEX AND STRANDED MAX, ALUMINUM 240 MM2 STRAN,DED MAX, DATA-TELECOM,MNFR:01)WEIDMULL,PTNO:01)9001090000 | ONE HAND OPERATION,ECCENTRIC DRIVE,DIA 35 MM,235 MM,01)COPPER 240 MM2/500MCM FLEX,02)DED MAX, DATA-TELECOM,01)WEIDMULL,01)9001090000 |  |  | WEIDMULL | WEIDMULLER | 9001090000 | [5 empty] | https://www.digikey.com/en/products/detail/weidmuller/9001090000/488244 | [10 empty] | CLEANSED | 23241616 Wire or cable cutter | CUTTER | CABLE | TYPE | ONE HAND OPERATION | CUTTING ACTION | ECCENTRIC DRIVE | CUTTING CAPACITY | 35 MM DIA | JAW SIZE |  | BLADE MATERIAL |  | HANDLE MATERIAL |  | LENGTH | 235 MM | HANDLE TYPE |  | HAZARD CLASS |  | CERTIFICATION/STANDARD |  | ADDITIONAL FEATURES | COPPER 240 MM2/500MCM FLEX AND STRANDED MAX,ALUMINUM 240 MM2 STRAN,DED MAX,DATA-TELECOM | [51 empty] | Production Completed
STP_009 - Lot4 | Data Enrichment | CIR |  | 2023-07-21 | 3/8/2023 | ok | 1283330 | 1283330 | EA | CUTTER,CBL;TIE, HANDTOOL,STAINLESS STEEL |  |  | CUTTER,CABLE;TYPE:TIE, HANDTOOL,BLADE MATERIAL:STAINLESS STEEL,CERTIFICATION/STANDARD:ROHS,MNFR:01)RS COMPONENTS PTY LTD,PTNO:01) 812-5545 | TIE, HANDTOOL,STAINLESS STEEL,EN_01)ROHS,01)RS COMPONENTS PTY LTD,01)812-5545 |  |  | RS COMPONENTS PTY LTD | THOMAS AND BETTS | 7TCA131990R0206 CT3 |  | RS COMPONENTS | 812-5545 |  |  | https://au.rs-online.com/web/p/cable-tie-guns/8125545 | https://new.abb.com/products/7TCA131990R0206/ct3 | [9 empty] | ENRICHED | 23241616 Wire or cable cutter | CUTTER | CABLE | TYPE |  | CUTTING ACTION |  | CUTTING CAPACITY |  | JAW SIZE |  | BLADE MATERIAL | STAINLESS STEEL | HANDLE MATERIAL |  | LENGTH | 210 MM | HANDLE TYPE | TIE GUN | HAZARD CLASS |  | CERTIFICATION/STANDARD | ROHS | ADDITIONAL FEATURES | HANDTOOL | [51 empty] | Production Completed
STP_009 - Lot4 | Data Enrichment | CIR |  | 2023-07-21 | 3/8/2023 | ok | 1384777 | 1384777 | EA | CUTTER,CRE;ROTOR BROACH,MAX DIA 16 MM |  |  | CUTTER,CORE;TYPE:ROTOR BROACH,MAX DIAMETER:16 MM,MATERIAL:HIGH SPEED STEEL,ADDITIONAL FEATURES EN:LG 50 MM,MNFR:01)ATOMSUP,PTNO: 01)88891202 | ROTOR BROACH,16 MM,HIGH SPEED STEEL,01)LG 50 MM,01)ATOMSUP,01)88891202 |  |  | ATOM SUPPLY | ATOM SUPPLY | 88891202 | [16 empty] | CLEANSED | 27112800 Tool attachments and accessories | CUTTER | CORE | TYPE | ROTOR BROACH | MIN DIAMETER |  | MAX DIAMETER | 16 MM | ELECTRICAL RATING |  | MATERIAL | HIGH SPEED STEEL | THICKNESS |  | HAZARD CLASS |  | CERTIFICATION/STANDARD |  | ADDITIONAL FEATURES | LENGTH:50 MM | [55 empty] | Production Completed
STP_009 - Lot4 | Data Enrichment | CIR | Processed as per web source,conflict wrt input | 2023-07-21 | 3/8/2023 | ok | 1280724 | 1280724 | EA | CUTTER,KNF;COMPCT, FASTBACK,FLIP, UTILIT |  |  | CUTTER,KNIFE;TYPE:COMPACT, FASTBACK ,FLIP, UTILITY,MNFR:01)J.BLACKWOOD AND SON LIMITED,PTNO:01)00794448 | COMPACT, FASTBACK ,FLIP, UTILI,01)J.BLACKWOOD & SON LIMITED,01)00794448 |  |  | J.BLACKWOOD AND SON LIMITED | VISIONSAFE | B700 |  | BLACKWOODS | 00794448 |  |  | https://visionsafe.com.au/product/boxer-700/ | https://www.blackwoods.com.au/tools-hand-measuring-precision/knives/safety-knife-vision-safe/knife-safety-b700/p/03243659 | [9 empty] | ENRICHED | 23241609 Knives and skives | KNIFE | NO MODIFIER | TYPE | SAFETY | OVERALL LENGTH |  | MATERIAL | CARBON STEEL | HANDLE MATERIAL |  | NUMBER OF BLADES |  | HAZARD CLASS |  | CERTIFICATION/STANDARD |  | ADDITIONAL FEATURES | COMPACT,FASTBACK,FLIP,UTILITY | [57 empty] | Production Completed
STP_009 - Lot4 | Data Enrichment | CIR |  | 2023-07-21 | 3/8/2023 | ok | 1278408 | 1278408 | EA | CUTTER,MIL;2 WEEK DELIVERY MINIMUM |  |  | CUTTER,MILLING;ADDITIONAL FEATURES EN:2 WEEK DELIVERY MINIMUM,MNFR:01)J.BLACKWOOD AND SON LIMITED,PTNO:01)05310229 | 01)2 WEEK DELIVERY MINIMUM,01)J.BLACKWOOD & SON LIMITED,01)05310229 |  |  | J.BLACKWOOD AND SON LIMITED | SECO | 02676793 |  | BLACKWOODS | 05310229 | SECO | R217.69-2020.0-12-2AN | https://www.secotools.com/article/p_02676793?language=en | https://www.blackwoods.com.au/tools-cutting-threading-carbide/end-mills/cutter-milling-seco/cutter-milling-r217-69-2020-0-12-12an/p/05310229 | [9 empty] | ENRICHED | 23241600 Metal cutting tools | CUTTER | MILLING | TYPE |  | DIAMETER | 20 MM | WIDTH |  | LENGTH | 100 MM | NUMBER OF TEETH | 2 | TOOTH TYPE |  | DIRECTION OF CUT |  | OVERALL LENGTH | 150 MM | SHANK TYPE | CYLINDRICAL | DRIVE SIZE |  | MATERIAL | STEEL | MATERIAL SPECIFICATION |  | COATING/FINISH |  | HAZARD CLASS |  | CERTIFICATION/STANDARD |  | ADDITIONAL FEATURES | 2 WEEK DELIVERY MINIMUM | [41 empty] | Production Completed
STP_009 - Lot4 | Data Enrichment | CIR |  | 2023-07-21 | 3/8/2023 | ok | 1278522 | 1278522 | EA | CUTTER,MIL;ANNULAR, HOLE MAKER,DIA 32 MM |  |  | CUTTER,MILLING;TYPE:ANNULAR, HOLE MAKER,DIAMETER:32 MM,OVERALL LENGTH:50 MM,ADDITIONAL FEATURES EN:G REQUIRED URGENTLY FOR X41 WORKSHOP REQUESTED,MNFR:01)MOUNT ISA MINING SUPPLIES P/L,PTNO:01)AT3250 | ANNULAR, HOLE MAKER,EN_01)32 MM,50 MM,01)G REQUIRED URGENTLY FOR X41,01)MOUNT ISA MINING SUPPLIES P,01)AT3250 |  |  | MOUNT ISA MINING SUPPLIES P/L | MOUNT ISA MINING SUPPLIES P/L | AT3250 | HOLEMAKER |  |  |  |  | https://airstart.com.au/pdf/HOLEMAKER_Catalogue_CUTTERS.pdf | https://austechsaw.com.au/holemaker-uni-shank-gold-series-cutter-32mm-x-50mm/at3250 | [9 empty] | ENRICHED | 23241600 Metal cutting tools | CUTTER | MILLING | TYPE | ANNULAR | DIAMETER | 32 MM | WIDTH |  | LENGTH |  | NUMBER OF TEETH |  | TOOTH TYPE |  | DIRECTION OF CUT |  | OVERALL LENGTH | 50 MM | SHANK TYPE | UNIVERSAL | DRIVE SIZE |  | MATERIAL | HIGH SPEED STEEL | MATERIAL SPECIFICATION |  | COATING/FINISH | TITANIUM NITRIDE | HAZARD CLASS |  | CERTIFICATION/STANDARD |  | ADDITIONAL FEATURES | G REQUIRED URGENTLY FOR X41 WORKSHOP REQUESTED | [41 empty] | Production Completed
STP_009 - Lot4 | Data Enrichment | CIR | Processed as per web source,conflict wrt input | 2023-07-21 | 3/8/2023 | ok | 1278287 | 1278287 | EA | CUTTER,MIL;BROACH,DIA 22 MM,LG 75 MM |  |  | CUTTER,MILLING;TYPE:BROACH,DIAMETER:22 MM,OVERALL LENGTH:75 MM,MNFR:01)MOUNT ISA MINING SUPPLIES P/L,PTNO:01)M18FMDP-0C | BROACH,EN_01)22 MM,75 MM,01)MOUNT ISA MINING SUPPLIES P,01)M18FMDP-0C |  |  | MOUNT ISA MINING SUPPLIES P/L | MOUNT ISA MINING SUPPLIES P/L | M18FMDP-0C | MILWAUKEE |  |  |  |  | https://www.milwaukeetool.com.au/power-tools/drills/magnetic-drills/M18FMDP-0C.html | [10 empty] | ENRICHED | 27112700 Power tools | DRILL | NO MODIFIER | TYPE | MAGNETIC | SIZE | 350 LGX190 WDX394 HT MM | MATERIAL |  | HAZARD CLASS |  | CERTIFICATION/STANDARD |  | ADDITIONAL FEATURES | [62 empty] | Production Completed
STP_009 - Lot4 | Data Enrichment | CIR |  | 2023-07-21 | 3/8/2023 | ok | 1278058 | 1278058 | EA | CUTTER,MIL;CHAMFER,DIA 25 MM,LG 156 MM |  |  | CUTTER,MILLING;TYPE:CHAMFER,DIAMETER:25 MM,OVERALL LENGTH:156 MM,MNFR:01)HARE AND FORBES,PTNO:01)M502 | CHAMFER,EN_01)25 MM,156 MM,01)HARE & FORBES,01)M502 |  |  | HARE AND FORBES | HARE AND FORBES | M502 | [5 empty] | https://www.t4i.com.au/M502 | [10 empty] | CLEANSED | 23241600 Metal cutting tools | CUTTER | MILLING | TYPE | CHAMFER | DIAMETER | 25 MM | WIDTH |  | LENGTH |  | NUMBER OF TEETH |  | TOOTH TYPE |  | DIRECTION OF CUT |  | OVERALL LENGTH | 156 MM | SHANK TYPE |  | DRIVE SIZE |  | MATERIAL |  | MATERIAL SPECIFICATION |  | COATING/FINISH |  | HAZARD CLASS |  | CERTIFICATION/STANDARD |  | ADDITIONAL FEATURES | [42 empty] | Production Completed
STP_009 - Lot4 | Data Enrichment | CIR |  | 2023-07-21 | 3/8/2023 | ok | 1278156 | 1278156 | EA | CUTTER,MIL;DIA 20 MM,LG 50 MM,HSS |  |  | CUTTER,MILLING;DIAMETER:20 MM,OVERALL LENGTH:50 MM,MATERIAL:HIGH SPEED STEEL,MNFR:01)J.BLACKWOOD AND SON LIMITED,PTNO:01)0405 2456 | EN_01)20 MM,50 MM,EN_01)HIGH SPEED STEEL,01)J.BLACKWOOD & SON LIMITED,01)0405 2456 |  |  | J.BLACKWOOD AND SON LIMITED | J.BLACKWOOD AND SON LIMITED | 0405 2456 | [16 empty] | CLEANSED | 23241600 Metal cutting tools | CUTTER | MILLING | TYPE |  | DIAMETER | 20 MM | WIDTH |  | LENGTH |  | NUMBER OF TEETH |  | TOOTH TYPE |  | DIRECTION OF CUT |  | OVERALL LENGTH | 50 MM | SHANK TYPE |  | DRIVE SIZE |  | MATERIAL | HIGH SPEED STEEL | MATERIAL SPECIFICATION |  | COATING/FINISH |  | HAZARD CLASS |  | CERTIFICATION/STANDARD |  | ADDITIONAL FEATURES | [42 empty] | Production Completed
STP_009 - Lot4 | Data Enrichment | CIR |  | 2023-07-21 | 3/8/2023 | ok | 1278159 | 1278159 | EA | CUTTER,MIL;DIA 24 MM,LG 50 MM,HSS |  |  | CUTTER,MILLING;DIAMETER:24 MM,OVERALL LENGTH:50 MM,MATERIAL:HIGH SPEED STEEL,MNFR:01)J.BLACKWOOD AND SON LIMITED,PTNO:01)01149252 | EN_01)24 MM,50 MM,EN_01)HIGH SPEED STEEL,01)J.BLACKWOOD & SON LIMITED,01)01149252 |  |  | J.BLACKWOOD AND SON LIMITED | NITTO KOHKI | TK00733-0 |  | BLACKWOODS | 01149252 |  |  | https://www.nitto-kohki.eu/images/stories/products/tools/electric_tools/drilling/cutters_new.pdf | https://www.blackwoods.com.au/power-tools/accessories/cutters-hss-nitto-kohki/cutter-hss-austbroach-24508-24dia-x-50mm/p/01149252 | [9 empty] | ENRICHED | 23241600 Metal cutting tools | CUTTER | MILLING | TYPE | HI-BROACH | DIAMETER | 24 MM | WIDTH |  | LENGTH |  | NUMBER OF TEETH |  | TOOTH TYPE |  | DIRECTION OF CUT |  | OVERALL LENGTH | 50 MM | SHANK TYPE |  | DRIVE SIZE |  | MATERIAL | HIGH SPEED STEEL | MATERIAL SPECIFICATION |  | COATING/FINISH |  | HAZARD CLASS |  | CERTIFICATION/STANDARD |  | ADDITIONAL FEATURES | [42 empty] | Production Completed
STP_009 - Lot4 | Data Enrichment | CIR |  | 2023-07-21 | 3/8/2023 | ok | 1278158 | 1278158 | EA | CUTTER,MIL;DIA 28 MM,LG 50 MM,HSS |  |  | CUTTER,MILLING;DIAMETER:28 MM,OVERALL LENGTH:50 MM,MATERIAL:HIGH SPEED STEEL,MNFR:01)J.BLACKWOOD AND SON LIMITED,PTNO:01)0023 8289 | EN_01)28 MM,50 MM,EN_01)HIGH SPEED STEEL,01)J.BLACKWOOD & SON LIMITED,01)0023 8289 |  |  | J.BLACKWOOD AND SON LIMITED | NITTO KOHKI | TK00737-0 |  | BLACKWOODS | 0238289 |  |  | https://www.nitto-kohki.eu/images/stories/products/tools/electric_tools/drilling/cutters_new.pdf | https://www.blackwoods.com.au/power-tools/accessories/cutters-hss-nitto-kohki/cutter-hss-austbroach-28508-28dia-x-50mm/p/00238289 | [9 empty] | ENRICHED | 23241600 Metal cutting tools | CUTTER | MILLING | TYPE | HI-BROACH | DIAMETER | 28 MM | WIDTH |  | LENGTH |  | NUMBER OF TEETH |  | TOOTH TYPE |  | DIRECTION OF CUT |  | OVERALL LENGTH | 50 MM | SHANK TYPE |  | DRIVE SIZE |  | MATERIAL | HIGH SPEED STEEL | MATERIAL SPECIFICATION |  | COATING/FINISH |  | HAZARD CLASS |  | CERTIFICATION/STANDARD |  | ADDITIONAL FEATURES | [42 empty] | Production Completed
STP_009 - Lot4 | Data Enrichment | CIR |  | 2023-07-21 | 3/8/2023 | ok | 1297166 | 1297166 | EA | CUTTER,MIL;DIA 3/16 IN,LG 2-1/2 IN,SQ |  |  | CUTTER,MILLING;DIAMETER:3/16 IN,OVERALL LENGTH:2-1/2 IN,SHANK TYPE:SQUARE,ADDITIONAL FEATURES EN:P AND N SUPERMAX WKE 45,MNFR:01) BLKWOODS,PTNO:01)06831202 | EN_01)3/16 IN,2-1/2 IN,SQUARE,01)P AND N SUPERMAX WKE 45,01)BLKWOODS,01)06831202 |  |  | BLKWOODS | BLACKWOODS | 06831202 | [16 empty] | CLEANSED | 23241600 Metal cutting tools | CUTTER | MILLING | TYPE |  | DIAMETER | 3/16 IN | WIDTH |  | LENGTH |  | NUMBER OF TEETH |  | TOOTH TYPE |  | DIRECTION OF CUT |  | OVERALL LENGTH | 2-1/2 IN | SHANK TYPE | SQUARE | DRIVE SIZE |  | MATERIAL |  | MATERIAL SPECIFICATION |  | COATING/FINISH |  | HAZARD CLASS |  | CERTIFICATION/STANDARD |  | ADDITIONAL FEATURES | P AND N SUPERMAX WKE 45 | [41 empty] | Production Completed
STP_009 - Lot4 | Data Enrichment | CIR |  | 2023-07-21 | 3/8/2023 | ok | 1278160 | 1278160 | EA | CUTTER,MIL;DIA 34 MM,LG 50 MM,HSS |  |  | CUTTER,MILLING;DIAMETER:34 MM,OVERALL LENGTH:50 MM,MATERIAL:HIGH SPEED STEEL,MNFR:01)J.BLACKWOOD AND SON LIMITED,PTNO:01)00818363 | EN_01)34 MM,50 MM,EN_01)HIGH SPEED STEEL,01)J.BLACKWOOD & SON LIMITED,01)00818363 |  |  | J.BLACKWOOD AND SON LIMITED | NITTO KOHKI | TK00743-0 |  | BLACKWOODS | 00818363 |  |  | https://www.nitto-kohki.eu/images/stories/products/tools/electric_tools/drilling/cutters_new.pdf | https://www.blackwoods.com.au/power-tools/accessories/cutters-hss-nitto-kohki/cutter-hss-austbroach-34508-34dia-x-50mm/p/00818363 | [9 empty] | ENRICHED | 23241600 Metal cutting tools | CUTTER | MILLING | TYPE | HI-BROACH | DIAMETER | 34 MM | WIDTH |  | LENGTH |  | NUMBER OF TEETH |  | TOOTH TYPE |  | DIRECTION OF CUT |  | OVERALL LENGTH | 50 MM | SHANK TYPE |  | DRIVE SIZE |  | MATERIAL | HIGH SPEED STEEL | MATERIAL SPECIFICATION |  | COATING/FINISH |  | HAZARD CLASS |  | CERTIFICATION/STANDARD |  | ADDITIONAL FEATURES | [42 empty] | Production Completed
STP_009 - Lot4 | Data Enrichment | CIR |  | 2023-07-21 | 3/8/2023 | ok | 1278157 | 1278157 | EA | CUTTER,MIL;DIA 36 MM,LG 50 MM,HSS |  |  | CUTTER,MILLING;DIAMETER:36 MM,OVERALL LENGTH:50 MM,MATERIAL:HIGH SPEED STEEL,MNFR:01)J.BLACKWOOD AND SON LIMITED,PTNO:01)0343 8444 | EN_01)36 MM,50 MM,EN_01)HIGH SPEED STEEL,01)J.BLACKWOOD & SON LIMITED,01)0343 8444 |  |  | J.BLACKWOOD AND SON LIMITED | NITTO KOHKI | TK00745-0 |  | BLACKWOODS | 03438444 |  |  | https://www.nitto-kohki.eu/images/stories/products/tools/electric_tools/drilling/cutters_new.pdf | https://www.blackwoods.com.au/power-tools/accessories/cutters-hss-nitto-kohki/cutter-hss-austbroach-36508-36dia-x-50mm/p/03438444 | [9 empty] | ENRICHED | 23241600 Metal cutting tools | CUTTER | MILLING | TYPE | HI-BROACH | DIAMETER | 36 MM | WIDTH |  | LENGTH |  | NUMBER OF TEETH |  | TOOTH TYPE |  | DIRECTION OF CUT |  | OVERALL LENGTH | 50 MM | SHANK TYPE |  | DRIVE SIZE |  | MATERIAL | HIGH SPEED STEEL | MATERIAL SPECIFICATION |  | COATING/FINISH |  | HAZARD CLASS |  | CERTIFICATION/STANDARD |  | ADDITIONAL FEATURES | [42 empty] | Production Completed
STP_009 - Lot4 | Data Enrichment | CIR |  | 2023-07-21 | 3/8/2023 | ok | 1278246 | 1278246 | EA | CUTTER,MIL;DIA 6 MM,LG 25 MM |  |  | CUTTER,MILLING;DIAMETER:6 MM,OVERALL LENGTH:25 MM,MNFR:01)ATOM SUPPLY,PTNO:01)5504020 | EN_01)6 MM,25 MM,01)ATOM SUPPLY,01)5504020 |  |  | ATOM SUPPLY | ATOM SUPPLY | 5504020 | [16 empty] | CLEANSED | 23241600 Metal cutting tools | CUTTER | MILLING | TYPE |  | DIAMETER | 6 MM | WIDTH |  | LENGTH |  | NUMBER OF TEETH |  | TOOTH TYPE |  | DIRECTION OF CUT |  | OVERALL LENGTH | 25 MM | SHANK TYPE |  | DRIVE SIZE |  | MATERIAL |  | MATERIAL SPECIFICATION |  | COATING/FINISH |  | HAZARD CLASS |  | CERTIFICATION/STANDARD |  | ADDITIONAL FEATURES | [42 empty] | Production Completed
STP_009 - Lot4 | Data Enrichment | CIR |  | 2023-07-21 | 3/8/2023 | ok | 1359756 | 1359756 | EA | CUTTER,MIL;LUG,MONTWALT,P2706/3 LH WKM |  |  | CUTTER,MILLING;TYPE:LUG,ADDITIONAL FEATURES EN:LEFT,R66,LOCKING DEVICE RIGHT SUBASSY,MNFR:01)MONTWALT,PTNO:01)P2706/3 LH WKM | LUG,01)LEFT,R66,LOCKING DEVICE RIG,01)MONTWALT,01)P2706/3 LH WKM |  |  | MONTWALT | MONTWALT | P2706/3 LH WKM | [16 empty] | CLEANSED | 23241600 Metal cutting tools | CUTTER | MILLING | TYPE | LUG | DIAMETER |  | WIDTH |  | LENGTH |  | NUMBER OF TEETH |  | TOOTH TYPE |  | DIRECTION OF CUT |  | OVERALL LENGTH |  | SHANK TYPE |  | DRIVE SIZE |  | MATERIAL |  | MATERIAL SPECIFICATION |  | COATING/FINISH |  | HAZARD CLASS |  | CERTIFICATION/STANDARD |  | ADDITIONAL FEATURES | LEFT,R66,LOCKING DEVICE RIGHT SUBASSY | [41 empty] | Production Completed
STP_009 - Lot4 | Data Enrichment | CIR |  | 2023-07-21 | 3/8/2023 | ok | 1278331 | 1278331 | EA | CUTTER,MIL;SERIES NO: R220.96-0050-08-4A |  |  | CUTTER,MILLING;ADDITIONAL FEATURES EN:SERIES NO: R220.96-0050-08-4A,MNFR:01)J.BLACKWOOD AND SON LIMITED,PTNO:01)08123525 | 01)SERIES NO: R220.96-0050-08-,01)J.BLACKWOOD & SON LIMITED,01)08123525 |  |  | J.BLACKWOOD AND SON LIMITED | SECO | 02623180 |  | BLACKWOODS | 08123525 | SECO | R220.96-0050-08-4A | https://www.secotools.com/article/p_02623180?language=en | https://www.blackwoods.com.au/tools-cutting-threading-carbide/end-mills/cutter-milling-slot-seco/cutter-milling-r220-96-0050-08-4a/p/08123525 | [9 empty] | ENRICHED | 23241600 Metal cutting tools | CUTTER | MILLING | TYPE | SLOT | DIAMETER | 50 MM | WIDTH |  | LENGTH |  | NUMBER OF TEETH | 4 | TOOTH TYPE |  | DIRECTION OF CUT |  | OVERALL LENGTH | 40 MM | SHANK TYPE | ARBOR | DRIVE SIZE |  | MATERIAL | STEEL | MATERIAL SPECIFICATION |  | COATING/FINISH |  | HAZARD CLASS |  | CERTIFICATION/STANDARD |  | ADDITIONAL FEATURES | [42 empty] | Production Completed
STP_009 - Lot4 | Data Enrichment | CIR |  | 2023-07-21 | 3/8/2023 | ok | 1278193 | 1278193 | EA | CUTTER,MIL;SERIES NO: R220.96-0080-08-7A |  |  | CUTTER,MILLING;ADDITIONAL FEATURES EN:SERIES NO: R220.96-0080-08-7A,MNFR:01)J.BLACKWOOD AND SON LIMITED,PTNO:01)08123661 | 01)SERIES NO: R220.96-0080-08-,01)J.BLACKWOOD & SON LIMITED,01)08123661 |  |  | J.BLACKWOOD AND SON LIMITED | SECO | 02623198 |  | BLACKWOODS | 08123661 | SECO | R220.96-0080-08-7A | https://www.secotools.com/article/p_02623198?language=en | https://www.blackwoods.com.au/tools-cutting-threading-carbide/end-mills/cutter-milling-seco/cutter-milling-r220-96-0080-08-7a/p/08123661 | [9 empty] | ENRICHED | 23241600 Metal cutting tools | CUTTER | MILLING | TYPE | SLOT | DIAMETER | 80 MM | WIDTH |  | LENGTH |  | NUMBER OF TEETH | 7 | TOOTH TYPE |  | DIRECTION OF CUT |  | OVERALL LENGTH | 50 MM | SHANK TYPE | ARBOR | DRIVE SIZE |  | MATERIAL | STEEL | MATERIAL SPECIFICATION |  | COATING/FINISH |  | HAZARD CLASS |  | CERTIFICATION/STANDARD |  | ADDITIONAL FEATURES | [42 empty] | Production Completed
STP_009 - Lot4 | Data Enrichment | CIR |  | 2023-07-21 | 3/8/2023 | ok | 1284785 | 1284785 | EA | CUTTER;AVIATION STRAIGHT CUT,TIN SNIPS |  |  | CUTTER;TYPE:AVIATION STRAIGHT CUT,CUTTER TYPE:TIN SNIPS,LENGTH:2.25 M,ADDITIONAL FEATURES EN:YELLOW,MNFR:01)KING TONY,PTNO:01) 91828001,MNFR:02)ATOM SUPPLY,PTNO:02)UNK | AVIATION STRAIGHT CUT,TIN SNIPS,2.25 M,01)YELLOW,01)KING TONY,02)ATOM SUPPLY,01)91828001,02)UNK |  |  | ATOM SUPPLY | KING TONY | 91828001 |  | ATOM SUPPLY | UNK | KING TONY | 74030 | https://www.king-tony.com.au/product-page/tin-snips-straight-cut | [10 empty] | ENRICHED | 23151901 Cutters | CUTTER | NO MODIFIER | TYPE | AVIATION STRAIGHT | ELECTRICAL RATING |  | CUTTING CAPACITY |  | JAW SIZE |  | SIZE |  | CUTTER TYPE | TIN SNIPS | HANDLE TYPE |  | BLADE MATERIAL | FORGED CHROME MOLYBDENUM ALLOY STEEL | HANDLE MATERIAL |  | LENGTH | 2.25 M | HAZARD CLASS |  | CERTIFICATION/STANDARD |  | ADDITIONAL FEATURES | COLOR:YELLOW | [47 empty] | Production Completed
STP_009 - Lot4 | Data Enrichment | CIR |  | 2023-07-21 | 3/8/2023 | ok | 1234715 | 1234715 | EA | CUTTER;BLADE |  |  | CUTTER;TYPE:BLADE,MNFR:01)SIGNODE,PTNO:01)K06679 | BLADE,01)SIGNODE,01)K06679 |  |  | SIGNODE | SIGNODE | K06679 | [16 empty] | CLEANSED | 23151901 Cutters | CUTTER | NO MODIFIER | TYPE | BLADE | ELECTRICAL RATING |  | CUTTING CAPACITY |  | JAW SIZE |  | SIZE |  | CUTTER TYPE |  | HANDLE TYPE |  | BLADE MATERIAL |  | HANDLE MATERIAL |  | LENGTH |  | HAZARD CLASS |  | CERTIFICATION/STANDARD |  | ADDITIONAL FEATURES | [48 empty] | Production Completed
STP_009 - Lot4 | Data Enrichment | CIR | MFR Name not valid | 2023-07-21 | 3/8/2023 | ok | 1344754 | 1344754 | EA | CUTTER;BUCKET LIPS |  |  | CUTTER;TYPE:BUCKET LIPS,MNFR:01)SGSAUST,PTNO:01)27074 WD1-7B | BUCKET LIPS,01)SGSAUST,01)27074 WD1-7B |  |  | SGSAUST | SGSAUST | 27074 WD1-7B | [5 empty] | https://manuals.plus/thermomix/27074-cutter-manual#axzz89J5Onqtb | [10 empty] | CLEANSED | 23151901 Cutters | CUTTER | NO MODIFIER | TYPE | BUCKET LIPS | ELECTRICAL RATING |  | CUTTING CAPACITY |  | JAW SIZE |  | SIZE |  | CUTTER TYPE |  | HANDLE TYPE |  | BLADE MATERIAL |  | HANDLE MATERIAL |  | LENGTH |  | HAZARD CLASS |  | CERTIFICATION/STANDARD |  | ADDITIONAL FEATURES | [48 empty] | Production Completed
STP_009 - Lot4 | Data Enrichment | CIR |  | 2023-07-21 | 3/8/2023 | ok | 1285038 | 1285038 | EA | CUTTER;ENGRAVING,: 105 |  |  | CUTTER;TYPE:ENGRAVING,ADDITIONAL FEATURES EN:REQUIRED TO ENGRAVE STORE ITEMS, MANUFACTURER:,: 105,MNFR:01)DREMEL,PTNO:01)03390233, M | ENGRAVING,01)REQUIRED TO ENGRAVE STORE I,02): 105,01)DREMEL,02)J.BLACKWOOD & SON LIMITED,01)03390233,02)105 |  |  | CUTTER;TYPE:ENGRAVING | DREMEL | 26150105AE |  | BLACKWOODS | 3390233 |  |  | https://www.dremel.com/ap/en/p/engraving-cutter-08-mm-26150105ae | https://www.blackwoods.com.au/power-tools/accessories/multi-tool/cutter-engraving-dremel-105/p/03390233 | [8 empty] | 105 | ENRICHED | 23151901 Cutters | CUTTER | NO MODIFIER | TYPE | ENGRAVING | ELECTRICAL RATING |  | CUTTING CAPACITY |  | JAW SIZE |  | SIZE | 0.8 MM DIA | CUTTER TYPE |  | HANDLE TYPE |  | BLADE MATERIAL |  | HANDLE MATERIAL |  | LENGTH | 3 MM | HAZARD CLASS |  | CERTIFICATION/STANDARD |  | ADDITIONAL FEATURES | REQUIRED TO ENGRAVE STORE ITEMS,SMALLEST BALL SHAPED HEAD | [46 empty] | MANUFACTURER: | Production Completed
STP_009 - Lot4 | Data Enrichment | CIR |  | 2023-07-21 | 3/8/2023 | ok | 1294862 | 1294862 | EA | CUTTER;EXPLOSIVE CORD |  |  | CUTTER;TYPE:EXPLOSIVE CORD,MNFR:01)DYNO,PTNO:01)AC8003080 | EXPLOSIVE CORD,01)DYNO,01)AC8003080 |  |  | DYNO | DYNO | AC8003080 | [5 empty] | https://www.dynonobel.com/apac/~/media/Files/Dyno/ResourceHub/Price%20Lists/Price%20List.pdf | [10 empty] | CLEANSED | 23151901 Cutters | CUTTER | NO MODIFIER | TYPE | EXPLOSIVE CORD | ELECTRICAL RATING |  | CUTTING CAPACITY |  | JAW SIZE |  | SIZE |  | CUTTER TYPE |  | HANDLE TYPE |  | BLADE MATERIAL |  | HANDLE MATERIAL |  | LENGTH |  | HAZARD CLASS |  | CERTIFICATION/STANDARD |  | ADDITIONAL FEATURES | [48 empty] | Production Completed
STP_009 - Lot4 | Data Enrichment | CIR |  | 2023-07-21 | 3/8/2023 | ok | 1285086 | 1285086 | EA | CUTTER;RATCHET,3-63 MM |  |  | CUTTER;TYPE:RATCHET,CUTTING CAPACITY:3-63 MM,MNFR:01)RIDGID,PTNO:01)02193365,MNFR:02)J.BLACKWOOD AND SON LIMITED,PTNO:02)RC-2375 | RATCHET,EN_01)3-63 MM,01)RIDGID,02)J.BLACKWOOD & SON LIMITED,01)02193365,02)RC-2375 |  |  | J.BLACKWOOD AND SON LIMITED | RIDGID | 30088 |  | J.BLACKWOOD AND SON LIMITED | RC-2375 | BLACKWOODS | 02193365 | https://www.ridgid.com/us/en/ratchet-cutters-with-ergonomic-grips | https://www.blackwoods.com.au/tools-hand-measuring-precision/pliers-and-cutters/plastic-pipe-tubing-cutters-ridgid/cutter-ratchet-ridgid-rc-2375/p/02193365 | [9 empty] | ENRICHED | 23151901 Cutters | CUTTER | NO MODIFIER | TYPE | RATCHET | ELECTRICAL RATING |  | CUTTING CAPACITY | 3 TO 63 MM | JAW SIZE |  | SIZE |  | CUTTER TYPE | SQUARE | HANDLE TYPE | ERGONOMIC GRIP | BLADE MATERIAL | STEEL | HANDLE MATERIAL |  | LENGTH |  | HAZARD CLASS |  | CERTIFICATION/STANDARD |  | ADDITIONAL FEATURES | [48 empty] | Production Completed
STP_009 - Lot4 | Data Enrichment | CIR | Part_no updated as per web source | 2023-07-21 | 3/8/2023 | ok | 1317364 | 1317364 | EA | CUTTER;SIDE KNIPEX,LG 125 MM |  |  | CUTTER;TYPE:SIDE KNIPEX,LENGTH:125 MM,MNFR:01)REMOTE CONTROL TECHNOLOGIES P/L,PTNO:01)7272 | SIDE KNIPEX,125 MM,01)REMOTE CONTROL TECHNOLOGIES,01)7272 |  |  | REMOTE CONTROL TECHNOLOGIES P/L | REMOTE CONTROL TECHNOLOGIES P/L | 7272E | EXCELTA | KNIPEX |  |  |  | https://d163axztg8am2h.cloudfront.net/static/doc/90/9a/dc40453629bd3853b5b05cff142c.pdf | https://www.techni-tool.com/product/352PL272-7272E | [9 empty] | ENRICHED | 23151901 Cutters | CUTTER | NO MODIFIER | TYPE | SIDE | ELECTRICAL RATING |  | CUTTING CAPACITY | 0.005 TO 0.032 IN | JAW SIZE |  | SIZE |  | CUTTER TYPE | ANGLED/TAPERED | HANDLE TYPE | MOLDED GRIP | BLADE MATERIAL | CARBON | HANDLE MATERIAL |  | LENGTH | 125 MM | HAZARD CLASS |  | CERTIFICATION/STANDARD |  | ADDITIONAL FEATURES | [48 empty] | Production Completed
STP_009 - Lot4 | Data Enrichment | CIR |  | 2023-07-21 | 3/8/2023 | ok | 1346233 | 1346233 | EA | CUTTER;SMPL, RIFFLE, 400 WIDE TANK |  |  | CUTTER;ADDITIONAL FEATURES EN:SAMPLE, RIFFLE, 400 WIDE TANK,MNFR:01)THERMO,PTNO:01)14963 | 01)SAMPLE, RIFFLE, 400 WIDE TA,01)THERMO,01)14963 |  |  | THERMO | THERMO | 14963 | [16 empty] | CLEANSED | 23151901 Cutters | CUTTER | NO MODIFIER | TYPE |  | ELECTRICAL RATING |  | CUTTING CAPACITY |  | JAW SIZE |  | SIZE |  | CUTTER TYPE |  | HANDLE TYPE |  | BLADE MATERIAL |  | HANDLE MATERIAL |  | LENGTH |  | HAZARD CLASS |  | CERTIFICATION/STANDARD |  | ADDITIONAL FEATURES | SAMPLE,RIFFLE,400 MM WIDE TANK | [47 empty] | Production Completed
STP_009 - Lot4 | Data Enrichment | CIR |  | 2023-07-21 | 3/8/2023 | ok | 1296656 | 1296656 | EA | CUTTER;STEEL STRAPPING |  |  | CUTTER;TYPE:STEEL STRAPPING,ADDITIONAL FEATURES EN:PSM MOVING,JAW STACK ASSY,ITEM 119,MNFR:01)SIGNODE,PTNO:01)E-568019,MNFR:02) SIGNODE,PTNO:02)568019,MNFR:03)SIGNODE,PTNO:03)17940 | STEEL STRAPPING,01)PSM MOVING,JAW STACK ASSY,I,01)SIGNODE,02)SIGNODE,03)SIGNODE,01)E-568019,02)568019,03)17940 |  |  | SIGNODE | SIGNODE | E-568019 |  | SIGNODE | 568019 | SIGNODE | 17940 | https://www.jaescompany.com/product.php?lang=en&productid=297559&code=568019 |  | 119 | [8 empty] | CLEANSED | 23151901 Cutters | CUTTER | NO MODIFIER | TYPE |  | ELECTRICAL RATING |  | CUTTING CAPACITY |  | JAW SIZE |  | SIZE |  | CUTTER TYPE |  | HANDLE TYPE |  | BLADE MATERIAL |  | HANDLE MATERIAL |  | LENGTH |  | HAZARD CLASS |  | CERTIFICATION/STANDARD |  | ADDITIONAL FEATURES | STEEL STRAPPING,PSM MOVING,JAW STACK ASSEMBLY | [47 empty] | Production Completed
STP_009 - Lot4 | Data Enrichment | CIR |  | 2023-07-21 | 3/8/2023 | ok | 1296658 | 1296658 | EA | CUTTER;STEEL STRAPPING,0.025-0.035 IN |  |  | CUTTER;TYPE:STEEL STRAPPING,CUTTING CAPACITY:0.025-0.035 IN,ADDITIONAL FEATURES EN:PSM STATIONARY,JAW STACK ASSY,ITEM 110, STRAPPE,MNFR:01)SIGNODE,PTNO:01)E-568010,MNFR:02)SIGNODE,PTNO:02)568010,MNFR:03)SIGNODE,PTNO:03)18042 | STEEL STRAPPING,EN_01)0.025-0.035 IN,01)PSM STATIONARY,JAW STACK AS,01)SIGNODE,02)SIGNODE,03)SIGNODE,01)E-568010,02)568010,03)18042 |  |  | SIGNODE | SIGNODE | E-568010 |  | SIGNODE | 568010 | SIGNODE | 18042 | https://www.lanemclaughlin.com/catalog/bander-blade-cutters-signode-e568010-location-45-m-03-3-part-stampe/ |  | 110 | [8 empty] | ENRICHED | 23151901 Cutters | CUTTER | NO MODIFIER | TYPE | BANDER BLADE | ELECTRICAL RATING |  | CUTTING CAPACITY | 1/32 IN | JAW SIZE |  | SIZE |  | CUTTER TYPE |  | HANDLE TYPE |  | BLADE MATERIAL |  | HANDLE MATERIAL |  | LENGTH |  | HAZARD CLASS |  | CERTIFICATION/STANDARD |  | ADDITIONAL FEATURES | STEEL STRAPPING,PSM STATIONARY,JAW STACK ASSEMBLY | [47 empty] | Production Completed
STP_009 - Lot4 | Data Enrichment | CIR | MFR Name not valid | 2023-07-21 | 3/8/2023 | ok | 1295312 | 1295312 | EA | CUTTER;STEEL STRAPPING,LG 1.3 M,THEGAMME |  |  | CUTTER;TYPE:STEEL STRAPPING,LENGTH:1.3 M,ADDITIONAL FEATURES EN:ASSY 30MM OPENING,MNFR:01)THEGAMME,PTNO:01)16868 | STEEL STRAPPING,1.3 M,01)ASSY 30MM OPENING,01)THEGAMME,01)16868 |  |  | THEGAMME | THEGAMME | 16868 | [16 empty] | CLEANSED | 23151901 Cutters | CUTTER | NO MODIFIER | TYPE |  | ELECTRICAL RATING |  | CUTTING CAPACITY |  | JAW SIZE |  | SIZE |  | CUTTER TYPE |  | HANDLE TYPE |  | BLADE MATERIAL |  | HANDLE MATERIAL |  | LENGTH | 1.3 M | HAZARD CLASS |  | CERTIFICATION/STANDARD |  | ADDITIONAL FEATURES | STEEL STRAPPING,30 MM OPENING ASSEMBLY | [47 empty] | Production Completed
STP_009 - Lot4 | Data Enrichment | CIR | MFR Name not valid | 2023-07-21 | 3/8/2023 | ok | 1295313 | 1295313 | EA | CUTTER;STEEL STRAPPING,LG 650 MM |  |  | CUTTER;TYPE:STEEL STRAPPING,LENGTH:650 MM,ADDITIONAL FEATURES EN:ASSY,20MM,MNFR:01)THEGAMME,PTNO:01)14442 | STEEL STRAPPING,650 MM,01)ASSY,20MM,01)THEGAMME,01)14442 |  |  | THEGAMME | THEGAMME | 14442 | [16 empty] | CLEANSED | 23151901 Cutters | CUTTER | NO MODIFIER | TYPE |  | ELECTRICAL RATING |  | CUTTING CAPACITY |  | JAW SIZE |  | SIZE |  | CUTTER TYPE |  | HANDLE TYPE |  | BLADE MATERIAL |  | HANDLE MATERIAL |  | LENGTH | 650 MM | HAZARD CLASS |  | CERTIFICATION/STANDARD |  | ADDITIONAL FEATURES | STEEL STRAPPING,20 MM OPENING ASSEMBLY | [47 empty] | Production Completed
STP_009 - Lot4 | Data Enrichment | CIR | MFR Name not valid | 2023-07-21 | 3/8/2023 | ok | 1294534 | 1294534 | EA | CUTTER;STEEL STRAPPING,MOVING ASSY |  |  | CUTTER;TYPE:STEEL STRAPPING,ADDITIONAL FEATURES EN:MOVING ASSY,MNFR:01)GERSTRAP,PTNO:01)P20040 | STEEL STRAPPING,01)MOVING ASSY,01)GERSTRAP,01)P20040 |  |  | GERSTRAP | GERSTRAP | P20040 | [16 empty] | CLEANSED | 23151901 Cutters | CUTTER | NO MODIFIER | TYPE |  | ELECTRICAL RATING |  | CUTTING CAPACITY |  | JAW SIZE |  | SIZE |  | CUTTER TYPE |  | HANDLE TYPE |  | BLADE MATERIAL |  | HANDLE MATERIAL |  | LENGTH |  | HAZARD CLASS |  | CERTIFICATION/STANDARD |  | ADDITIONAL FEATURES | STEEL STRAPPING,MOVING ASSEMBLY | [47 empty] | Production Completed
STP_009 - Lot4 | Data Enrichment | CIR | MFR Name not valid | 2023-07-21 | 3/8/2023 | ok | 1294533 | 1294533 | EA | CUTTER;STEEL STRAPPING,STATIONARY ASSY |  |  | CUTTER;TYPE:STEEL STRAPPING,ADDITIONAL FEATURES EN:STATIONARY ASSY,MNFR:01)GERSTRAP,PTNO:01)P20529 | STEEL STRAPPING,01)STATIONARY ASSY,01)GERSTRAP,01)P20529 |  |  | GERSTRAP | GERSTRAP | P20529 | [16 empty] | CLEANSED | 23151901 Cutters | CUTTER | NO MODIFIER | TYPE |  | ELECTRICAL RATING |  | CUTTING CAPACITY |  | JAW SIZE |  | SIZE |  | CUTTER TYPE |  | HANDLE TYPE |  | BLADE MATERIAL |  | HANDLE MATERIAL |  | LENGTH |  | HAZARD CLASS |  | CERTIFICATION/STANDARD |  | ADDITIONAL FEATURES | STEEL STRAPPING,STATIONARY ASSEMBLY | [47 empty] | Production Completed
STP_009 - Lot4 | Data Enrichment | CIR |  | 2023-07-21 | 3/8/2023 | ok | 1284944 | 1284944 | EA | CUTTER;T SLOTS,DIA 7/8 IN,LG 2-1/2 IN |  |  | CUTTER;TYPE:T SLOTS,SIZE:DIA 7/8 IN,BLADE MATERIAL:HIGH SPEED STEEL,LENGTH:2-1/2 IN,MNFR:01)J.BLACKWOOD AND SON LIMITED,PTNO:01) 058 | T SLOTS,EN_01)DIA 7/8 IN,HIGH SPEED STEEL,2-1/2 IN,01)J.BLACKWOOD & SON LIMITED,01)05850103 |  |  | J.BLACKWOOD AND SON LIMITED | J.BLACKWOOD AND SON LIMITED | 058 | [16 empty] | CLEANSED | 23151901 Cutters | CUTTER | NO MODIFIER | TYPE | T SLOTS | ELECTRICAL RATING |  | CUTTING CAPACITY |  | JAW SIZE |  | SIZE | 7/8 IN DIA | CUTTER TYPE |  | HANDLE TYPE |  | BLADE MATERIAL | HIGH SPEED STEEL | HANDLE MATERIAL |  | LENGTH | 2-1/2 IN | HAZARD CLASS |  | CERTIFICATION/STANDARD |  | ADDITIONAL FEATURES | [48 empty] | Production Completed
STP_009 - Lot4 | Data Enrichment | CIR |  | 2023-07-21 | 3/8/2023 | ok | 1285048 | 1285048 | EA | CUTTER;U PADDLE,200 MM,DEBRIS |  |  | CUTTER;TYPE:U PADDLE,SIZE:200 MM,ADDITIONAL FEATURES EN:DEBRIS,MNFR:01)HYDRAPOWER ATTACHEMENTS PTY LTD,PTNO:01)8008SDUS | U PADDLE,EN_01)200 MM,01)DEBRIS,01)HYDRAPOWER ATTACHEMENTS PTY,01)8008SDUS |  |  | HYDRAPOWER ATTACHEMENTS PTY LTD | HYDRAPOWER ATTACHEMENTS PTY LTD | 8008SDUS | [16 empty] | CLEANSED | 23151901 Cutters | CUTTER | NO MODIFIER | TYPE | U PADDLE | ELECTRICAL RATING |  | CUTTING CAPACITY |  | JAW SIZE |  | SIZE | 200 MM | CUTTER TYPE |  | HANDLE TYPE |  | BLADE MATERIAL |  | HANDLE MATERIAL |  | LENGTH |  | HAZARD CLASS |  | CERTIFICATION/STANDARD |  | ADDITIONAL FEATURES | DEBRIS | [47 empty] | Production Completed
STP_009 - Lot4 | Data Enrichment | CIR | Processed as per web source,conflict wrt input | 2023-07-21 | 3/8/2023 | ok | 1283299 | 1283299 | EA | CUTTER,PIPE;5-28 MM |  |  | CUTTER,PIPE;PIPE SIZE:5-28 MM,ADDITIONAL FEATURES EN:CODE, TUBE, MANUFACTURER: RIGID, REFERENCE NO:,MNFR:01)ATOM SUPPLY,PTNO:01) 88820193 | 5-28 MM,01)CODE, TUBE, MANUFACTURER: R,01)ATOM SUPPLY,01)88820193 |  |  | RIGID | RIDGID | 32920 |  | ATOM SUPPLY | 88820193 |  |  | https://www.ridgid.com/us/en/screw-feed-tubing-cutters | https://www.atom.com.au/crimp-bootlace-2-50mm-grey-pk-100-88820193 | [9 empty] | ENRICHED | 23241610 Pipe or tube cutter | CUTTER | TUBE | TYPE | SCREW FEED | TUBE SIZE | 5 TO 28 MM | BLADE MATERIAL |  | CUT MATERIAL | COPPER,BRASS,ALUMINUM | HANDLE MATERIAL |  | BODY MATERIAL |  | HANDLE SIZE |  | HAZARD CLASS |  | CERTIFICATION/STANDARD |  | ADDITIONAL FEATURES | CODE | [52 empty] | MANUFACTURER: RIGID,REFERENCE NO: | Production Completed
STP_009 - Lot4 | Data Enrichment | CIR |  | 2023-07-21 | 3/8/2023 | ok | 1283528 | 1283528 | EA | CUTTER,PIPE;CHARGE |  |  | CUTTER,PIPE;TYPE:CHARGE,MNFR:01)VINIDEX,PTNO:01)9997 | CHARGE,01)VINIDEX,01)9997 |  |  | VINIDEX | VINIDEX | 9997 | [16 empty] | CLEANSED | 23241610 Pipe or tube cutter | CUTTER | PIPE | TYPE | CHARGE | PIPE SIZE |  | BLADE MATERIAL |  | CUT MATERIAL |  | HANDLE MATERIAL |  | BODY MATERIAL |  | HANDLE SIZE |  | HAZARD CLASS |  | CERTIFICATION/STANDARD |  | ADDITIONAL FEATURES | [54 empty] | Production Completed
STP_009 - Lot4 | Data Enrichment | CIR |  | 2023-07-21 | 3/8/2023 | ok | 1283557 | 1283557 | EA | CUTTER,TUBE;1/8 TO 1-1/8 IN,58 MM |  |  | CUTTER,TUBE;TUBE SIZE:1/8 TO 1-1/8 IN,HANDLE SIZE:58 MM,MNFR:01)REECE,PTNO:01)7700134 | 1/8 TO 1-1/8 IN,58 MM,01)REECE,01)7700134 |  |  | REECE | REECE | 7700134 | [5 empty] | https://www.reece.com.au/product/rothenberger-minimax-tube-cutter-1-8-1-1-8-od-7700134 | [10 empty] | ENRICHED | 23241610 Pipe or tube cutter | CUTTER | TUBE | TYPE | MINIMAX | TUBE SIZE | 1/8 TO 1-1/8 IN | BLADE MATERIAL |  | CUT MATERIAL | COPPER,BRASS,ALUMINUM | HANDLE MATERIAL |  | BODY MATERIAL |  | HANDLE SIZE | 58 MM | HAZARD CLASS |  | CERTIFICATION/STANDARD |  | ADDITIONAL FEATURES | [54 empty] | Production Completed
STP_009 - Lot4 | Data Enrichment | CIR | MFR Name not valid | 2023-07-21 | 3/8/2023 | ok | 1283228 | 1283228 | EA | CUTTER,TUBE;3/16 TO 1-1/4 IN |  |  | CUTTER,TUBE;TUBE SIZE:3/16 TO 1-1/4 IN,MNFR:01)HEATCRAFT T/A KIRBY HVACANDR P/L,PTNO:01)BTC300 | 3/16 TO 1-1/4 IN,01)HEATCRAFT T/A KIRBY HVAC&R,01)BTC300 |  |  | HEATCRAFT T/A KIRBY HVACANDR P/L | HEATCRAFT T/A KIRBY HVACANDR P/L | BTC300 | CPS PRODUCTS |  |  |  |  | https://www.cpsproducts.com/product-details/btc300/ | [10 empty] | ENRICHED | 23241610 Pipe or tube cutter | CUTTER | TUBE | TYPE | BLACKMAX PREMIUM | TUBE SIZE | 3/16 TO 1-1/4 IN | BLADE MATERIAL |  | CUT MATERIAL | COPPER,ALUMINUM | HANDLE MATERIAL |  | BODY MATERIAL |  | HANDLE SIZE |  | HAZARD CLASS |  | CERTIFICATION/STANDARD |  | ADDITIONAL FEATURES | [54 empty] | Production Completed
STP_009 - Lot4 | Data Enrichment | CIR | MFR Name not valid | 2023-07-21 | 3/8/2023 | ok | 1283308 | 1283308 | EA | CUTTER,TUBE;3/8 TO 2-2/8 IN |  |  | CUTTER,TUBE;TUBE SIZE:3/8 TO 2-2/8 IN,MNFR:01)HEATCRAFT T/A KIRBY HVACANDR P/L,PTNO:01)BTC500 | 3/8 TO 2-2/8 IN,01)HEATCRAFT T/A KIRBY HVAC&R,01)BTC500 |  |  | HEATCRAFT T/A KIRBY HVACANDR P/L | HEATCRAFT T/A KIRBY HVACANDR P/L | BTC500 | CPS PRODUCTS |  |  |  |  | https://www.cpsproducts.com/product-details/btc500/ | [10 empty] | ENRICHED | 23241610 Pipe or tube cutter | CUTTER | TUBE | TYPE | QUICK-SLIDE | TUBE SIZE | 3/8 TO 2-2/8 IN | BLADE MATERIAL |  | CUT MATERIAL |  | HANDLE MATERIAL |  | BODY MATERIAL |  | HANDLE SIZE |  | HAZARD CLASS |  | CERTIFICATION/STANDARD |  | ADDITIONAL FEATURES | [54 empty] | Production Completed
STP_009 - Lot4 | Data Enrichment | CIR | MFR Name not valid | 2023-07-21 | 3/8/2023 | ok | 1283289 | 1283289 | EA | CUTTER,TUBE;3/8 TO 2-5/8 IN |  |  | CUTTER,TUBE;TUBE SIZE:3/8 TO 2-5/8 IN,MNFR:01)HEATCRAFT T/A KIRBY HVAC R P/L,PTNO:01)BTC 500 | 3/8 TO 2-5/8 IN,01)HEATCRAFT T/A KIRBY HVAC R,01)BTC 500 |  |  | HEATCRAFT T/A KIRBY HVAC R P/L | HEATCRAFT T/A KIRBY HVAC R P/L | BTC500 | CPS PRODUCTS |  |  |  |  | https://www.cpsproducts.com/product-details/btc500/ | [10 empty] | ENRICHED | 23241610 Pipe or tube cutter | CUTTER | TUBE | TYPE | QUICK-SLIDE | TUBE SIZE | 3/8 TO 2-5/8 IN | BLADE MATERIAL |  | CUT MATERIAL |  | HANDLE MATERIAL |  | BODY MATERIAL |  | HANDLE SIZE |  | HAZARD CLASS |  | CERTIFICATION/STANDARD |  | ADDITIONAL FEATURES | [54 empty] | Production Completed
STP_009 - Lot4 | Data Enrichment | CIR |  | 2023-07-21 | 3/8/2023 | ok | 1283155 | 1283155 | EA | CUTTER,TUBE;6-35 MM,R/BERG NO.35 |  |  | CUTTER,TUBE;TUBE SIZE:6-35 MM,ADDITIONAL FEATURES EN:R/BERG NO.35,MNFR:01)REECE PTY LTD,PTNO:01)7700025 | 6-35 MM,01)R/BERG NO.35,01)REECE PTY LTD,01)7700025 |  |  | REECE PTY LTD | REECE | 7700025 | [5 empty] | https://www.reece.com.au/product/rothenberger-no-35-tube-cutter-6-35mm-7700025 | [10 empty] | CLEANSED | 23241610 Pipe or tube cutter | CUTTER | TUBE | TYPE |  | TUBE SIZE | 6 TO 35 MM | BLADE MATERIAL |  | CUT MATERIAL |  | HANDLE MATERIAL |  | BODY MATERIAL |  | HANDLE SIZE |  | HAZARD CLASS |  | CERTIFICATION/STANDARD |  | ADDITIONAL FEATURES | R/BERG NO.35 | [53 empty] | Production Completed
STP_009 - Lot4 | Data Enrichment | CIR |  | 2023-07-21 | 3/8/2023 | ok | 1353495 | 1353495 | EA | CUTTER,TUBE;MANUAL,6-76.1 MM,SS |  |  | CUTTER,TUBE;TYPE:MANUAL,TUBE SIZE:6-76.1 MM,CUT MATERIAL:STAINLESS STEEL,ADDITIONAL FEATURES EN:RANGE, 6-70 MM,MNFR:01)BLUCHER, PTNO:01)VT.TCUT.006.076 | MANUAL,6-76.1 MM,EN_01)STAINLESS STEEL,01)RANGE, 6-70 MM,01)BLUCHER,01)VT.TCUT.006.076 |  |  | BLUCHER | BLUCHER | VT.TCUT.006.076 | AUSPRESS |  |  |  |  | https://auspress.com.au/wp-content/uploads/2019/11/AusPress-Press-Fit-316-SS-Metric-Catalogue.pdf | [10 empty] | CLEANSED | 23241610 Pipe or tube cutter | CUTTER | TUBE | TYPE | MANUAL | TUBE SIZE | 6 TO 76.1 MM | BLADE MATERIAL |  | CUT MATERIAL | STAINLESS STEEL | HANDLE MATERIAL |  | BODY MATERIAL |  | HANDLE SIZE |  | HAZARD CLASS |  | CERTIFICATION/STANDARD |  | ADDITIONAL FEATURES | [54 empty] | Production Completed
STP_009 - Lot4 | Data Enrichment | CIR |  | 2023-07-21 | 3/8/2023 | ok | 1283377 | 1283377 | EA | CUTTER,TUBE;RIDGID,NO.10M CODE |  |  | CUTTER,TUBE;TYPE:RIDGID,ADDITIONAL FEATURES EN:NO.10M CODE,MNFR:01)ATOM SUPPLY,PTNO:01)1509004 | RIDGID,01)NO.10M CODE,01)ATOM SUPPLY,01)1509004 |  |  | ATOM SUPPLY | RIDGID | 32910 |  | ATOM SUPPLY | 1509004 |  |  | https://www.ridgid.com/us/en/screw-feed-tubing-cutters | https://www.atom.com.au/screw-feed-tube-cutter-3-25mm-1509004 | [9 empty] | ENRICHED | 23241610 Pipe or tube cutter | CUTTER | TUBE | TYPE | SCREW FEED | TUBE SIZE | 3 TO 25 MM | BLADE MATERIAL |  | CUT MATERIAL | COPPER,BRASS,ALUMINUM | HANDLE MATERIAL |  | BODY MATERIAL |  | HANDLE SIZE |  | HAZARD CLASS |  | CERTIFICATION/STANDARD |  | ADDITIONAL FEATURES | NO.10M CODE | [53 empty] | Production Completed
STP_009 - Lot4 | Data Enrichment | CIR |  | 2023-07-21 | 3/8/2023 | ok | 1215227 | 1215227 | EA | CUTTER,WHL;CRCL,GDE,GAS TORCH,COMET | RUEDA CORT; | COUPR ROUE; | CUTTER,WHEEL;ADDITIONAL FEATURES EN:CIRCLE,GUIDE,GAS TORCH,COMET,MNFR:BOC LIMITED,PTNO:747782 | 01)CIRCLE,GUIDE,GAS TORCH,COME,01)BOC LIMITED,01)747782 | 747782 | 1068135 | BOC LIMITED | BOC LIMITED | 747782 | [5 empty] | https://www.boc.com.au/shop/en/au/boc-circle-cutting-guide | [10 empty] | ENRICHED | 27111500 Cutting and crimping and punching tools | CUTTER | WHEEL | TYPE |  | DIAMETER | 25 TO 650 MM | THICKNESS |  | MATERIAL |  | ARBOR SIZE |  | SIZE |  | SPEED RATING |  | HAZARD CLASS |  | CERTIFICATION/STANDARD |  | ADDITIONAL FEATURES | CIRCLE,GUIDE,FOR GAS TORCH,COMET | [53 empty] | Production Completed
STP_009 - Lot4 | Data Enrichment | CIR | Source URL not opening | 2023-07-21 | 3/8/2023 | ok | 1280981 | 1280981 | EA | CUTTER,WHL;DIA 23.8 MM,THK 1 MM,H/D |  |  | CUTTER,WHEEL;DIAMETER:23.8 MM,THICKNESS:1 MM,ADDITIONAL FEATURES EN:H/D,MNFR:01)BUNNINGS WAREHOUSE MT ISA,PTNO:01)6282446 | 23.8 MM,1 MM,01)H/D,01)BUNNINGS WAREHOUSE MT ISA,01)6282446 |  |  | BUNNINGS WAREHOUSE MT ISA | BUNNINGS WAREHOUSE MT ISA | 6282446 | [5 empty] | https://www.bunnings.com.au/dremel-reinforced-cut-off-wheels-24mm-420-20-pack_p6282446 | [9 empty] | H/D | CLEANSED | 27111500 Cutting and crimping and punching tools | CUTTER | WHEEL | TYPE |  | DIAMETER | 23.8 MM | THICKNESS | 1 MM | MATERIAL |  | ARBOR SIZE |  | SIZE |  | SPEED RATING |  | HAZARD CLASS |  | CERTIFICATION/STANDARD |  | ADDITIONAL FEATURES | [54 empty] | Production Completed
STP_009 - Lot4 | Data Enrichment | CIR |  | 2023-07-21 | 3/8/2023 | ok | 1280769 | 1280769 | EA | CUTTER,WHL;DRESSER,DIA 450 MM,5,COMPLT |  |  | CUTTER,WHEEL;TYPE:DRESSER,DIAMETER:450 MM,SIZE:5,ADDITIONAL FEATURES EN:COMPLETE,MNFR:01)J.BLACKWOOD AND SON LIMITED,PTNO:01) 006463 | EN_01)DRESSER,450 MM,5,01)COMPLETE,01)J.BLACKWOOD & SON LIMITED,01)00646309 |  |  | J.BLACKWOOD AND SON LIMITED | J.BLACKWOOD AND SON LIMITED | 006463 |  | DRESSER | [14 empty] | CLEANSED | 27111500 Cutting and crimping and punching tools | CUTTER | WHEEL | TYPE |  | DIAMETER | 450 MM | THICKNESS |  | MATERIAL |  | ARBOR SIZE |  | SIZE | 5 | SPEED RATING |  | HAZARD CLASS |  | CERTIFICATION/STANDARD |  | ADDITIONAL FEATURES | COMPLETE | [53 empty] | Production Completed