## Sheet1
Project | Activities | Production User | Production Comments | Start Date | End Date | Remarks | Griha ID | MATNR | MEINS | MAKTX_EN | MAKTX_ES | MAKTX_FR | TEXT_EN | Class_Char_Catted | MFRPN | MFRNR | MFRNR DES | MNFR | PTNO | Verified MNFR from web | MNFR 1 | PTNO 1 | MNFR 2 | PTNO 2 | Reference URL | Reference URL1 | Item Number | Equipment Type | Equipment Manufacturer | Equipment Model | Equipment Serial | DWG | DRAWING VERSION | POS/TAG | Unused Text | Enriched/Cleansed | UNSPSC Ver.23.07 | Noun | Modifier | Attribute Name 1 | Attribute Value 1 | Attribute Name 2 | Attribute Value 2 | Attribute Name 3 | Attribute Value 3 | Attribute Name 4 | Attribute Value 4 | Attribute Name 5 | Attribute Value 5 | Attribute Name 6 | Attribute Value 6 | Attribute Name 7 | Attribute Value 7 | Attribute Name 8 | Attribute Value 8 | Attribute Name 9 | Attribute Value 9 | Attribute Name 10 | Attribute Value 10 | Attribute Name 11 | Attribute Value 11 | Attribute Name 12 | Attribute Value 12 | Attribute Name 13 | Attribute Value 13 | Attribute Name 14 | Attribute Value 14 | Attribute Name 15 | Attribute Value 15 | Attribute Name 16 | Attribute Value 16 | Attribute Name 17 | Attribute Value 17 | Attribute Name 18 | Attribute Value 18 | Attribute Name 19 | Attribute Value 19 | Attribute Name 20 | Attribute Value 20 | Attribute Name 21 | Attribute Value 21 | Attribute Name 22 | Attribute Value 22 | Attribute Name 23 | Attribute Value 23 | Attribute Name 24 | Attribute Value 24 | Attribute Name 25 | Attribute Value 25 | Attribute Name 26 | Attribute Value 26 | Attribute Name 27 | Attribute Value 27 | Attribute Name 28 | Attribute Value 28 | Attribute Name 29 | Attribute Value 29 | Attribute Name 30 | Attribute Value 30 | Attribute Name 31 | Attribute Value 31 | Attribute Name 32 | Attribute Value 32 | Attribute Name 33 | Attribute Value 33 | Attribute Name 34 | Attribute Value 34 | Attribute Name 35 | Attribute Value 35 | Attribute Name 36 | Attribute Value 36 | Remaining_Information | Status
STP_009 - Lot4 | Data Enrichment | SOZ | OK | 2023-07-21 | 2023-08-03 |  | 1284420 | 1284420 | EA | AMPLIFIER;20 DB,ADD 3 GHZ PRE |  |  | AMPLIFIER;GAIN:20 DB,ADDITIONAL FEATURES EN:ADD 3 GHZ PRE,MNFR:01)IPD INDUSTRIAL PRODUCTS,PTNO:01)N9340B-PA3 | 20 DB,01)ADD 3 GHZ PRE,01)IPD INDUSTRIAL PRODUCTS,01)N9340B-PA3 |  |  | IPD INDUSTRIAL PRODUCTS | IPD INDUSTRIAL PRODUCTS | N9340B-PA3 | Agilent |  |  |  |  | https://www.coleparmer.com/i/agilent-n9340b-pa3-power-pre-amplifier-3ghz/1778401 | [9 empty] | C |  |  | AMPLIFIER | No Modifier | TYPE | PRE,POWER | GAIN | 20 DB | INPUT SIGNAL |  | OUTPUT SIGNAL |  | CONNECTION TYPE |  | MOUNTING TYPE |  | POWER SUPPLY |  | NUMBER OF PINS |  | NUMBER OF CHANNELS |  | SIZE |  | TEMPERATURE RATING |  | HAZARD CLASS |  | CERTIFICATION/STANDARD |  | ADDITIONAL FEATURES | FREQUENCY:3 GHZ | [45 empty] | Production completed
STP_009 - Lot4 | Data Enrichment | SOZ | OK | 2023-07-21 | 2023-08-03 |  | 1352507 | 1352507 | EA | AMPLIFIER;200-220 VAC 50/60 HZ |  |  | AMPLIFIER;POWER SUPPLY:200-220 VAC 50/60 HZ,ADDITIONAL FEATURES EN:AUTO PAK OPERATIONAL,MNFR:01)WARFRANK,PTNO:01)JROP-AIB | 200-220 VAC 50/60 HZ,01)AUTO PAK OPERATIONAL,01)WARFRANK,01)JROP-AIB |  |  | WARFRANK | WARFRANK | JROP-AIB | [5 empty] | U | [9 empty] | C |  |  | AMPLIFIER | No Modifier | TYPE |  | GAIN |  | INPUT SIGNAL |  | OUTPUT SIGNAL |  | CONNECTION TYPE |  | MOUNTING TYPE |  | POWER SUPPLY | 200 TO 220 VAC | NUMBER OF PINS |  | NUMBER OF CHANNELS |  | SIZE |  | TEMPERATURE RATING |  | HAZARD CLASS |  | CERTIFICATION/STANDARD |  | ADDITIONAL FEATURES | FREQUENCY: 50/60 HZ,AUTO PAK OPERATIONAL | [45 empty] | Production completed
STP_009 - Lot4 | Data Enrichment | SOZ | OK | 2023-07-21 | 2023-08-03 |  | 1237644 | 1237644 | EA | AMPLIFIER;CONV,24-25 V, 4-20 MA,0-10 V |  |  | AMPLIFIER;TYPE:CONVERTER,INPUT SIGNAL:24-25 V, 4-20 MA,OUTPUT SIGNAL:0-10 V,MOUNTING TYPE:DIN RAIL,MNFR:01)REXROTH,PTNO:01)RIF- 420 | EN_01)CONVERTER,24-25 V, 4-20 MA,0-10 V,DIN RAIL,01)REXROTH,01)RIF-420 |  |  | REXROTH | REXROTH | RIF- 420 | [5 empty] | U | [9 empty] | C |  |  | AMPLIFIER | No Modifier | TYPE | CONVERTER | GAIN |  | INPUT SIGNAL | 24 TO 25 V,4 TO 20 MA | OUTPUT SIGNAL | 0 TO 10 V | CONNECTION TYPE |  | MOUNTING TYPE | DIN RAIL | POWER SUPPLY |  | NUMBER OF PINS |  | NUMBER OF CHANNELS |  | SIZE |  | TEMPERATURE RATING |  | HAZARD CLASS |  | CERTIFICATION/STANDARD |  | ADDITIONAL FEATURES | [46 empty] | Production completed
STP_009 - Lot4 | Data Enrichment | SOZ | OK | 2023-07-21 | 2023-08-03 |  | 1297228 | 1297228 | EA | AMPLIFIER;DIGITAL,12-30 V,1,BLOVAC,AT50 |  |  | AMPLIFIER;OUTPUT SIGNAL:DIGITAL,POWER SUPPLY:12-30 V,NUMBER OF CHANNELS:1,SIZE:WD 38 X LG 64 X HT 55 MM,ADDITIONAL FEATURES EN: 50MM TUBE, AIRFLOW,MNFR:01)BLOVAC,PTNO:01)AT50 | DIGITAL,12-30 VDC,EN_01)WD 38 X LG 64 X HT 55 MM,01)50MM TUBE, AIRFLOW,01)BLOVAC,01)AT50 |  |  | BLOVAC | BLOVAC | AT50 | [5 empty] | https://tilkom.com/en/at50.html | [9 empty] | E |  |  | AMPLIFIER | No Modifier | TYPE | Measuring | GAIN |  | INPUT SIGNAL |  | OUTPUT SIGNAL | DIGITAL | CONNECTION TYPE |  | MOUNTING TYPE |  | POWER SUPPLY | 12 TO 30 V | NUMBER OF PINS |  | NUMBER OF CHANNELS | 1 | SIZE | 64 LG X 38 WD X 55 HT MM | TEMPERATURE RATING |  | HAZARD CLASS |  | CERTIFICATION/STANDARD |  | ADDITIONAL FEATURES | 50MM TUBE,AIRFLOW | [45 empty] | Production completed
STP_009 - Lot4 | Data Enrichment | SOZ | OK | 2023-07-21 | 2023-08-03 |  | 1299731 | 1299731 | EA | AMPLIFIER;ELECTRONIC CONTROL,115 VAC,11 |  |  | AMPLIFIER;TYPE:ELECTRONIC CONTROL,POWER SUPPLY:115 VAC,NUMBER OF PINS:11,SIZE:WD 40 X LG 78.5 X HT 76.5 MM,TEMPERATURE RATING:-25 TO 60 DEG C,ADDITIONAL FEATURES EN:PHOTO ELE,MNFR:01)PANTRON,PTNO:01)ISGN138-115V | EN_01)ELECTRONIC CONTROL,115 VAC,EN_01)WD 40 X LG 78.5 X HT 76.,-25 TO 60 DEG C,01)PHOTO ELE,01)PANTRON,01)ISGN138-115V |  |  | PANTRON | PANTRON | ISG-N138-115V | [5 empty] | http://www.pantron.com/us/pantron-isg-n138.html | [9 empty] | E |  |  | AMPLIFIER | No Modifier | TYPE | ELECTRONIC CONTROL,Infrared Photoelectric | GAIN | 55 M | INPUT SIGNAL |  | OUTPUT SIGNAL | 30 VDC,0.1 A | CONNECTION TYPE |  | MOUNTING TYPE |  | POWER SUPPLY | 115 VAC | NUMBER OF PINS | 11 | NUMBER OF CHANNELS |  | SIZE | 78.5 LG X 40 WD X 76.5 HT MM | TEMPERATURE RATING | -25 TO 60 DEG C | HAZARD CLASS | IP40 | CERTIFICATION/STANDARD |  | ADDITIONAL FEATURES | [46 empty] | Production completed
STP_009 - Lot4 | Data Enrichment | SOZ | OK | 2023-07-21 | 2023-08-03 |  | 1299619 | 1299619 | EA | AMPLIFIER;ELECTRONIC CONTROL,RS485 SIG |  |  | AMPLIFIER;TYPE:ELECTRONIC CONTROL,ADDITIONAL FEATURES EN:RS485 SIG,MNFR:01)OPTO-22,PTNO:01)AC30A | EN_01)ELECTRONIC CONTROL,01)RS485 SIG,01)OPTO-22,01)AC30A |  |  | OPTO-22 | OPTO-22 | RS485 |  | OPTO-22 | AC30A |  |  | https://nilgiristores.in/product/isolated-rs485-repeater-signal-amplifier-isolator-distance-extender-booster/ | [9 empty] | E |  |  | AMPLIFIER | ISOLATION | TYPE | ELECTRONIC CONTROL,Repeater Signal | NUMBER OF CHANNELS |  | ISOLATION VOLTAGE | 9 TO 36 V | ISOLATION TYPE |  | GAIN | 0 TO 1200 M | BANDWIDTH | 300 TO 500K BPS | POWER SUPPLY |  | MOUNTING TYPE |  | CONNECTION TYPE |  | SIZE |  | TEMPERATURE RATING | -30 TO 70 deg C | HAZARD CLASS |  | CERTIFICATION/STANDARD |  | ADDITIONAL FEATURES | [46 empty] | Production completed
STP_009 - Lot4 | Data Enrichment | SOZ | OK | 2023-07-21 | 2023-08-03 |  | 1284439 | 1284439 | EA | AMPLIFIER;EVENT |  |  | AMPLIFIER;TYPE:EVENT,MNFR:01)VENDOR LINK PTY LTD,PTNO:01)AP11-105 | EN_01)EVENT,01)VENDOR LINK PTY LTD,01)AP11-105 |  |  | VENDOR LINK PTY LTD | VENDOR LINK PTY LTD | AP11-105 | AND |  |  |  |  | https://measurement.andonline.com/product/ap11-105-event-amp/ | [9 empty] | E |  |  | AMPLIFIER | No Modifier | TYPE | EVENT | GAIN | 1 US | INPUT SIGNAL | 0 to 24 V | OUTPUT SIGNAL |  | CONNECTION TYPE | 2 circular 8 pin DIN | MOUNTING TYPE |  | POWER SUPPLY |  | NUMBER OF PINS |  | NUMBER OF CHANNELS | 8 | SIZE |  | TEMPERATURE RATING |  | HAZARD CLASS |  | CERTIFICATION/STANDARD |  | ADDITIONAL FEATURES | [46 empty] | Production completed
STP_009 - Lot4 | Data Enrichment | SOZ | OK | 2023-07-21 | 2023-08-03 |  | 1284216 | 1284216 | EA | AMPLIFIER;FFT,BNC,2 |  |  | AMPLIFIER;TYPE:FFT,CONNECTION TYPE:BNC,NUMBER OF CHANNELS:2,MNFR:01)VENDOR LINK PTY LTD,PTNO:01)AP11-102 | EN_01)FFT,BNC,01)VENDOR LINK PTY LTD,01)AP11-102 |  |  | VENDOR LINK PTY LTD | VENDOR LINK PTY LTD | AP11-102 | AND |  |  |  |  | https://measurement.andonline.com/product/ap11-102-2-ch-fft-amplifier/ | [9 empty] | E |  |  | AMPLIFIER | No Modifier | TYPE | FFT | GAIN | 0.1,0.2,0.5,1,2,5,10,20,50,100,200,500 SV | INPUT SIGNAL | 500 V | OUTPUT SIGNAL |  | CONNECTION TYPE | BNC | MOUNTING TYPE |  | POWER SUPPLY | 18 V,2 mA | NUMBER OF PINS |  | NUMBER OF CHANNELS | 2 | SIZE |  | TEMPERATURE RATING |  | HAZARD CLASS |  | CERTIFICATION/STANDARD |  | ADDITIONAL FEATURES | [46 empty] | Production completed
STP_009 - Lot4 | Data Enrichment | SOZ | OK | 2023-07-21 | 2023-08-03 |  | 1350126 | 1350126 | EA | AMPLIFIER;FLM,HONEYWEL,R7253A1014 |  |  | AMPLIFIER;TYPE:FLAME,MNFR:01)HONEYWEL,PTNO:01)R7253A1014 | EN_01)FLAME,01)HONEYWEL,01)R7253A1014 |  |  | HONEYWEL | HONEYWEL | R7253A1014 | [5 empty] | http://www.proteksc.com/pdf/70-8314.pdf | https://sbindustrialsupply.com/shop/new-honeywell-r7253a-1014-flame-rectification-amplifier-r7253a1014/ | [8 empty] | E |  |  | AMPLIFIER | No Modifier | TYPE | FLAME RECTIFICATION | GAIN |  | INPUT SIGNAL |  | OUTPUT SIGNAL |  | CONNECTION TYPE |  | MOUNTING TYPE |  | POWER SUPPLY |  | NUMBER OF PINS |  | NUMBER OF CHANNELS |  | SIZE |  | TEMPERATURE RATING |  | HAZARD CLASS |  | CERTIFICATION/STANDARD |  | ADDITIONAL FEATURES | [46 empty] | Production completed
STP_009 - Lot4 | Data Enrichment | SOZ | OK | 2023-07-21 | 2023-08-03 |  | 1284276 | 1284276 | EA | AMPLIFIER;HIGH SPEED VOLTAGE,(2) BNC |  |  | AMPLIFIER;TYPE:HIGH SPEED VOLTAGE,CONNECTION TYPE:(2) BNC,MNFR:01)VENDOR LINK PTY LTD,PTNO:01)AP11-103 | EN_01)HIGH SPEED VOLTAGE,(2) BNC,01)VENDOR LINK PTY LTD,01)AP11-103 |  |  | VENDOR LINK PTY LTD | VENDOR LINK PTY LTD | AP11-103 | AND |  |  |  |  | https://www.aandd.jp/products/industrial/acquisition/ra2300.html | [9 empty] | E |  |  | AMPLIFIER | No Modifier | TYPE | DC,HIGH SPEED VOLTAGE | GAIN | 1 US | INPUT SIGNAL | 500 VDC MAX | OUTPUT SIGNAL |  | CONNECTION TYPE | (2) BNC | MOUNTING TYPE |  | POWER SUPPLY |  | NUMBER OF PINS |  | NUMBER OF CHANNELS | 2 | SIZE |  | TEMPERATURE RATING |  | HAZARD CLASS |  | CERTIFICATION/STANDARD |  | ADDITIONAL FEATURES | [46 empty] | Production completed
STP_009 - Lot4 | Data Enrichment | SOZ | OK | 2023-07-21 | 2023-08-03 |  | 1290833 | 1290833 | EA | AMPLIFIER;MGNTC |  |  | AMPLIFIER;TYPE:MAGNETIC,MNFR:01)ICAL,PTNO:01)54-E-29 | EN_01)MAGNETIC,01)ICAL,01)54-E-29 |  |  | ICAL | ICAL | 54-E-29 | [5 empty] | U | [9 empty] | C |  |  | AMPLIFIER | No Modifier | TYPE | MAGNETIC | GAIN |  | INPUT SIGNAL |  | OUTPUT SIGNAL |  | CONNECTION TYPE |  | MOUNTING TYPE |  | POWER SUPPLY |  | NUMBER OF PINS |  | NUMBER OF CHANNELS |  | SIZE |  | TEMPERATURE RATING |  | HAZARD CLASS |  | CERTIFICATION/STANDARD |  | ADDITIONAL FEATURES | [46 empty] | Production completed
STP_009 - Lot4 | Data Enrichment | SOZ | CONFLICT IN NOUN,PROCESSD BASED ON WEBSOURCE | 2023-07-21 | 2023-08-03 |  | 1292698 | 1292698 | EA | AMPLIFIER;PNEU,RATIO 1:6,MOORE,66BA6 |  |  | AMPLIFIER;TYPE:PNEUMATIC,ADDITIONAL FEATURES EN:RATIO 1:6,MNFR:01)MOORE,PTNO:01)66BA6 | EN_01)PNEUMATIC,01)RATIO 1:6,01)MOORE,01)66BA6 |  |  | MOORE | MOORE | 66BA6 | SIEMENS |  |  |  |  | https://mall.industry.siemens.com/mall/en/us/Catalog/Product/?mlfb=TGX%3A66BA6 | https://www.transcat.com/siemens-industry-66ba6-66ba6-302647 | [8 empty] | E |  |  | RELAY | PNEUMATIC | TYPE | Amplifying,Reducing | INPUT RANGE |  | OUTPUT RANGE |  | PRESSURE RATING | 20 BAR MAX | FLOW RATING |  | MOUNTING TYPE |  | MATERIAL | Brass,aluminum,stainless steel,NeoprenE | NUMBER OF PORTS |  | CONNECTION TYPE |  | ENCLOSURE |  | TEMPERATURE RATING | -40 to 82 DEG C | HAZARD CLASS |  | CERTIFICATION/STANDARD |  | ADDITIONAL FEATURES | RATIO:1:6 | [45 empty] | Production completed
STP_009 - Lot4 | Data Enrichment | SOZ | CONFLICT IN NOUN,PROCESSD BASED ON WEBSOURCE | 2023-07-21 | 2023-08-03 |  | 1350307 | 1350307 | EA | AMPLIFIER;PRE |  |  | AMPLIFIER;TYPE:PRE,MNFR:01)ENDRHAUS,PTNO:01)EC72-Z | EN_01)PRE,01)ENDRHAUS,01)EC72-Z |  |  | ENDRHAUS | ENDRHAUS | EC 72-Z | [5 empty] | https://portal.endress.com/wa001/dla/5000000/3874/000/00/BA179FEN.PDF | [9 empty] | E |  |  | TRANSMITTER | LEVEL | TYPE |  | MEASURING RANGE |  | ACCURACY |  | OUTPUT TYPE |  | SUPPLY VOLTAGE |  | CONNECTION TYPE |  | MOUNTING TYPE |  | MATERIAL |  | TEMPERATURE RATING |  | ENCLOSURE |  | SIZE |  | HAZARD CLASS |  | CERTIFICATION/STANDARD |  | ADDITIONAL FEATURES | [46 empty] | Production completed
STP_009 - Lot4 | Data Enrichment | SOZ | OK | 2023-07-21 | 2023-08-03 |  | 1299354 | 1299354 | EA | AMPLIFIER;REMT,90-260 VAC, 12-30 VDC |  |  | AMPLIFIER;TYPE:REMOTE,POWER SUPPLY:90-260 VAC, 12-30 VDC,ADDITIONAL FEATURES EN:(2) RELAY SWITCH,MNFR:01)HAWK,PTNO:01)GSASUS | EN_01)REMOTE,90-260 VAC, 12-30 VDC,01)(2) RELAY SWITCH,01)HAWK,01)GSASUS |  |  | HAWK | HAWK | GSASUS | [5 empty] | https://fieldelectronics.com/blocked-chute-protection-hawk-measurement-gladiator-microwave-switch/ | [9 empty] | c |  |  | AMPLIFIER | No Modifier | TYPE | REMOTE | GAIN |  | INPUT SIGNAL |  | OUTPUT SIGNAL |  | CONNECTION TYPE |  | MOUNTING TYPE |  | POWER SUPPLY | 90 TO 260 VAC,12 TO 30 VDC | NUMBER OF PINS |  | NUMBER OF CHANNELS |  | SIZE |  | TEMPERATURE RATING |  | HAZARD CLASS |  | CERTIFICATION/STANDARD |  | ADDITIONAL FEATURES | (2) RELAY SWITCH | [45 empty] | Production completed
STP_009 - Lot4 | Data Enrichment | SOZ | OK | 2023-07-21 | 2023-08-03 |  | 1352484 | 1352484 | EA | AMPLIFIER;ROOTER,GEC |  |  | AMPLIFIER;TYPE:ROOTER,MNFR:01)GEC,PTNO:01)4698/1;ROOTER AMPLIFIER | EN_01)ROOTER,01)GEC,01)4698/1,ROOTER AMPLIFIER |  |  | GEC | GEC | 4698/1 | [5 empty] | U | [9 empty] | C |  |  | AMPLIFIER | No Modifier | TYPE | ROOTER | GAIN |  | INPUT SIGNAL |  | OUTPUT SIGNAL |  | CONNECTION TYPE |  | MOUNTING TYPE |  | POWER SUPPLY |  | NUMBER OF PINS |  | NUMBER OF CHANNELS |  | SIZE |  | TEMPERATURE RATING |  | HAZARD CLASS |  | CERTIFICATION/STANDARD |  | ADDITIONAL FEATURES | [46 empty] | Production completed
STP_009 - Lot4 | Data Enrichment | SOZ | OK | 2023-07-21 | 2023-08-03 |  | 1297002 | 1297002 | EA | AMPLIFIER;SIGNAL RANGE EXTENDER,IP67 |  |  | AMPLIFIER;TYPE:SIGNAL RANGE EXTENDER,CONNECTION TYPE:ETHERNET, (1) RJ45 INPUT, (1) RJ45 OUTPUT,ADDITIONAL FEATURES EN:IP67,MNFR: 01)SN_NET,PTNO:01)POENE01,MNFR:02)NLTAUST,PTNO:02)AS49025 | 01)SN_NET,02)NLTAUST,01)POENE01,02)AS49025 |  |  | NLTAUST | SN_NET | POENE01 |  | NLTAUST | AS49025 |  |  | U | [9 empty] | C |  |  | AMPLIFIER | No Modifier | TYPE | SIGNAL RANGE EXTENDER | GAIN |  | INPUT SIGNAL |  | OUTPUT SIGNAL |  | CONNECTION TYPE | ETHERNET,(1) RJ45 INPUT,(1) RJ45 OUTPUT | MOUNTING TYPE |  | POWER SUPPLY |  | NUMBER OF PINS |  | NUMBER OF CHANNELS |  | SIZE |  | TEMPERATURE RATING |  | HAZARD CLASS |  | CERTIFICATION/STANDARD |  | ADDITIONAL FEATURES | IP67 | [45 empty] | Production completed
STP_009 - Lot4 | Data Enrichment | SOZ | OK | 2023-07-21 | 2023-08-03 |  | 1351706 | 1351706 | EA | AMPLIFIER;SINGLE OPERATIONAL,8,1 |  |  | AMPLIFIER;TYPE:SINGLE OPERATIONAL,NUMBER OF PINS:8,NUMBER OF CHANNELS:1,TEMPERATURE RATING:0-70 DEG C,ADDITIONAL FEATURES EN: MICROCIRCUIT, LINEAR, MINI-DIP PACKAGE,MNFR:01)NAT-SEMI,PTNO:01)LM301,MNFR:02)RADIOPRT,PTNO:02)UA301ATC,MNFR:03)FAIRCHLD,PTNO:03) S LM301AN | EN_01)SINGLE OPERATIONAL,0-70 DEG C,01)MICROCIRCUIT, LINEAR, MINI-,01)NAT-SEMI,02)RADIOPRT,03)FAIRCHLD,01)LM301,02)UA301ATC,03)S LM301AN |  |  | FAIRCHLD | NAT-SEMI | LM301 | TEXAS INSTRUMENTS | RADIOPRT | UA301ATC | FAIRCHLD | S LM301AN | https://www.ti.com/lit/ds/symlink/lm101a-n.pdf?ts=1690983268415&ref_url=https%253A%252F%252Fwww.google.com%252F | [9 empty] | e |  |  | AMPLIFIER | No Modifier | TYPE | SINGLE OPERATIONAL,MICROCIRCUIT,LINEAR | GAIN |  | INPUT SIGNAL | +/-15 V | OUTPUT SIGNAL |  | CONNECTION TYPE |  | MOUNTING TYPE |  | POWER SUPPLY | +/-18 V | NUMBER OF PINS | 8 | NUMBER OF CHANNELS | 1 | SIZE |  | TEMPERATURE RATING | 0 to 70 DEG C | HAZARD CLASS |  | CERTIFICATION/STANDARD |  | ADDITIONAL FEATURES | MINI-DIP PACKAGE | [45 empty] | Production completed
STP_009 - Lot4 | Data Enrichment | SOZ | OK | 2023-07-21 | 2023-08-03 |  | 1284624 | 1284624 | EA | AMPLIFIER;SPECTRUM ANALYZER |  |  | AMPLIFIER;TYPE:SPECTRUM ANALYZER,CONNECTION TYPE:LAN, USB HOST, GPIB,ADDITIONAL FEATURES EN:COMES WITH 1.5 GHZ TRACKING GENERATOR, R62 LAMP,R CHERYN / JUDI PLEASE,MNFR:01)CNW (MOUNT ISA) ELECT WHOLESALER,PTNO:01)DSA-815-TG | EN_01)SPECTRUM ANALYZER,LAN, USB HOST, GPIB,01)COMES WITH 1.5 GHZ TRACKING,02)R CHERYN / JUDI PLEASE,01)CNW (MOUNT ISA) ELECT WHOLE,01)DSA-815-TG |  |  | CNW (MOUNT ISA) ELECT WHOLESALER | CNW (MOUNT ISA) ELECT WHOLESALER | DSA-815-TG | salicon |  |  |  |  | https://www.salicontech.co.in/product/rigol-dsa815-tg/ | [9 empty] | E |  |  | ANALYZER | NO MODIFIER | TYPE | High quality spectrum | MEASURING RANGE | 9 kHz to 1.5 GHz | ACCURACY |  | OUTPUT TYPE |  | POWER SUPPLY | 50 V | DISPLAY TYPE | 8 IN TFT-Color-LCD | INTERFACE TYPE |  | ENCLOSURE TYPE |  | SIZE | 362 X 179 X 128 mm | MOUNTING TYPE |  | TEMPERATURE RATING |  | HAZARD CLASS |  | CERTIFICATION/STANDARD |  | ADDITIONAL FEATURES | connection type:LAN,USB HOST,GPIB,c/w 1.5 GHZ TRACKING GENERATOR,R62 LAMP,R CHERYN/JUDI PLEASE | [45 empty] | Production completed
STP_009 - Lot4 | Data Enrichment | SOZ | OK | 2023-07-21 | 2023-08-03 |  | 1284089 | 1284089 | EA | BREATHER;CRTG,SILICA GEL |  |  | BREATHER;TYPE:CARTRIDGE,FILTER MEDIA:SILICA GEL,ADDITIONAL FEATURES EN:REAGENT HAWKE PRICING,MNFR:01)CNW (MOUNT ISA) ELECT WHOLESALER,PTNO:01)WIL050-0003E10 | EN_01)CARTRIDGE,SILICA GEL,01)REAGENT HAWKE PRICING,01)CNW (MOUNT ISA) ELECT WHOLE,01)WIL050-0003E10 |  |  | CNW (MOUNT ISA) ELECT WHOLESALER | CNW (MOUNT ISA) ELECT WHOLESALER | WIL050-0003E10 | [5 empty] | U | [10 empty] | C |  | BREATHER | No Modifier | TYPE | CARTRIDGE | CONNECTION SIZE |  | FILTRATION RATE |  | MATERIAL |  | FILTER MEDIA | SILICA GEL | PRESSURE RATING |  | TEMPERATURE RATING |  | SIZE |  | HAZARD CLASS |  | CERTIFICATION/STANDARD |  | ADDITIONAL FEATURES | REAGENT HAWKE PRICING | [51 empty] | Production completed
STP_009 - Lot4 | Data Enrichment | SOZ | OK | 2023-07-21 | 2023-08-03 |  | 1283691 | 1283691 | EA | BREATHER;D4 FILTER DESICCANT,400 MM |  |  | BREATHER;TYPE:D4 FILTER DESICCANT,SIZE:400 MM,ADDITIONAL FEATURES EN:BDE400 X 2 W 0.0,MNFR:01)ISADRAULICS,PTNO:01) 1299654/ISADRAUL | EN_01)D4 FILTER DESICCANT,EN_01)400 MM,01)BDE400 X 2 W 0.0,01)ISADRAULICS,01)1299654/ISADRAUL |  |  | ISADRAULICS | ISADRAULICS | 1299654 | HYDAC |  |  |  |  | https://www.hydrotech.com/shop/product/154257-1299654 | [10 empty] | E |  | BREATHER | No Modifier | TYPE | TANK,D4 FILTER DESICCANT | CONNECTION SIZE |  | FILTRATION RATE | 5500 l/min | MATERIAL |  | FILTER MEDIA |  | PRESSURE RATING |  | TEMPERATURE RATING |  | SIZE | 400 MM | HAZARD CLASS |  | CERTIFICATION/STANDARD |  | ADDITIONAL FEATURES | BDE400 X 2 W 0.0 | [51 empty] | Production completed
STP_009 - Lot4 | Data Enrichment | SOZ | OK | 2023-07-21 | 2023-08-03 |  | 1229043 | 1229043 | EA | BREATHER;DESICCANT BREATHER, REUSABLE,OR |  |  | BREATHER;DESICCANT BREATHER, REUSABLE,CONNECTION SIZE:3/4 IN-14BSPP,SIZE:DIA 3.94 X LG 8.66 IN,ADDITIONAL FEATURES EN:DRYING AGENT CAPACITY - 450G, W/O MOUNTING PLATE AND MINDER INDICAT,OR,MNFR:01)STAUFF,PTNO:01)SDB-096/2 | EN_01)DESICCANT BREATHER, REUS,3/4 IN-14BSPP,EN_01)DIA 3.94 X LG 8.66 IN,01)DRYING AGENT CAPACITY - 450,02)OR,01)STAUFF,01)SDB-096/2 |  |  | STAUFF | STAUFF | SDB-096/2 | [5 empty] | https://stauff.com/en/products/1910000482 | [10 empty] | E |  | BREATHER | No Modifier | TYPE | Particle,Desiccant | CONNECTION SIZE | 3/4 IN - 14 BSPP | FILTRATION RATE |  | MATERIAL |  | FILTER MEDIA |  | PRESSURE RATING |  | TEMPERATURE RATING |  | SIZE | 3.94 DIA X 8.66 LG IN | HAZARD CLASS |  | CERTIFICATION/STANDARD | ISO 228 | ADDITIONAL FEATURES | DRYING AGENT CAPACITY-:450 G,W/O MOUNTING PLATE AND MINDER INDICATOR | [51 empty] | Production completed
STP_009 - Lot4 | Data Enrichment | SOZ | PARTIAL MATCH | 2023-07-21 | 2023-08-03 |  | 1297586 | 1297586 | EA | BREATHER;FILLER FILTER,430 L/MIN |  |  | BREATHER;TYPE:FILLER FILTER,FILTRATION RATE:430 L/MIN,SIZE:DIA 76.2 X LG 153.5 MM,ADDITIONAL FEATURES EN:FLANGE MOUNTING, 40 MICRON FILTRATION,MNFR:01)HYDAC,PTNO:01)ELFP-3F-10W-1.0 | EN_01)FILLER FILTER,430 L/MIN,EN_01)DIA 76.2 X LG 153.5 MM,01)FLANGE MOUNTING, 40 MICRON,01)HYDAC,01)ELFP-3F-10W-1.0 |  |  | HYDAC | HYDAC | ELFP-3F-10W-1.0 | [5 empty] | https://www.hydac.com/shop/en-in/1284382#simple-downloads | https://www.vtcsolar.gr/shop/filters/hydac-filter-elfp-3-f-10-w-1-0-filler-breather-hydraulic-fluid/ | [9 empty] | E |  | BREATHER | No Modifier | TYPE | FILLER FILTER,Hydraulic Fluid | CONNECTION SIZE |  | FILTRATION RATE | 430 L/MIN | MATERIAL |  | FILTER MEDIA | Paper fibre | PRESSURE RATING |  | TEMPERATURE RATING |  | SIZE | 76.2 DIA X 153.5 LG MM | HAZARD CLASS |  | CERTIFICATION/STANDARD |  | ADDITIONAL FEATURES | MOUNT:FLANGE,MICRON RATING:40 UM | [51 empty] | Production completed
STP_009 - Lot4 | Data Enrichment | SOZ | OK | 2023-07-21 | 2023-08-03 |  | 1354520 | 1354520 | EA | BREATHER;FILR |  |  | BREATHER;TYPE:FILLER,MNFR:01)CAVA,PTNO:01)79909 | EN_01)FILLER,01)CAVA,01)79909 |  |  | CAVA | CAVA | 79909 | [5 empty] | U | [10 empty] | C |  | BREATHER | No Modifier | TYPE | FILLER | CONNECTION SIZE |  | FILTRATION RATE |  | MATERIAL |  | FILTER MEDIA |  | PRESSURE RATING |  | TEMPERATURE RATING |  | SIZE |  | HAZARD CLASS |  | CERTIFICATION/STANDARD |  | ADDITIONAL FEATURES | [52 empty] | Production completed
STP_009 - Lot4 | Data Enrichment | SOZ | OK | 2023-07-21 | 2023-08-03 |  | 1301826 | 1301826 | EA | BREATHER;FILR,EIMCO,A2U913-533002 |  |  | BREATHER;TYPE:FILLER,MNFR:01)EIMCO,PTNO:01)A2U913-533002 | EN_01)FILLER,01)EIMCO,01)A2U913-533002 |  |  | EIMCO | EIMCO | A2U913-533002 | [5 empty] | U | [10 empty] | C |  | BREATHER | No Modifier | TYPE | FILLER | CONNECTION SIZE |  | FILTRATION RATE |  | MATERIAL |  | FILTER MEDIA |  | PRESSURE RATING |  | TEMPERATURE RATING |  | SIZE |  | HAZARD CLASS |  | CERTIFICATION/STANDARD |  | ADDITIONAL FEATURES | [52 empty] | Production completed
STP_009 - Lot4 | Data Enrichment | SOZ | PARTIAL MATCH | 2023-07-21 | 2023-08-03 |  | 1298190 | 1298190 | EA | BREATHER;FILR,RATED, SIZE 3,HYDA |  |  | BREATHER;TYPE:FILLER,ADDITIONAL FEATURES EN:RATED, SIZE 3,MNFR:01)HYDAC,PTNO:01)ELFP3F10W1.0/RR | EN_01)FILLER,01)RATED, SIZE 3,01)HYDAC,01)ELFP3F10W1.0/RR |  |  | HYDAC | HYDAC | ELFP-3F-10W-1.0/RR | [5 empty] | https://www.hydac.com/shop/en-in/1284382#simple-downloads | https://www.vtcsolar.gr/shop/filters/hydac-filter-elfp-3-f-10-w-1-0-filler-breather-hydraulic-fluid/ | [9 empty] | E |  | BREATHER | No Modifier | TYPE | FILLER FILTER,Hydraulic Fluid | CONNECTION SIZE |  | FILTRATION RATE |  | MATERIAL |  | FILTER MEDIA | Paper fibre | PRESSURE RATING |  | TEMPERATURE RATING |  | SIZE |  | HAZARD CLASS |  | CERTIFICATION/STANDARD |  | ADDITIONAL FEATURES | MICRON RATING:10 UM,SIZE 3,RATED | [51 empty] | Production completed
STP_009 - Lot4 | Data Enrichment | SOZ | OK | 2023-07-21 | 2023-08-03 |  | 1294973 | 1294973 | EA | BREATHER;FILTER ENGINE,OD 146.1 MM |  |  | BREATHER;TYPE:FILTER ENGINE,SIZE:OD 146.1 MM,MNFR:01)QMAC,PTNO:01)87304662 | EN_01)FILTER ENGINE,EN_01)OD 146.1 MM,01)QMAC,01)87304662 |  |  | QMAC | QMAC | 87304662 | [5 empty] | https://www.sf-filter.com/en/vergleichsliste/87304662.htm | [10 empty] | E |  | FILTER | AIR | TYPE | BREATHER | FILTER RATING |  | SIZE | 146.1 MM OD | PORT SIZE |  | MATERIAL |  | PRESSURE RATING |  | FLOW RATING |  | TEMPERATURE RATING |  | HAZARD CLASS |  | CERTIFICATION/STANDARD |  | ADDITIONAL FEATURES | [52 empty] | Production completed
STP_009 - Lot4 | Data Enrichment | SOZ | OK | 2023-07-21 | 2023-08-03 |  | 1346298 | 1346298 | EA | BREATHER;FLTR |  |  | BREATHER;TYPE:FILTER,MNFR:01)FINLAY,PTNO:01)10-23-6555 | EN_01)FILTER,01)FINLAY,01)10-23-6555 |  |  | FINLAY | FINLAY | 10-23-6555 | [5 empty] | https://parts.powerscreensales.com/10-23-6555/ | [10 empty] | E |  | BREATHER | No Modifier | TYPE | AIR,FILTER | CONNECTION SIZE |  | FILTRATION RATE |  | MATERIAL |  | FILTER MEDIA |  | PRESSURE RATING |  | TEMPERATURE RATING |  | SIZE |  | HAZARD CLASS |  | CERTIFICATION/STANDARD |  | ADDITIONAL FEATURES | [52 empty] | Production completed
STP_009 - Lot4 | Data Enrichment | SOZ | OK | 2023-07-21 | 2023-08-03 |  | 1290947 | 1290947 | EA | BREATHER;FLTR, TANK,3/4 IN BSPP |  |  | BREATHER;TYPE:FILTER, TANK,CONNECTION SIZE:3/4 IN BSPP,MATERIAL:SILVER PLATED,ADDITIONAL FEATURES EN:100X100X100,MNFR:01)JACTECH, PTNO:01)JSA-306336 | EN_01)FILTER, TANK,3/4 IN BSPP,EN_01)SILVER PLATED,01)100X100X100,01)JACTECH,01)JSA-306336 |  |  | JACTECH | JACTECH | JSA-306336 | [5 empty] | https://uk.misumi-ec.com/vona2/detail/221303569562/?HissuCode=306336 | [10 empty] | E |  | FILTER | NO MODIFIER | TYPE | BREATHER,TANK | FILTER RATING | 10 UM | PORT SIZE | 3/4 IN BSPP | SIZE | 100X100X100 MM | MATERIAL | SILVER PLATED | PRESSURE RATING |  | FLOW RATING |  | TEMPERATURE RATING |  | HAZARD CLASS |  | CERTIFICATION/STANDARD |  | ADDITIONAL FEATURES | [52 empty] | Production completed
STP_009 - Lot4 | Data Enrichment | SOZ | OK | 2023-07-21 | 2023-08-03 |  | 1291016 | 1291016 | EA | BREATHER;FLTR,3/4 IN,METAL CASING |  |  | BREATHER;TYPE:FILTER,CONNECTION SIZE:3/4 IN,MATERIAL:METAL CASING,ADDITIONAL FEATURES EN:PAPER MEDIA,3 MICRON,MNFR:01)TERRATEC, PTNO:01)2551-6 | EN_01)FILTER,3/4 IN,EN_01)METAL CASING,01)PAPER MEDIA,3 MICRON,01)TERRATEC,01)2551-6 |  |  | TERRATEC | TERRATEC | 2551-6 | [5 empty] | U | [10 empty] | C |  | BREATHER | No Modifier | TYPE | FILTER | CONNECTION SIZE | 3/4 IN | FILTRATION RATE |  | MATERIAL | METAL CASING | FILTER MEDIA | PAPER | PRESSURE RATING |  | TEMPERATURE RATING |  | SIZE |  | HAZARD CLASS |  | CERTIFICATION/STANDARD |  | ADDITIONAL FEATURES | MICRON RATING:3 UM | [51 empty] | Production completed
STP_009 - Lot4 | Data Enrichment | SOZ | OK | 2023-07-21 | 2023-08-03 |  | 1298283 | 1298283 | EA | BREATHER;GEL DESICCANT,3/4 IN-BSP,BARD |  |  | BREATHER;TYPE:GEL DESICCANT,CONNECTION SIZE:3/4 IN-BSP,FILTRATION RATE:700 L/MIN,SIZE:WD 96 X LG 238 MM,ADDITIONAL FEATURES EN: ASSY, COMPLETE, ZN, ANDRITZ,MNFR:01)BARD,PTNO:01)KL96R | EN_01)GEL DESICCANT,3/4 IN-BSP,700 L/MIN,EN_01)WD 96 X LG 238 MM,01)ASSY, COMPLETE, ZN, ANDRITZ,01)BARD,01)KL96R |  |  | BARD | BARD | KL96R | RMF |  |  |  |  | https://descase.co.uk/rmf-systems/rmf-kl96r-desiccant-breathers/ | [10 empty] | C |  | BREATHER | No Modifier | TYPE | GEL DESICCANT | CONNECTION SIZE | 3/4 IN BSP | FILTRATION RATE | 700 L/MIN | MATERIAL |  | FILTER MEDIA |  | PRESSURE RATING |  | TEMPERATURE RATING |  | SIZE | 238 LG X 96 WD MM | HAZARD CLASS |  | CERTIFICATION/STANDARD |  | ADDITIONAL FEATURES | ASSY,COMPLETE,ZN,ANDRITZ | [51 empty] | Production completed
STP_009 - Lot4 | Data Enrichment | SOZ | OK | 2023-07-21 | 2023-08-03 |  | 1297972 | 1297972 | EA | BREATHER;HIGH SPEED HEAD GEAR,LIGHTNIN |  |  | BREATHER;ADDITIONAL FEATURES EN:HIGH SPEED HEAD GEAR,MNFR:01)LIGHTNIN,PTNO:01)121217 | 01)HIGH SPEED HEAD GEAR,01)LIGHTNIN,01)121217 |  |  | LIGHTNIN | LIGHTNIN | 121217 | [5 empty] | U | [10 empty] | C |  | BREATHER | No Modifier | TYPE |  | CONNECTION SIZE |  | FILTRATION RATE |  | MATERIAL |  | FILTER MEDIA |  | PRESSURE RATING |  | TEMPERATURE RATING |  | SIZE |  | HAZARD CLASS |  | CERTIFICATION/STANDARD |  | ADDITIONAL FEATURES | FOR HIGH SPEED HEAD GEAR | [51 empty] | Production completed
STP_009 - Lot4 | Data Enrichment | SOZ | OK | 2023-07-21 | 2023-08-03 |  | 1319955 | 1319955 | EA | BREATHER;HYDR,1-1/2 IN,METAL CASING |  |  | BREATHER;TYPE:HYDRAULIC,CONNECTION SIZE:1-1/2 IN,MATERIAL:METAL CASING,SIZE:ID 38 X OD X 84 X HT 85 MM,ADDITIONAL FEATURES EN: PLEATED PAPER MEDIA, C/W ELEMENT,MNFR:01)DONALDSN,PTNO:01)P901453 | EN_01)HYDRAULIC,1-1/2 IN,EN_01)METAL CASING,EN_01)ID 38 X OD X 84 X HT 85,01)PLEATED PAPER MEDIA, C/W EL,01)DONALDSN,01)P901453 |  |  | DONALDSN | DONALDSN | P901453 | [5 empty] | https://shop.donaldson.com/store/en-au/product/P901453/22550 | [10 empty] | S |  | BREATHER | No Modifier | TYPE | HYDRAULIC | CONNECTION SIZE | 1-1/2 IN | FILTRATION RATE | 40 UM | MATERIAL | METAL CASING | FILTER MEDIA | PLEATED PAPER | PRESSURE RATING |  | TEMPERATURE RATING |  | SIZE | 38 ID X 84 OD X 85 HT MM | HAZARD CLASS |  | CERTIFICATION/STANDARD |  | ADDITIONAL FEATURES | C/W ELEMENT | [51 empty] | Production completed
STP_009 - Lot4 | Data Enrichment | SOZ | OK | 2023-07-21 | 2023-08-03 |  | 1284056 | 1284056 | EA | BREATHER;HYDRAULIC TANK |  |  | BREATHER;TYPE:HYDRAULIC TANK,MNFR:01)ISADRAULICS,PTNO:01)HYDRAULIC TANK BREATHER | EN_01)HYDRAULIC TANK,01)ISADRAULICS,01)HYDRAULIC TANK BREATHER |  |  | ISADRAULICS | ISADRAULICS | [6 empty] | U | [10 empty] | C |  | BREATHER | No Modifier | TYPE | HYDRAULIC,TANK | CONNECTION SIZE |  | FILTRATION RATE |  | MATERIAL |  | FILTER MEDIA |  | PRESSURE RATING |  | TEMPERATURE RATING |  | SIZE |  | HAZARD CLASS |  | CERTIFICATION/STANDARD |  | ADDITIONAL FEATURES | [52 empty] | Production completed
STP_009 - Lot4 | Data Enrichment | SOZ | OK | 2023-07-21 | 2023-08-03 |  | 1345131 | 1345131 | EA | BREATHER;HYDROSCOPIC |  |  | BREATHER;TYPE:HYDROSCOPIC,MNFR:01)HYDAC,PTNO:01)BD-100-F-2-W-1.0 | EN_01)HYDROSCOPIC,01)HYDAC,01)BD-100-F-2-W-1.0 |  |  | HYDAC | HYDAC | BD-100-F-2-W-1.0 | [5 empty] | U | [10 empty] | C |  | BREATHER | No Modifier | TYPE | HYDROSCOPIC | CONNECTION SIZE |  | FILTRATION RATE |  | MATERIAL |  | FILTER MEDIA |  | PRESSURE RATING |  | TEMPERATURE RATING |  | SIZE |  | HAZARD CLASS |  | CERTIFICATION/STANDARD |  | ADDITIONAL FEATURES | [52 empty] | Production completed
STP_009 - Lot4 | Data Enrichment | SOZ | OK | 2023-07-21 | 2023-08-03 |  | 1297518 | 1297518 | EA | BREATHER;HYGROSCOPIC, AIR,WD 4 X LG 9 IN |  |  | BREATHER;TYPE:HYGROSCOPIC, AIR,CONNECTION SIZE:1 IN MULTI CONNECTION,WD 4 X LG 9 IN,ADDITIONAL FEATURES EN:3 MICRON,MNFR:01) COOPFLID,PTNO:01)SDB96 | EN_01)HYGROSCOPIC, AIR,1 IN MULTI CONNECTION,EN_01)WD 4 X LG 9 IN,01)3 MICRON,01)COOPFLID,01)SDB96 |  |  | COOPFLID | COOPFLID | SDB96 | [5 empty] | https://www.hydraulicsupermarket.com/download/stauff_accessories.pdf | [10 empty] | E |  | BREATHER | No Modifier | TYPE | HYGROSCOPIC,AIR,FILLER | CONNECTION SIZE | 3/4 IN BSP | FILTRATION RATE | 500 L/MIN | MATERIAL |  | FILTER MEDIA | SILICA GEL | PRESSURE RATING |  | TEMPERATURE RATING | -30 TO 60 DEG C | SIZE | 9 LG X 4 WD IN | HAZARD CLASS |  | CERTIFICATION/STANDARD |  | ADDITIONAL FEATURES | MICRON RATING:3 UM | [51 empty] | Production completed
STP_009 - Lot4 | Data Enrichment | SOZ | OK | 2023-07-21 | 2023-08-03 |  | 1345134 | 1345134 | EA | BREATHER;LUB |  |  | BREATHER;TYPE:LUBE,MNFR:01)CAVA,PTNO:01)BD400F2W1.0 | EN_01)LUBE,01)CAVA,01)BD400F2W1.0 |  |  | CAVA | CAVA | BD400F2W1.0 | [5 empty] | U | [10 empty] | C |  | BREATHER | No Modifier | TYPE | LUBE | CONNECTION SIZE |  | FILTRATION RATE |  | MATERIAL |  | FILTER MEDIA |  | PRESSURE RATING |  | TEMPERATURE RATING |  | SIZE |  | HAZARD CLASS |  | CERTIFICATION/STANDARD |  | ADDITIONAL FEATURES | [52 empty] | Production completed
STP_009 - Lot4 | Data Enrichment | SOZ | OK | 2023-07-21 | 2023-08-03 |  | 1301359 | 1301359 | EA | BREATHER;LUBE/JACK TANK,CONPLETE ASSY |  |  | BREATHER;TYPE:LUBE/JACK TANK,ADDITIONAL FEATURES EN:CONPLETE ASSY,MNFR:01)HYDAC,PTNO:01)ELF P 7 F3K1.0 | EN_01)LUBE/JACK TANK,01)CONPLETE ASSY,01)HYDAC,01)ELF P 7 F3K1.0 |  |  | HYDAC | HYDAC | ELF P 7 F3K1.0 | [5 empty] | https://hydropneuparts.com/en/breather-filters/192043-elf-p-7-f-3-k-10-air-breather.html | [10 empty] | E |  | BREATHER | No Modifier | TYPE | AIR,LUBE/JACK TANK | CONNECTION SIZE |  | FILTRATION RATE |  | MATERIAL |  | FILTER MEDIA |  | PRESSURE RATING |  | TEMPERATURE RATING |  | SIZE |  | HAZARD CLASS |  | CERTIFICATION/STANDARD |  | ADDITIONAL FEATURES | CONPLETE ASSY | [51 empty] | Production completed
STP_009 - Lot4 | Data Enrichment | SOZ | OK | 2023-07-21 | 2023-08-03 |  | 1387710 | 1387710 | EA | BREATHER;MER,9040100370 |  |  |  |  | 9040100370 | 3000008 | MERCEDES | MERCEDES | 9040100370 | [5 empty] | U | [10 empty] | C |  | BREATHER | No Modifier | TYPE |  | CONNECTION SIZE |  | FILTRATION RATE |  | MATERIAL |  | FILTER MEDIA |  | PRESSURE RATING |  | TEMPERATURE RATING |  | SIZE |  | HAZARD CLASS |  | CERTIFICATION/STANDARD |  | ADDITIONAL FEATURES | [52 empty] | Production completed
STP_009 - Lot4 | Data Enrichment | SOZ | OK | 2023-07-21 | 2023-08-03 |  | 1235491 | 1235491 | EA | BREATHER;MOISTURE DUST, TRAP |  |  | BREATHER;TYPE:MOISTURE DUST, TRAP,CONNECTION SIZE:1 IN-11-1/2 NPT,OD 114 X HT 115 MM,ADDITIONAL FEATURES EN:WEIGHT 0.36KG,MNFR:01) HICONMAC,PTNO:01)P564669 | EN_01)MOISTURE DUST, TRAP,1 IN-11-1/2 NPT,EN_01)OD 114 X HT 115 MM,01)WEIGHT 0.36KG,01)HICONMAC,01)P564669 |  |  | HICONMAC | HICONMAC | P564669 | [5 empty] | https://shop.donaldson.com/store/en-us/product/P564669/34550 | [10 empty] | C |  | BREATHER | No Modifier | TYPE | MOISTURE DUST,TRAP | CONNECTION SIZE | 1 IN-11-1/2 NPT | FILTRATION RATE |  | MATERIAL |  | FILTER MEDIA |  | PRESSURE RATING |  | TEMPERATURE RATING |  | SIZE | 114 OD X 115 HT MM | HAZARD CLASS |  | CERTIFICATION/STANDARD |  | ADDITIONAL FEATURES | WEIGHT:0.36 KG | [51 empty] | Production completed
STP_009 - Lot4 | Data Enrichment | SOZ | OK | 2023-07-21 | 2023-08-03 |  | 1344803 | 1344803 | EA | BREATHER;OIL |  |  | BREATHER;TYPE:OIL,MNFR:01)LIGHTNIN,PTNO:01)1271217PSP | EN_01)OIL,01)LIGHTNIN,01)1271217PSP |  |  | LIGHTNIN | LIGHTNIN | 1271217PSP | [5 empty] | U | [10 empty] | C |  | BREATHER | No Modifier | TYPE | OIL | CONNECTION SIZE |  | FILTRATION RATE |  | MATERIAL |  | FILTER MEDIA |  | PRESSURE RATING |  | TEMPERATURE RATING |  | SIZE |  | HAZARD CLASS |  | CERTIFICATION/STANDARD |  | ADDITIONAL FEATURES | [52 empty] | Production completed
STP_009 - Lot4 | Data Enrichment | SOZ | OK | 2023-07-21 | 2023-08-03 |  | 1293792 | 1293792 | EA | BREATHER;OILER RESERVOIR |  |  | BREATHER;TYPE:OILER RESERVOIR,MNFR:01)UDR,PTNO:01)PD22942D | EN_01)OILER RESERVOIR,01)UDR,01)PD22942D |  |  | UDR | UDR | PD22942D | [5 empty] | https://www.itamarket.cl/producto/273652/breather-pd22942d-sandvik-de710 | [10 empty] | C |  | BREATHER | No Modifier | TYPE | OILER RESERVOIR | CONNECTION SIZE |  | FILTRATION RATE |  | MATERIAL |  | FILTER MEDIA |  | PRESSURE RATING |  | TEMPERATURE RATING |  | SIZE |  | HAZARD CLASS |  | CERTIFICATION/STANDARD |  | ADDITIONAL FEATURES | [52 empty] | Production completed
STP_009 - Lot4 | Data Enrichment | SOZ | OK | 2023-07-21 | 2023-08-03 |  | 1301468 | 1301468 | EA | BREATHER;PPL,80 MM,TABLE E,VALVTORQ |  |  | BREATHER;TYPE:PIPELINE,SIZE:80 MM,ADDITIONAL FEATURES EN:TABLE E,MNFR:01)VALVTORQ,PTNO:01)815/20-80 | EN_01)PIPELINE,EN_01)80 MM,01)TABLE E,01)VALVTORQ,01)815/20-80 |  |  | VALVTORQ | VALVTORQ | 815/20-80 | [5 empty] | U | [10 empty] | C |  | BREATHER | No Modifier | TYPE | PIPELINE | CONNECTION SIZE |  | FILTRATION RATE |  | MATERIAL |  | FILTER MEDIA |  | PRESSURE RATING |  | TEMPERATURE RATING |  | SIZE | 80 MM | HAZARD CLASS |  | CERTIFICATION/STANDARD |  | ADDITIONAL FEATURES | TABLE E | [51 empty] | Production completed
STP_009 - Lot4 | Data Enrichment | SOZ | OK | 2023-07-21 | 2023-08-03 |  | 1302369 | 1302369 | EA | BREATHER;RESRVR, DESICCANT,LG 127 MM |  |  | BREATHER;TYPE:RESERVOIR, DESICCANT,CONNECTION SIZE:1 IN-11-1/2 NPT,LG 127 MM,ADDITIONAL FEATURES EN:PARKER HANNIFIN AU-36107,MNFR: 01)PARKHANN,PTNO:01)934330TX1 | EN_01)RESERVOIR, DESICCANT,1 IN-11-1/2 NPT,EN_01)LG 127 MM,01)PARKER HANNIFIN AU-36107,01)PARKHANN,01)934330TX1 |  |  | PARKHANN | PARKER HANNIFIN | 934330TX1 |  | PARKER HANNIFIN | AU-36107 |  |  | https://epe.net.au/product/parker-air-breathers-triceptor-desiccant-breather-water-absorbing/ | [10 empty] | e |  | BREATHER | No Modifier | TYPE | RESERVOIR,DESICCANT,AIR | CONNECTION SIZE | 1 IN-11-1/2 NPT | FILTRATION RATE |  | MATERIAL |  | FILTER MEDIA |  | PRESSURE RATING |  | TEMPERATURE RATING |  | SIZE | 127 MM LG | HAZARD CLASS |  | CERTIFICATION/STANDARD |  | ADDITIONAL FEATURES | MICRON RATING:3 UM | [51 empty] | Production completed
STP_009 - Lot4 | Data Enrichment | SOZ | OK | 2023-07-21 | 2023-08-03 |  | 1298706 | 1298706 | EA | BREATHER;SEE 341354,GETMAN,434572 |  |  | BREATHER;ADDITIONAL FEATURES EN:SEE 341354,MNFR:01)GETMAN,PTNO:01)434572 | 01)SEE 341354,01)GETMAN,01)434572 |  |  | GETMAN | GETMAN | 434572 | [5 empty] | U | [10 empty] | C |  | BREATHER | No Modifier | TYPE |  | CONNECTION SIZE |  | FILTRATION RATE |  | MATERIAL |  | FILTER MEDIA |  | PRESSURE RATING |  | TEMPERATURE RATING |  | SIZE |  | HAZARD CLASS |  | CERTIFICATION/STANDARD |  | ADDITIONAL FEATURES | REF: 341354 | [51 empty] | Production completed
STP_009 - Lot4 | Data Enrichment | SOZ | PARTIAL MATCH | 2023-07-21 | 2023-08-03 |  | 1387769 | 1387769 | EA | BREATHER;SEW,W4086 V-NPT1-155,6-13303694 |  |  |  |  | W4086 V-NPT1-155,6-13303694 | 3000442 | SEW EURODRIVE | SEW EURODRIVE | W4086 V-NPT1-1556-13303694 | [5 empty] | https://www.volza.com/p/breather-plug/export/export-from-germany/ | [10 empty] | c |  | BREATHER | No Modifier | TYPE |  | CONNECTION SIZE |  | FILTRATION RATE |  | MATERIAL |  | FILTER MEDIA |  | PRESSURE RATING |  | TEMPERATURE RATING |  | SIZE |  | HAZARD CLASS |  | CERTIFICATION/STANDARD |  | ADDITIONAL FEATURES | [52 empty] | Production completed
STP_009 - Lot4 | Data Enrichment | SOZ | OK | 2023-07-21 | 2023-08-03 |  | 1298329 | 1298329 | EA | BREATHER;SLEW GEARBOX |  |  | BREATHER;TYPE:SLEW GEARBOX,MNFR:01)TRANSMIN,PTNO:01)R600282 | EN_01)SLEW GEARBOX,01)TRANSMIN,01)R600282 |  |  | TRANSMIN | TRANSMIN | R600282 | [5 empty] | U | [10 empty] | C |  | BREATHER | No Modifier | TYPE | SLEW GEARBOX | CONNECTION SIZE |  | FILTRATION RATE |  | MATERIAL |  | FILTER MEDIA |  | PRESSURE RATING |  | TEMPERATURE RATING |  | SIZE |  | HAZARD CLASS |  | CERTIFICATION/STANDARD |  | ADDITIONAL FEATURES | [52 empty] | Production completed
STP_009 - Lot4 | Data Enrichment | SOZ | OK | 2023-07-21 | 2023-08-03 |  | 1296968 | 1296968 | EA | BREATHER;TK, VENTILATION FILTER |  |  | BREATHER;TYPE:TANK, VENTILATION FILTER,MNFR:01)TERRATEC,PTNO:01)BFP3G10W1.0,MNFR:02)HYDAC,PTNO:02)22442-3-18 | EN_01)TANK, VENTILATION FILTER,01)TERRATEC,02)HYDAC,01)BFP3G10W1.0,02)22442-3-18 |  |  | HYDAC | HYDAC | BFP3G10W1.0 |  | HYDAC | 22442-3-18 | TERRATEC | BFP3G10W1.0 | https://store.livhaven.com/306336-hydac-breather-bfp3g10w10 | [10 empty] | e |  | BREATHER | No Modifier | TYPE | TANK,VENTILATION FILTER | CONNECTION SIZE | 3/4 IN BSPP | FILTRATION RATE | 230 g/Min | MATERIAL | Phenolic Resin Impregnated Paper | FILTER MEDIA |  | PRESSURE RATING |  | TEMPERATURE RATING |  | SIZE | 2-63/64 dia x 3-7/64 ht in | HAZARD CLASS |  | CERTIFICATION/STANDARD |  | ADDITIONAL FEATURES | MICRON RATING:10 UM | [51 empty] | Production completed
STP_009 - Lot4 | Data Enrichment | SOZ | OK | 2023-07-21 | 2023-08-03 |  | 1359066 | 1359066 | EA | BREATHER;TRP,1/4 IN BSP |  |  | BREATHER;TYPE:TRAP,CONNECTION SIZE:1/4 IN BSP,OD 3.18 X HT 4.64 IN,MNFR:01)DONALDSN,PTNO:01)P566037 | EN_01)TRAP,1/4 IN BSP,EN_01)OD 3.18 X HT 4.64 IN,01)DONALDSN,01)P566037 |  |  | DONALDSN | DONALDSN | P566037 | [5 empty] | https://www.michelecaroli.com/info.php?donaldson=P566037 | [10 empty] | e |  | BREATHER | No Modifier | TYPE | TRAP | CONNECTION SIZE | 1/4 IN BSP,OD 3.18 X HT 4.64 IN | FILTRATION RATE |  | MATERIAL | metal | FILTER MEDIA |  | PRESSURE RATING |  | TEMPERATURE RATING |  | SIZE |  | HAZARD CLASS |  | CERTIFICATION/STANDARD |  | ADDITIONAL FEATURES | [52 empty] | Production completed
STP_009 - Lot4 | Data Enrichment | SOZ | OK | 2023-07-21 | 2023-08-03 |  | 1283682 | 1283682 | EA | BREATHER;TUBE |  |  | BREATHER;TYPE:TUBE,MNFR:01)POSTVILLE P/L T/A ALLCLASS NORTH,PTNO:01)112-2809 | EN_01)TUBE,01)POSTVILLE P/L T/A ALLCLASS,01)112-2809 |  |  | POSTVILLE P/L T/A ALLCLASS NORTH | POSTVILLE P/L T/A ALLCLASS NORTH | 112-2809 | [5 empty] | https://oakleysgardenmachinery.co.uk/products/toro-tube-breather-genuine-part-112-2809 | [10 empty] | c |  | BREATHER | No Modifier | TYPE | TUBE | CONNECTION SIZE |  | FILTRATION RATE |  | MATERIAL |  | FILTER MEDIA |  | PRESSURE RATING |  | TEMPERATURE RATING |  | SIZE |  | HAZARD CLASS |  | CERTIFICATION/STANDARD |  | ADDITIONAL FEATURES | [52 empty] | Production completed
STP_009 - Lot4 | Data Enrichment | SOZ | OK | 2023-07-21 | 2023-08-03 |  | 1279609 | 1279609 | EA | CARTRIDGE,INK;VIOLET |  |  | CARTRIDGE,INK;COLOUR:VIOLET,MNFR:01)VENDOR LINK PTY LTD,PTNO:01)LALMHT10V | VIOLET,01)VENDOR LINK PTY LTD,01)LALMHT10V |  |  | VENDOR LINK PTY LTD | VENDOR LINK PTY LTD | LALMHT10V | [5 empty] | U | [10 empty] | C |  | CARTRIDGE | INK | TYPE |  | COLOUR | VIOLET | CAPACITY |  | MATERIAL |  | INK TYPE |  | AVERAGE YIELD |  | SIZE |  | COMPATIBLE HARDWARE |  | HAZARD CLASS |  | CERTIFICATION/STANDARD |  | ADDITIONAL FEATURES | [52 empty] | Production completed
STP_009 - Lot4 | Data Enrichment | SOZ | OK | 2023-07-21 | 2023-08-03 |  | 1279971 | 1279971 | EA | CARTRIDGE,INK;YELLOW,1600 PG,ISO 11798 |  |  | CARTRIDGE,INK;COLOUR:YELLOW,AVERAGE YIELD:1600 PG,CERTIFICATION/STANDARD:ISO 11798,MNFR:01)MTI AVIT PTY LIMITED T/A MTI,PTNO:01) L0S69AA | YELLOW,EN_01)1600 PG,EN_01)ISO 11798,01)MTI AVIT PTY LIMITED T/A MT,01)L0S69AA |  |  | MTI AVIT PTY LIMITED T/A MTI | MTI AVIT PTY LIMITED T/A MTI | L0S69AA | [5 empty] | U | [10 empty] | C |  | CARTRIDGE | INK | TYPE |  | COLOUR | YELLOW | CAPACITY |  | MATERIAL |  | INK TYPE |  | AVERAGE YIELD | 1600 PG | SIZE |  | COMPATIBLE HARDWARE |  | HAZARD CLASS |  | CERTIFICATION/STANDARD | ISO 11798 | ADDITIONAL FEATURES | [52 empty] | Production completed
STP_009 - Lot4 | Data Enrichment | SOZ | OK | 2023-07-21 | 2023-08-03 |  | 1280045 | 1280045 | EA | CARTRIDGE,INK;YELLOW,600 PG |  |  | CARTRIDGE,INK;COLOUR:YELLOW,AVERAGE YIELD:600 PG,MNFR:01)OFFICEMAX *USE #34387*,PTNO:01)LC-133Y,MNFR:02)BROTHER,PTNO:02)2454580 | YELLOW,EN_01)600 PG,01)OFFICEMAX *USE #34387*,02)BROTHER,01)LC-133Y,02)2454580 |  |  | BROTHER | BROTHER | LC-133Y |  | OFFICEMAX | 2454580 |  |  | https://www.cartridgesdirect.com.au/brother-lc-133-high-yield-yellow-inkjet-cartridge | [10 empty] | e |  | CARTRIDGE | INK | TYPE | HIGH YIELD | COLOUR | YELLOW | CAPACITY |  | MATERIAL |  | INK TYPE |  | AVERAGE YIELD | 600 PG | SIZE |  | COMPATIBLE HARDWARE |  | HAZARD CLASS |  | CERTIFICATION/STANDARD |  | ADDITIONAL FEATURES | use 34387 | [51 empty] | Production completed
STP_009 - Lot4 | Data Enrichment | SOZ | OK | 2023-07-21 | 2023-08-03 |  | 1301579 | 1301579 | EA | CARTRIDGE;CHK VLV,RIGHT ANGLE, SIZE |  |  | CARTRIDGE;TYPE:CHECK VALVE,ADDITIONAL FEATURES EN:RIGHT ANGLE, SIZE,MNFR:01)REXROTH,PTNO:01)2532-6 | EN_01)CHECK VALVE,01)RIGHT ANGLE, SIZE,01)REXROTH,01)2532-6 |  |  | REXROTH | REXROTH | 2532-6 | [5 empty] | U | [10 empty] | C |  | CARTRIDGE | No Modifier | TYPE | CHECK VALVE | SIZE |  | MATERIAL |  | HAZARD CLASS |  | CERTIFICATION/STANDARD |  | ADDITIONAL FEATURES | RIGHT ANGLE,SIZE | [61 empty] | Production completed
STP_009 - Lot4 | Data Enrichment | SOZ | OK | 2023-07-21 | 2023-08-03 |  | 1229394 | 1229394 | EA | CARTRIDGE;COUNTERBALANCE,NORMTECH |  |  | CARTRIDGE;TYPE:COUNTERBALANCE,ADDITIONAL FEATURES EN:CYLINDER MOUNTED,MNFR:01)NORMTECH,PTNO:01)NMT-0098-1042 | EN_01)COUNTERBALANCE,01)CYLINDER MOUNTED,01)NORMTECH,01)NMT-0098-1042 |  |  | NORMTECH | NORMTECH | NMT-0098-1042 | [5 empty] | U | [10 empty] | C |  | CARTRIDGE | No Modifier | TYPE | COUNTERBALANCE | SIZE |  | MATERIAL |  | HAZARD CLASS |  | CERTIFICATION/STANDARD |  | ADDITIONAL FEATURES | CYLINDER MOUNTED | [61 empty] | Production completed
STP_009 - Lot4 | Data Enrichment | SOZ | OK | 2023-07-21 | 2023-08-03 |  | 1317325 | 1317325 | EA | CARTRIDGE;GRS,ICS14882 |  |  | CARTRIDGE;TYPE:GREASE,ADDITIONAL FEATURES EN:ICS14882,MNFR:01)LINSTLOU,PTNO:01)02-642-37608-EA | EN_01)GREASE,01)ICS14882,01)LINSTLOU,01)02-642-37608-EA |  |  | LINSTLOU | LINSTLOU | 02-642-37608-EA | [5 empty] | U | [10 empty] | C |  | CARTRIDGE | No Modifier | TYPE | GREASE | SIZE |  | MATERIAL |  | HAZARD CLASS |  | CERTIFICATION/STANDARD |  | ADDITIONAL FEATURES | ICS14882 | [61 empty] | Production completed
STP_009 - Lot4 | Data Enrichment | SOZ | OK | 2023-07-21 | 2023-08-03 |  | 1382688 | 1382688 | EA | CARTRIDGE;GRS,REFERENCE NO: 17HG R/B |  |  | CARTRIDGE;TYPE:GREASE,ADDITIONAL FEATURES EN:REFERENCE NO: 17HG R/B,MNFR:01)ISADRAULICS,PTNO:01)9591370 | EN_01)GREASE,01)REFERENCE NO: 17HG R/B,01)ISADRAULICS,01)9591370 |  |  | ISADRAULICS | ISADRAULICS | 9591370 | [5 empty] | U | [10 empty] | C |  | CARTRIDGE | No Modifier | TYPE | GREASE | SIZE |  | MATERIAL |  | HAZARD CLASS |  | CERTIFICATION/STANDARD |  | ADDITIONAL FEATURES | REFERENCE NO: 17HG R/B | [61 empty] | Production completed
STP_009 - Lot4 | Data Enrichment | SOZ | OK | 2023-07-21 | 2023-08-03 |  | 1286556 | 1286556 | EA | CARTRIDGE;HYDRAULIC SHUTTLE |  |  | CARTRIDGE;TYPE:HYDRAULIC SHUTTLE,MNFR:01)BOART,PTNO:01)3069480 | EN_01)HYDRAULIC SHUTTLE,01)BOART,01)3069480 |  |  | BOART | BOART | 3069480 | [5 empty] | U | [10 empty] | C |  | CARTRIDGE | No Modifier | TYPE | HYDRAULIC SHUTTLE | SIZE |  | MATERIAL |  | HAZARD CLASS |  | CERTIFICATION/STANDARD |  | ADDITIONAL FEATURES | [62 empty] | Production completed
STP_009 - Lot4 | Data Enrichment | SOZ | OK | 2023-07-21 | 2023-08-03 |  | 1286573 | 1286573 | EA | CARTRIDGE;LUBRCNT,F 20 |  |  | CARTRIDGE;TYPE:LUBRICANT,ADDITIONAL FEATURES EN:PERMA STAR VARIO 250CC WITH PERMA SF01 GREASE AND,F 20,MNFR:01)PERMAIND,PTNO:01) SF0 | EN_01)LUBRICANT,01)PERMA STAR VARIO 250CC WITH,02)F 20,01)PERMAIND,01)SF01VL250LC |  |  | PERMAIND | PERMAIND | SF0 | [5 empty] | U | [10 empty] | C |  | CARTRIDGE | No Modifier | TYPE | LUBRICANT | SIZE |  | MATERIAL |  | HAZARD CLASS |  | CERTIFICATION/STANDARD |  | ADDITIONAL FEATURES | PERMA STAR VARIO 250CC WITH PERMA SF01 GREASE AND,F 20 | [61 empty] | Production completed
STP_009 - Lot4 | Data Enrichment | SOZ | OK | 2023-07-21 | 2023-08-03 |  | 1346014 | 1346014 | EA | CARTRIDGE;PRESSURE COMPENSATING |  |  | CARTRIDGE;TYPE:PRESSURE COMPENSATING,MNFR:01)ISADRAUL,PTNO:01)75151-27 | EN_01)PRESSURE COMPENSATING,01)ISADRAUL,01)75151-27 |  |  | ISADRAUL | ISADRAUL | 75151-27 | [5 empty] | U | [10 empty] | C |  | CARTRIDGE | No Modifier | TYPE | PRESSURE COMPENSATING | SIZE |  | MATERIAL |  | HAZARD CLASS |  | CERTIFICATION/STANDARD |  | ADDITIONAL FEATURES | [62 empty] | Production completed
STP_009 - Lot4 | Data Enrichment | SOZ | OK | 2023-07-21 | 2023-08-03 |  | 1383080 | 1383080 | EA | CARTRIDGE;SEDIMENT |  |  | CARTRIDGE;TYPE:SEDIMENT,ADDITIONAL FEATURES EN:10 MICRON PX, POLYSPUN,MNFR:01)REECE,PTNO:01)1907730 | EN_01)SEDIMENT,01)10 MICRON PX, POLYSPUN,01)REECE,01)1907730 |  |  | REECE | REECE | 1907730 | [5 empty] | U | [10 empty] | C |  | CARTRIDGE | No Modifier | TYPE | SEDIMENT | SIZE |  | MATERIAL |  | HAZARD CLASS |  | CERTIFICATION/STANDARD |  | ADDITIONAL FEATURES | 10 MICRON PX,POLYSPUN | [61 empty] | Production completed
STP_009 - Lot4 | Data Enrichment | SOZ | OK | 2023-07-21 | 2023-08-03 |  | 1229444 | 1229444 | EA | CARTRIDGE,RESPTR;COMBINATION FILTER |  |  | CARTRIDGE,RESPIRATOR;TYPE:COMBINATION FILTER,SIZE:WD 40 MM,HAZARD CLASS:A2B2E1P3,ADDITIONAL FEATURES EN:RFF ORGANIC/INORGANIC VAPOUR/GAS,ACIDGAS,HIGH E,/FUME NOTE:NOT FOR AMMONIA USE,MNFR:01)BUNZL,PTNO:01)D042678 | EN_01)COMBINATION FILTER,EN_01)WD 40 MM,A2B2E1P3,01)RFF ORGANIC/INORGANIC VAPOU,02)/FUME NOTE:NOT FOR AMMONIA,01)BUNZL,01)D042678 |  |  | BUNZL | BUNZL | D042678 | [5 empty] | U | [10 empty] | C |  | CARTRIDGE | RESPIRATOR | TYPE | COMBINATION FILTER | SIZE | WD 40 MM | FILTRATION RATE |  | MATERIAL |  | COLOUR |  | HAZARD CLASS | A2B2E1P3 | CERTIFICATION/STANDARD |  | ADDITIONAL FEATURES | RFF ORGANIC/INORGANIC VAPOUR/GAS,ACIDGAS,HIGH E | [56 empty] | /FUME NOTE:NOT FOR AMMONIA USE | Production completed
STP_009 - Lot4 | Data Enrichment | SOZ | OK | 2023-07-21 | 2023-08-03 |  | 1296777 | 1296777 | EA | CARTRIDGE,RESPTR;FLTR,AMMONIA |  |  | CARTRIDGE,RESPIRATOR;TYPE:FILTER,ADDITIONAL FEATURES EN:AMMONIA,MNFR:01)SCOTT HEALTH AND SAFRTY,PTNO:01)042799-A2B2E2K2P3 | EN_01)FILTER,01)AMMONIA,01)SCOTT HEALTH & SAFRTY,01)042799-A2B2E2K2P3 |  |  | SCOTT HEALTH AND SAFRTY | SCOTT HEALTH AND SAFRTY | 042799-A2B2E2K2P3 | [5 empty] | U | [10 empty] | C |  | CARTRIDGE | RESPIRATOR | TYPE | FILTER | SIZE |  | FILTRATION RATE |  | MATERIAL |  | COLOUR |  | HAZARD CLASS |  | CERTIFICATION/STANDARD |  | ADDITIONAL FEATURES | AMMONIA | [57 empty] | Production completed
STP_009 - Lot4 | Data Enrichment | SOZ | OK | 2023-07-21 | 2023-08-03 |  | 1279558 | 1279558 | EA | CARTRIDGE,TONR;CYAN,7300 PG |  |  | CARTRIDGE,TONER;COLOUR:CYAN,AVERAGE YIELD:7300 PG,ADDITIONAL FEATURES EN:REQUESTED BY JEFF HENNESSEY FOR RELIABILITY DEP,MNFR:01) ACENET LASER PRINTER SERVICES P/,PTNO:01)CP5225 | 01)ACENET LASER PRINTER SERVIC,01)CP5225,CYAN,7300 PG,01)REQUESTED BY JEFF HENNESSEY |  |  | ACENET LASER PRINTER SERVICES P/ | ACENET LASER PRINTER SERVICES | CP5225 | [5 empty] | U | [10 empty] | C |  | CARTRIDGE | TONER | TYPE |  | COLOUR | CYAN | CAPACITY |  | MATERIAL |  | FORM |  | AVERAGE YIELD | 7300 PG | DIMENSIONS |  | COMPATIBLE HARDWARE |  | HAZARD CLASS |  | CERTIFICATION/STANDARD |  | ADDITIONAL FEATURES | REQUESTED BY JEFF HENNESSEY FOR RELIABILITY DEP | [51 empty] | Production completed
STP_009 - Lot4 | Data Enrichment | SOZ | OK | 2023-07-21 | 2023-08-03 |  | 1282273 | 1282273 | EA | CONTAINER;1.25 KL,SQ 1.456 M X HT 830 MM |  |  | CONTAINER;CAPACITY:1.25 KL,OVERALL SIZE:SQ 1.456 M X HT 830 MM,ADDITIONAL FEATURES EN:SINGLE IBC BUND, WITH GRATED PLATFORM, ZINC PLA,MNFR:01)CONTAIN IT SOLUTIONS,PTNO:01)CIBCB1-Z | 1.25 KL,EN_01)SQ 1.456 M X HT 830 MM,01)SINGLE IBC BUND, WITH GRATE,01)CONTAIN IT SOLUTIONS,01)CIBCB1-Z |  |  | CONTAIN IT SOLUTIONS |  | CIBCB1-Z | ATOM SUPPLY |  |  |  |  | https://www.atom.com.au/pvc-bund-cover-metal-frame-suit-cibcb1-z-533490 | [10 empty] | E |  | CONTAINER | No Modifier | TYPE | Bund Cover AND Frame Suit | CAPACITY | 1.25 KL | MATERIAL | PVC,Metal | OVERALL SIZE | 1.456 SQ M X 830 HT MM | COLOUR |  | HAZARD CLASS |  | CERTIFICATION/STANDARD |  | ADDITIONAL FEATURES | SINGLE IBC BUND,WITH GRATED PLATFORM,ZINC PLA,CONTAIN IT SOLUTIONS | [57 empty] | Production completed
STP_009 - Lot4 | Data Enrichment | SOZ | OK | 2023-07-21 | 2023-08-03 |  | 1215192 | 1215192 | M3 | CONTAINER;411M3,STL,NITROGEN LIQUID | CONTENEDOR; | CONTENEUR; | CONTAINER;TYPE:411M3,MATERIAL:STEEL,ADDITIONAL FEATURES EN:NITROGEN LIQUID,MNFR:BOC LIMITED,PTNO:707 | EN_01)411M3,EN_01)STEEL,01)NITROGEN LIQUID,01)BOC LIMITED,01)707 | 707 | 1068135 | BOC LIMITED | BOC LIMITED | 707 | [5 empty] | https://www.boc.com.au/shop/en/au/nitrogen--liquid-container-707-112 | [10 empty] | E |  | CONTAINER | No Modifier | TYPE | Liquid Nitrogen | CAPACITY |  | MATERIAL | STEEL | OVERALL SIZE | PT - 411 m3 | COLOUR |  | HAZARD CLASS |  | CERTIFICATION/STANDARD |  | ADDITIONAL FEATURES | [58 empty] | Production completed
STP_009 - Lot4 | Data Enrichment | SOZ | OK | 2023-07-21 | 2023-08-03 |  | 1282261 | 1282261 | EA | CONTAINER;5 L,CLEAR,12MM POUR LID |  |  | CONTAINER;CAPACITY:5 L,COLOUR:CLEAR,ADDITIONAL FEATURES EN:12MM POUR LID,MNFR:01)BLKWOOD,PTNO:01)03631956 | 5 L,CLEAR,01)12MM POUR LID,01)BLKWOOD,01)03631956 |  |  | BLKWOOD | BLKWOOD | 03631956 | [5 empty] | https://www.blackwoods.com.au/lubricants-lubrication-equipment/oil-storage-lubrication-equipment/alemlube-ican-oil-storage-drums-lids/container-with-12mm-pour-lid-ican-5l/p/03631956 | [10 empty] | E |  | CONTAINER | No Modifier | TYPE | Storage Drums AND Lid | CAPACITY | 5 L | MATERIAL |  | OVERALL SIZE |  | COLOUR | CLEAR | HAZARD CLASS |  | CERTIFICATION/STANDARD |  | ADDITIONAL FEATURES | C/W 12 MM Pour Lid Kit | [57 empty] | Production completed
STP_009 - Lot4 | Data Enrichment | SOZ | OK | 2023-07-21 | 2023-08-03 |  | 1282347 | 1282347 | EA | CONTAINER;5 L,CLEAR,6 MM POUR LID |  |  | CONTAINER;CAPACITY:5 L,COLOUR:CLEAR,ADDITIONAL FEATURES EN:6 MM POUR LID,MNFR:01)BLKWOOD,PTNO:01)03632109 | 5 L,CLEAR,01)6 MM POUR LID,01)BLKWOOD,01)03632109 |  |  | BLKWOOD | BLKWOOD | 03632109 | [5 empty] | https://www.blackwoods.com.au/lubricants-lubrication-equipment/oil-storage-lubrication-equipment/alemlube-ican-oil-storage-drums-lids/container-with-6mm-pour-lid-ican-5l/p/03632109 | [10 empty] | E |  | CONTAINER | No Modifier | TYPE | Storage Drum | CAPACITY | 5 L | MATERIAL |  | OVERALL SIZE |  | COLOUR | CLEAR | HAZARD CLASS |  | CERTIFICATION/STANDARD |  | ADDITIONAL FEATURES | C/W 6 MM POUR LID | [57 empty] | Production completed
STP_009 - Lot4 | Data Enrichment | SOZ | OK | 2023-07-21 | 2023-08-03 |  | 1282247 | 1282247 | EA | CONTAINER;ADJ,HVYDTY, SHELFCODE |  |  | CONTAINER;TYPE:ADJUSTABLE,OVERALL SIZE:WD 1.154 X LG 1.154 X HT 2 M,ADDITIONAL FEATURES EN:HEAVY DUTY, SHELFCODE,MNFR:01)CONTAIN IT SOLUTIONS,PTNO:01)CTC-1150-S | EN_01)ADJUSTABLE,EN_01)WD 1.154 X LG 1.154 X HT,01)HEAVY DUTY, SHELFCODE,01)CONTAIN IT SOLUTIONS,01)CTC-1150-S |  |  | CONTAIN IT SOLUTIONS |  | CTC-1150-S | CONTAINIT SOLUTIONS |  |  |  |  | https://www.containit.com.au/product/transport-storage-container/ | [10 empty] | E |  | CONTAINER | No Modifier | TYPE | ADJUSTABLE,HEAVY DUTY,Transport AND Storage | CAPACITY |  | MATERIAL |  | OVERALL SIZE | 1.154 LG X 1.154 WD X 2 HT M | COLOUR |  | HAZARD CLASS |  | CERTIFICATION/STANDARD |  | ADDITIONAL FEATURES | SHELFCODE,CONTAIN IT SOLUTIONS | [57 empty] | Production completed
STP_009 - Lot4 | Data Enrichment | SOZ | OK | 2023-07-21 | 2023-08-03 |  | 1346224 | 1346224 | EA | CONTAINER;BALL MILL RING GEAR,SHELL |  |  | CONTAINER;TYPE:BALL MILL RING GEAR,MNFR:01)SHELL,PTNO:01)FLO-BIN GL400 | EN_01)BALL MILL RING GEAR,01)SHELL,01)FLO-BIN GL400 |  |  | SHELL | SHELL | FLO-BIN GL400 | [5 empty] | U | [10 empty] | C |  | CONTAINER | No Modifier | TYPE | BALL MILL RING GEAR | CAPACITY |  | MATERIAL |  | OVERALL SIZE |  | COLOUR |  | HAZARD CLASS |  | CERTIFICATION/STANDARD |  | ADDITIONAL FEATURES | [58 empty] | Production completed
STP_009 - Lot4 | Data Enrichment | SOZ | OK | 2023-07-21 | 2023-08-03 |  | 1282606 | 1282606 | EA | CONTAINER;BULK BUND,1000 L,PE,WHITE |  |  | CONTAINER;TYPE:BULK BUND,CAPACITY:1000 L,MATERIAL:PE,COLOUR:WHITE,MNFR:01)BLKWOOD,PTNO:01)08080872 | EN_01)BULK BUND,1000 L,EN_01)PE,WHITE,01)BLKWOOD,01)08080872 |  |  | BLKWOOD | BLKWOOD | 08080872 | [5 empty] | https://www.blackwoods.com.au/workplace-safety/environmental-protection-sorbents-spill-kits/ibc-and-bulk-container-spill-containment-priority-supplies/container-bulk-bund-1000l-polyethylene/p/08080872 | [10 empty] | E |  | CONTAINER | No Modifier | TYPE | BULK BUND | CAPACITY | 1000 L | MATERIAL | Polyethylene | OVERALL SIZE | 1760 WD x 780 HT x 1350 DP mm | COLOUR | WHITE | HAZARD CLASS |  | CERTIFICATION/STANDARD |  | ADDITIONAL FEATURES | [58 empty] | Production completed
STP_009 - Lot4 | Data Enrichment | SOZ | CONFLICT IN COLOR, PROCESSED BASED ON WEBSOURCE | 2023-07-21 | 2023-08-03 |  | 1282456 | 1282456 | EA | CONTAINER;COMPONENT CASE, STORAGE,PP |  |  | CONTAINER;TYPE:COMPONENT CASE, STORAGE,MATERIAL:PP,OVERALL SIZE:WD 275 X HT 325 X DP 70 MM,COLOUR:BLACK/CLEAR/WHITE,MNFR:01)RS COMPONENTS PTY LTD,PTNO:01)767-4960 | EN_01)COMPONENT CASE, STORAGE,EN_01)PP,EN_01)WD 275 X HT 325 X DP 70,BLACK/CLEAR/WHITE,01)RS COMPONENTS PTY LTD,01)767-4960 |  |  | RS COMPONENTS PTY LTD | RS COMPONENTS PTY LTD | 767-4960 | [5 empty] | https://in.rsdelivers.com/product/rs-pro/rs-pro-10-cell-transparent-grey-green-pp-box-325mm/7674960 | [10 empty] | E |  | CONTAINER | No Modifier | TYPE | COMPONENT CASE,STORAGE | CAPACITY |  | MATERIAL | PP | OVERALL SIZE | 275 WD X 325 HT X 70 DP MM | COLOUR | Transparent/Grey/Green | HAZARD CLASS |  | CERTIFICATION/STANDARD |  | ADDITIONAL FEATURES | [58 empty] | Production completed
STP_009 - Lot4 | Data Enrichment | SOZ | OK | 2023-07-21 | 2023-08-03 |  | 1282245 | 1282245 | EA | CONTAINER;JERRY CAN,40 L,NATURAL,SUPLY |  |  | CONTAINER;TYPE:JERRY CAN,CAPACITY:40 L,COLOUR:NATURAL,ADDITIONAL FEATURES EN:SUPPLY,MNFR:01)BLKWOOD,PTNO:01)B0445-1692 | EN_01)JERRY CAN,40 L,NATURAL,01)SUPPLY,01)BLKWOOD,01)B0445-1692 |  |  | BLKWOOD | BLKWOOD | B0445-1692 | [5 empty] | U | [10 empty] | C |  | CONTAINER | No Modifier | TYPE | JERRY CAN | CAPACITY | 40 L | MATERIAL |  | OVERALL SIZE |  | COLOUR | NATURAL | HAZARD CLASS |  | CERTIFICATION/STANDARD |  | ADDITIONAL FEATURES | SUPPLY | [57 empty] | Production completed
STP_009 - Lot4 | Data Enrichment | SOZ | OK | 2023-07-21 | 2023-08-03 |  | 1352584 | 1352584 | EA | CONTAINER;ORGANISER, JOBSITE,48228030 |  |  | CONTAINER;TYPE:ORGANISER, JOBSITE,ADDITIONAL FEATURES EN:48228030,MNFR:01)J BLACKWOOD AND SON LIMITED,PTNO:01)BW 04189063 | EN_01)ORGANISER, JOBSITE,01)48228030,01)J BLACKWOOD & SON LIMITED,01)BW 04189063 |  |  | J BLACKWOOD AND SON LIMITED | J BLACKWOOD AND SON LIMITED | 48228030 | MILWAUKEE | J BLACKWOOD AND SON LIMITED | BW 04189063 |  |  | https://www.milwaukeetool.com.au/discontinued-products/48228030.html | [10 empty] | E |  | ORGANIZER | NO MODIFIER | TYPE | JOBSITE | SIZE | 355 LG X 475 WD X 127 HT MM | MATERIAL |  | CAPACITY |  | NUMBER OF COMPARTMENTS |  | COLOUR |  | HAZARD CLASS |  | CERTIFICATION/STANDARD |  | ADDITIONAL FEATURES | [56 empty] | Production completed
STP_009 - Lot4 | Data Enrichment | SOZ | OK | 2023-07-21 | 2023-08-03 |  | 1282600 | 1282600 | EA | CONTAINER;PARTS BIN, STACKABLE,PLSTC,RED |  |  | CONTAINER;TYPE:PARTS BIN, STACKABLE,MATERIAL:PLASTIC,COLOUR:RED,MNFR:01)CONITSOL,PTNO:01)CIH1006-N60 | EN_01)PARTS BIN, STACKABLE,EN_01)PLASTIC,RED,01)CONITSOL,01)CIH1006-N60 |  |  | CONITSOL | CONITSOL | CIH1006-N60 | [5 empty] | https://www.containit.com.au/product/stackable-plastic-parts-bin/ | [10 empty] | E |  | CONTAINER | No Modifier | TYPE | Parts Storage Bins and Shelves | CAPACITY |  | MATERIAL | PLASTIC | OVERALL SIZE | 440 WD x 210 HT X 410 DP MM | COLOUR | RED | HAZARD CLASS |  | CERTIFICATION/STANDARD |  | ADDITIONAL FEATURES | [58 empty] | Production completed
STP_009 - Lot4 | Data Enrichment | SOZ | OK | 2023-07-21 | 2023-08-03 |  | 1282215 | 1282215 | EA | CONTAINER;POT,4L |  |  | CONTAINER;TYPE:POT,ADDITIONAL FEATURES EN:4L,MNFR:01)PAINT AND DECOR,PTNO:01)SC=8005127 | EN_01)POT,01)4L,01)PAINT & DECOR,01)SC=8005127 |  |  | PAINT AND DECOR | PAINT AND DECOR | 8005127 | [5 empty] | U | [10 empty] | C |  | CONTAINER | No Modifier | TYPE | POT | CAPACITY |  | MATERIAL |  | OVERALL SIZE |  | COLOUR |  | HAZARD CLASS |  | CERTIFICATION/STANDARD |  | ADDITIONAL FEATURES | 4L | [57 empty] | Production completed
STP_009 - Lot4 | Data Enrichment | SOZ | OK | 2023-07-21 | 2023-08-03 |  | 1282198 | 1282198 | EA | CONTAINER;POT,PLSTC |  |  | CONTAINER;TYPE:POT,MATERIAL:PLASTIC,MNFR:01)PAINT AND DECOR,PTNO:01)8005127 | EN_01)POT,EN_01)PLASTIC,01)PAINT & DECOR,01)8005127 |  |  | PAINT AND DECOR | PAINT AND DECOR | 8005127 | [5 empty] | U | [10 empty] | C |  | CONTAINER | No Modifier | TYPE | POT | CAPACITY |  | MATERIAL | PLASTIC | OVERALL SIZE |  | COLOUR |  | HAZARD CLASS |  | CERTIFICATION/STANDARD |  | ADDITIONAL FEATURES | [58 empty] | Production completed
STP_009 - Lot4 | Data Enrichment | SOZ | OK | 2023-07-21 | 2023-08-03 |  | 1282248 | 1282248 | EA | CONTAINER;POT,PLSTC,4L |  |  | CONTAINER;TYPE:POT,MATERIAL:PLASTIC,ADDITIONAL FEATURES EN:4L,MNFR:01)PAINT AND DECOR,PTNO:01)8001779 | EN_01)POT,EN_01)PLASTIC,01)4L,01)PAINT & DECOR,01)8001779 |  |  | PAINT AND DECOR | PAINT AND DECOR | 8001779 | [5 empty] | U | [10 empty] | C |  | CONTAINER | No Modifier | TYPE | POT | CAPACITY |  | MATERIAL | PLASTIC | OVERALL SIZE |  | COLOUR |  | HAZARD CLASS |  | CERTIFICATION/STANDARD |  | ADDITIONAL FEATURES | 4L | [57 empty] | Production completed
STP_009 - Lot4 | Data Enrichment | SOZ | OK | 2023-07-21 | 2023-08-03 |  | 1282568 | 1282568 | EA | CONTAINER;SDS,PE,YELLOW |  |  | CONTAINER;TYPE:SDS,MATERIAL:PE,OVERALL SIZE:WD 260 X HT 318 X DP 57 MM,COLOUR:YELLOW,MNFR:01)BLKWOOD,PTNO:01)00804686 | EN_01)SDS,EN_01)PE,EN_01)WD 260 X HT 318 X DP 57,YELLOW,01)BLKWOOD,01)00804686 |  |  | BLKWOOD | BLKWOOD | 00804686 | [5 empty] | https://www.blackwoods.com.au/workplace-safety/environmental-protection-dangerous-goods-storage/document-boxes-pba/box-document-top-open-pba-23303/p/00804686 | [10 empty] | E |  | CONTAINER | No Modifier | TYPE | Document Storage Box,Safety Data Sheets | CAPACITY |  | MATERIAL | Polyethylene | OVERALL SIZE | 260 WD X 318 HT X 57 DP MM | COLOUR | YELLOW | HAZARD CLASS |  | CERTIFICATION/STANDARD |  | ADDITIONAL FEATURES | [58 empty] | Production completed
STP_009 - Lot4 | Data Enrichment | SOZ | OK | 2023-07-21 | 2023-08-03 |  | 1365270 | 1365270 | CAR | CONTAINER;SPECIMEN, STERILE,70 ML,PP |  |  | CONTAINER;TYPE:SPECIMEN, STERILE,CAPACITY:70 ML,MATERIAL:PP,OVERALL SIZE:DIA 44 X HT 57 MM,ADDITIONAL FEATURES EN:PLASTIC, C/W YELLOW SCREW LID, CTN OF 550,MNFR:01)ROWE,PTNO:01)PV1555 | EN_01)SPECIMEN, STERILE,70 ML,EN_01)PP,EN_01)DIA 44 X HT 57 MM,01)PLASTIC, C/W YELLOW SCREW L,01)ROWE,01)PV1555 |  |  | ROWE | ROWE | PV1555 | [5 empty] | https://www.rowe.com.au/rowe/Products-Technoplas.htm | [10 empty] | E |  | CONTAINER | No Modifier | TYPE | SPECIMEN,STERILE | CAPACITY | 70 ML | MATERIAL | POLYPROPYLENE | OVERALL SIZE | 44 DIA X 57 HT MM | COLOUR |  | HAZARD CLASS |  | CERTIFICATION/STANDARD |  | ADDITIONAL FEATURES | PACKAGE QUANTITY:550/CTN,C/W YELLOW POLYETHYLENE SCREW LID | [57 empty] | Production completed
STP_009 - Lot4 | Data Enrichment | SOZ | OK | 2023-07-21 | 2023-08-03 |  | 1282573 | 1282573 | EA | CONTAINER;SQ 1.154 X DP 2 M,RED |  |  | CONTAINER;OVERALL SIZE:SQ 1.154 X DP 2 M,COLOUR:RED,ADDITIONAL FEATURES EN:TRANSPORT AND STORAGE,MNFR:01)CONTAIN IT SOLUTIONS, PTNO:01)CTC-1150 | EN_01)SQ 1.154 X DP 2 M,RED,01)TRANSPORT AND STORAGE,01)CONTAIN IT SOLUTIONS,01)CTC-1150 |  |  | CONTAIN IT SOLUTIONS |  | CTC-1150 | CONTAINIT SOLUTIONS |  |  |  |  | https://www.containit.com.au/product/transport-storage-container/ | [10 empty] | E |  | CONTAINER | No Modifier | TYPE | HEAVY DUTY,Transport AND Storage | CAPACITY |  | MATERIAL |  | OVERALL SIZE | 1.154 SQ M X 2 DP M | COLOUR | RED | HAZARD CLASS |  | CERTIFICATION/STANDARD |  | ADDITIONAL FEATURES | CONTAIN IT SOLUTIONS | [57 empty] | Production completed
STP_009 - Lot4 | Data Enrichment | SOZ | OK | 2023-07-21 | 2023-08-03 |  | 1296526 | 1296526 | CAR | CONTAINER;STERILE TUBE,5 ML,PE/PP |  |  | CONTAINER;TYPE:STERILE TUBE,CAPACITY:5 ML,MATERIAL:PE/PP,COLOUR:YELLOW/CLEAR,ADDITIONAL FEATURES EN:C/W SELF ADHESIVE LABEL, SCREW CAP, CTN 2000,MNFR:01)LABTEK,PTNO:01)P5016SL | EN_01)STERILE TUBE,5 ML,EN_01)PE/PP,YELLOW/CLEAR,01)C/W SELF ADHESIVE LABEL, SC,01)LABTEK,01)P5016SL |  |  | LABTEK | LABTEK | P5016SL | [5 empty] | https://www.labtek.com.au/SuppliersData/Techno%20Plas/Product%20Catalogue.pdf | [10 empty] | E |  | CONTAINER | No Modifier | TYPE | STERILE TUBE | CAPACITY | 5 ML | MATERIAL | PE/PP | OVERALL SIZE |  | COLOUR | YELLOW/CLEAR | HAZARD CLASS |  | CERTIFICATION/STANDARD |  | ADDITIONAL FEATURES | PACKAGE QUANTITY:2000/CTN,C/W SELF ADHESIVE LABEL,SCREW CAP | [57 empty] | Production completed
STP_009 - Lot4 | Data Enrichment | SOZ | OK | 2023-07-21 | 2023-08-03 |  | 1316554 | 1316554 | EA | DEGREASER;AEROSOL |  |  | DEGREASER;TYPE:AEROSOL,MNFR:01)CNW (MOUNT ISA) ELECT WHOLESALER,PTNO:01)CRC2023 | EN_01)AEROSOL,01)CNW (MOUNT ISA) ELECT WHOLE,01)CRC2023 |  |  | CNW (MOUNT ISA) ELECT WHOLESALER | CNW (MOUNT ISA) ELECT WHOLESALER | CRC2023 | [5 empty] | U | [10 empty] | C |  | DEGREASER | No Modifier | TYPE | AEROSOL | CONTAINER SIZE |  | VOC RANGE |  | NSF RATING |  | DIELECTRIC STRENGTH |  | HAZARD CLASS |  | CERTIFICATION/STANDARD |  | ADDITIONAL FEATURES | [58 empty] | Production completed
STP_009 - Lot4 | Data Enrichment | SOZ | OK | 2023-07-21 | 2023-08-03 |  | 1230987 | 1230987 | EA | DEGREASER;BIODEGRADABLE WATER BASED |  |  | DEGREASER;TYPE:BIODEGRADABLE WATER BASED,CONTAINER SIZE:IBC 1000 L,ADDITIONAL FEATURES EN:SAFE FOR UNDERGROUND USE, NO FOAM FORMULA, BLACK MAGIC,MNFR:01)BOWERAUS,PTNO:01)7661 | EN_01)BIODEGRADABLE WATER BASE,EN_01)IBC 1000 L,01)SAFE FOR UNDERGROUND USE, N,01)BOWERAUS,01)7661 |  |  | BOWERAUS | BOWERAUS | 7661 | [5 empty] | U | [10 empty] | C |  | DEGREASER | No Modifier | TYPE | BIODEGRADABLE WATER BASED | CONTAINER SIZE | IBC 1000 L | VOC RANGE |  | NSF RATING |  | DIELECTRIC STRENGTH |  | HAZARD CLASS |  | CERTIFICATION/STANDARD |  | ADDITIONAL FEATURES | SAFE FOR UNDERGROUND USE,NO FOAM FORMULA,BLACK MAGIC | [57 empty] | Production completed
STP_009 - Lot4 | Data Enrichment | SOZ | OK | 2023-07-21 | 2023-08-03 |  | 1296493 | 1296493 | DR | DEGREASER;BIODEGRADABLE WATER BASED |  |  | DEGREASER;TYPE:BIODEGRADABLE WATER BASED,CONTAINER SIZE:DRUM 20 L,ADDITIONAL FEATURES EN:SAFE FOR UNDERGROUND USE, NO FOAM FORMULA, BLACK MAGIC,MNFR:01)BOWERAUS,PTNO:01)7666 | EN_01)BIODEGRADABLE WATER BASE,EN_01)DRUM 20 L,01)SAFE FOR UNDERGROUND USE, N,01)BOWERAUS,01)7666 |  |  | BOWERAUS | BOWERAUS | 7666 | [5 empty] | U | [10 empty] | C |  | DEGREASER | No Modifier | TYPE | BIODEGRADABLE WATER BASED | CONTAINER SIZE | DRUM 20 L | VOC RANGE |  | NSF RATING |  | DIELECTRIC STRENGTH |  | HAZARD CLASS |  | CERTIFICATION/STANDARD |  | ADDITIONAL FEATURES | SAFE FOR UNDERGROUND USE,NO FOAM FORMULA,BLACK MAGIC | [57 empty] | Production completed
STP_009 - Lot4 | Data Enrichment | SOZ | OK | 2023-07-21 | 2023-08-03 |  | 1317223 | 1317223 | DR | DEGREASER;CASTROL MINECLEAN,DRUM 200 L |  |  | DEGREASER;TYPE:CASTROL MINECLEAN,CONTAINER SIZE:DRUM 200 L,MNFR:01)CASTROL,PTNO:01)4105386 | EN_01)CASTROL MINECLEAN,EN_01)DRUM 200 L,01)CASTROL,01)4105386 |  |  | CASTROL | CASTROL | 4105386 | [5 empty] | U | [10 empty] | C |  | DEGREASER | No Modifier | TYPE | CASTROL MINECLEAN | CONTAINER SIZE | DRUM 200 L | VOC RANGE |  | NSF RATING |  | DIELECTRIC STRENGTH |  | HAZARD CLASS |  | CERTIFICATION/STANDARD |  | ADDITIONAL FEATURES | [58 empty] | Production completed
STP_009 - Lot4 | Data Enrichment | SOZ | OK | 2023-07-21 | 2023-08-03 |  | 1296494 | 1296494 | DR | DEGREASER;DRUM 205 L,BOWERAUS,7669 |  |  | DEGREASER;CONTAINER SIZE:DRUM 205 L,ADDITIONAL FEATURES EN:SAFE FOR UNDERGROUND USE, NO FOAM FORMULA,MNFR:01)BOWERAUS,PTNO:01) 7669 | EN_01)DRUM 205 L,01)SAFE FOR UNDERGROUND USE, N,01)BOWERAUS,01)7669 |  |  | BOWERAUS | BOWERAUS | 7669 | [5 empty] | U | [10 empty] | C |  | DEGREASER | No Modifier | TYPE |  | CONTAINER SIZE | DRUM 205 L | VOC RANGE |  | NSF RATING |  | DIELECTRIC STRENGTH |  | HAZARD CLASS |  | CERTIFICATION/STANDARD |  | ADDITIONAL FEATURES | SAFE FOR UNDERGROUND USE,NO FOAM FORMULA | [57 empty] | Production completed
STP_009 - Lot4 | Data Enrichment | SOZ | OK | 2023-07-21 | 2023-08-03 |  | 1296363 | 1296363 | DR | DEGREASER;EMULSIFIABLE, OIL SOLVE SOLVEN |  |  | DEGREASER;TYPE:EMULSIFIABLE, OIL SOLVE SOLVENT BASED,CONTAINER SIZE:DRUM 20 L,ADDITIONAL FEATURES EN:SUITABLE FOR USE IN INDUSTRIAL APPLICATION,MNFR:01)ATOMSUP,PTNO:01)04957365,MNFR:02)BLKWOODS,PTNO:02)33910026 | EN_01)EMULSIFIABLE, OIL SOLVE,EN_01)DRUM 20 L,01)SUITABLE FOR USE IN INDUSTR,01)ATOMSUP,02)BLKWOODS,01)04957365,02)33910026 |  |  | BLACKWOODS | ATOMSUP | 04957365 |  | BLKWOODS | 33910026 |  |  | U | [10 empty] | C |  | DEGREASER | No Modifier | TYPE | EMULSIFIABLE,OIL SOLVE SOLVENT BASED | CONTAINER SIZE | DRUM 20 L | VOC RANGE |  | NSF RATING |  | DIELECTRIC STRENGTH |  | HAZARD CLASS |  | CERTIFICATION/STANDARD |  | ADDITIONAL FEATURES | SUITABLE FOR USE IN INDUSTRIAL APPLICATION | [57 empty] | Production completed
STP_009 - Lot4 | Data Enrichment | SOZ | OK | 2023-07-21 | 2023-08-03 |  | 1282037 | 1282037 | EA | DEGREASER;INDUSTRIAL TRUCK WASH,20 L |  |  | DEGREASER;TYPE:INDUSTRIAL TRUCK WASH,CONTAINER SIZE:20 L,ADDITIONAL FEATURES EN:STOCK,MNFR:01)BLACKWOODS,PTNO:01)03461802,MNFR:02) J | EN_01)INDUSTRIAL TRUCK WASH,EN_01)20 L,01)STOCK,01)BLACKWOODS,02)J.BLACKWOOD & SON LIMITED,01)03461802,02)03461802 |  |  | J | BLACKWOODS | 03461802 |  | J |  |  |  | U | [10 empty] | C |  | DEGREASER | No Modifier | TYPE | INDUSTRIAL TRUCK WASH | CONTAINER SIZE | 20 L | VOC RANGE |  | NSF RATING |  | DIELECTRIC STRENGTH |  | HAZARD CLASS |  | CERTIFICATION/STANDARD |  | ADDITIONAL FEATURES | STOCK | [57 empty] | Production completed
STP_009 - Lot4 | Data Enrichment | SOZ | OK | 2023-07-21 | 2023-08-03 |  | 1287170 | 1287170 | DR | DEGREASER;SOLVENT BASED, HEAVY DUTY |  |  | DEGREASER;SOLVENT BASED, HEAVY DUTY,CONTAINER SIZE:DRUM 20 L,ADDITIONAL FEATURES EN:NOT TO BE USED UNDERGROUND, APD 8413,MNFR:01) APPLIED,PTNO:01)8413-20 | EN_01)SOLVENT BASED, HEAVY DUT,EN_01)DRUM 20 L,01)NOT TO BE USED UNDERGROUND,01)APPLIED,01)8413-20 |  |  | APPLIED | APPLIED | 8413-20 |  | ,SOLVENT BASED,HEAVY DUTY |  |  |  | U | [10 empty] | C |  | DEGREASER | No Modifier | TYPE |  | CONTAINER SIZE | DRUM 20 L | VOC RANGE |  | NSF RATING |  | DIELECTRIC STRENGTH |  | HAZARD CLASS |  | CERTIFICATION/STANDARD |  | ADDITIONAL FEATURES | NOT TO BE USED UNDERGROUND,APD 8413 | [57 empty] | Production completed
STP_009 - Lot4 | Data Enrichment | SOZ | OK | 2023-07-21 | 2023-08-03 |  | 1353725 | 1353725 | DR | DEGREASER;SOLVENT BASED, QUICK BREAK |  |  | DEGREASER;SOLVENT BASED, QUICK BREAK,CONTAINER SIZE:DRUM 20 L,ADDITIONAL FEATURES EN:NOT TO BE USED UNDERGROUND, APPSOLV M17,MNFR: 01)APPLIED,PTNO:01)8417-20 | EN_01)SOLVENT BASED, QUICK BRE,EN_01)DRUM 20 L,01)NOT TO BE USED UNDERGROUND,01)APPLIED,01)8417-20 |  |  | APPLIED | APPLIED | 8417-20 | [5 empty] | U | [10 empty] | C |  | DEGREASER | No Modifier | TYPE |  | CONTAINER SIZE | DRUM 20 L | VOC RANGE |  | NSF RATING |  | DIELECTRIC STRENGTH |  | HAZARD CLASS |  | CERTIFICATION/STANDARD |  | ADDITIONAL FEATURES | NOT TO BE USED UNDERGROUND,APPSOLV M17 | [57 empty] | Production completed
STP_009 - Lot4 | Data Enrichment | SOZ | OK | 2023-07-21 | 2023-08-03 |  | 1286053 | 1286053 | EA | DOSIMETER;LCD,WD 69 X LG 272 X HT 46 MM |  |  | DOSIMETER;DISPLAY TYPE:LCD,SIZE:WD 69 X LG 272 X HT 46 MM,MNFR:01)SGSAUST,PTNO:01)48-4007 | LCD,WD 69 X LG 272 X HT 46 MM,01)SGSAUST,01)48-4007 |  |  | SGSAUST | SGSAUST | 48-4007 | [5 empty] | U | [10 empty] | C |  | DOSIMETER | No Modifier | TYPE |  | MEASURING RANGE |  | ACCURACY |  | CONNECTION TYPE |  | DISPLAY TYPE | LCD | POWER SUPPLY |  | MOUNTING TYPE |  | SIZE | WD 69 X LG 272 X HT 46 MM | ENCLOSURE |  | HAZARD CLASS |  | CERTIFICATION/STANDARD |  | ADDITIONAL FEATURES | [50 empty] | Production completed
STP_009 - Lot4 | Data Enrichment | SOZ | OK | 2023-07-21 | 2023-08-03 |  | 1296557 | 1296557 | KG | EXPLOSIVE;HIGH, BULK EMULSION BLEND,DYNO |  |  | EXPLOSIVE;TYPE:HIGH, BULK EMULSION BLEND,ADDITIONAL FEATURES EN:EMULSION 70%, ANFO 30%, TITAN 5070G,MNFR:01)DYNO,PTNO:01)EMBG5070 | HIGH, BULK EMULSION BLEND,01)EMULSION 70%, ANFO 30%, TIT,01)DYNO,01)EMBG5070 |  |  | DYNO | DYNO | EMBG5070 | [5 empty] | https://www.dynonobel.com/apac/~/media/Files/Dyno/ResourceHub/Technical%20Information/Asia%20Pacific/BulkExplosives/TITAN%205000%20Matrix.pdf | [10 empty] | E |  | EXPLOSIVE | EMULSION | TYPE | HIGH,BULK EMULSION BLEND | SIZE | 102 MM DIA | DENSITY | 1.15 g/cm3 | ENERGY | 2.8 MJ/KG | VELOCITY OF DETONATION | 2500 TO 5600 M/SEC | DETONATION PRESSURE |  | WEIGHT STRENGTH |  | BULK STRENGTH |  | GAS VOLUME |  | WATER DEPTH |  | HAZARD CLASS |  | CERTIFICATION/STANDARD |  | ADDITIONAL FEATURES | ANFO: 30 PCT,EMULSION: 70 PCT,SERIES:TITAN 5070G | [47 empty] | Production completed
STP_009 - Lot4 | Data Enrichment | SOZ | OK | 2023-07-21 | 2023-08-03 |  | 1296558 | 1296558 | KG | EXPLOSIVE;HIGH, BULK EMULSION BLEND,DYNO |  |  | EXPLOSIVE;TYPE:HIGH, BULK EMULSION BLEND,ADDITIONAL FEATURES EN:50% EMULSION, 50% ANFO, TITAN 5050G,MNFR:01)DYNO,PTNO:01)EMBH5050 | HIGH, BULK EMULSION BLEND,01)50% EMULSION, 50% ANFO, TIT,01)DYNO,01)EMBH5050 |  |  | DYNO | DYNO | EMBH5050 | [5 empty] | https://www.dynonobel.com/apac/~/media/Files/Dyno/ResourceHub/Technical%20Information/Asia%20Pacific/BulkExplosives/TITAN%205000%20Matrix.pdf | [10 empty] | E |  | EXPLOSIVE | EMULSION | TYPE | HIGH,BULK EMULSION BLEND | SIZE | 102 MM DIA | DENSITY | 1.15 g/cm3 | ENERGY | 3.1 MJ/KG | VELOCITY OF DETONATION | 2500 TO 5600 M/SEC | DETONATION PRESSURE |  | WEIGHT STRENGTH |  | BULK STRENGTH |  | GAS VOLUME |  | WATER DEPTH |  | HAZARD CLASS |  | CERTIFICATION/STANDARD |  | ADDITIONAL FEATURES | ANFO:50 PCT,EMULSION:50 PCT,SERIES:TITAN 5050G | [47 empty] | Production completed
STP_009 - Lot4 | Data Enrichment | SOZ | OK | 2023-07-21 | 2023-08-03 |  | 1296559 | 1296559 | KG | EXPLOSIVE;HIGH, BULK EMULSION BLEND,DYNO |  |  | EXPLOSIVE;TYPE:HIGH, BULK EMULSION BLEND,ADDITIONAL FEATURES EN:30% EMULSION, 70% ANFO, TITAN 5030G,MNFR:01)DYNO,PTNO:01)EMBH5030 | HIGH, BULK EMULSION BLEND,01)30% EMULSION, 70% ANFO, TIT,01)DYNO,01)EMBH5030 |  |  | DYNO | DYNO | EMBH5030 | [5 empty] | https://www.dynonobel.com/apac/~/media/Files/Dyno/ResourceHub/Technical%20Information/Asia%20Pacific/BulkExplosives/TITAN%205000%20Matrix.pdf | [10 empty] | E |  | EXPLOSIVE | EMULSION | TYPE | HIGH,BULK EMULSION BLEND | SIZE | 102 MM DIA | DENSITY | 1.1 G/CM3 | ENERGY | 3.3 MJ/KG | VELOCITY OF DETONATION | 2500 TO 5600 M/SEC | DETONATION PRESSURE |  | WEIGHT STRENGTH |  | BULK STRENGTH |  | GAS VOLUME |  | WATER DEPTH |  | HAZARD CLASS |  | CERTIFICATION/STANDARD |  | ADDITIONAL FEATURES | ANFO: 70 PCT,EMULSION: 30 PCT,SERIES:TITAN 5030G | [47 empty] | Production completed
STP_009 - Lot4 | Data Enrichment | SOZ | OK | 2023-07-21 | 2023-08-03 |  | 1296556 | 1296556 | KG | EXPLOSIVE;HIGH, BULK EMULSION,DYNO |  |  | EXPLOSIVE;TYPE:HIGH, BULK EMULSION,ADDITIONAL FEATURES EN:TITAN 5000G,MNFR:01)DYNO,PTNO:01)EMBG5000 | HIGH, BULK EMULSION,01)TITAN 5000G,01)DYNO,01)EMBG5000 |  |  | DYNO | DYNO | EMBG5000 | [5 empty] | https://www.dynonobel.com/apac/~/media/Files/Dyno/ResourceHub/Technical%20Information/Asia%20Pacific/BulkExplosives/TITAN%205000%20Matrix.pdf | [10 empty] | E |  | EXPLOSIVE | EMULSION | TYPE | HIGH,BULK EMULSION | SIZE | 102 MM DIA | DENSITY | 1.15 g/cm3 | ENERGY | 3.3 MJ/KG | VELOCITY OF DETONATION | 2500 TO 5600 M/SEC | DETONATION PRESSURE |  | WEIGHT STRENGTH |  | BULK STRENGTH |  | GAS VOLUME |  | WATER DEPTH |  | HAZARD CLASS |  | CERTIFICATION/STANDARD |  | ADDITIONAL FEATURES | SERIES:TITAN 5000G | [47 empty] | Production completed
STP_009 - Lot4 | Data Enrichment | SOZ | OK | 2023-07-21 | 2023-08-03 |  | 1296555 | 1296555 | CV | EXPLOSIVE;HIGH, DYNO SPLIT RIGHT,DYNO |  |  | EXPLOSIVE;TYPE:HIGH, DYNO SPLIT RIGHT,SIZE:DIA 32 MM X LG 26 M,ADDITIONAL FEATURES EN:INHIBITED PRE R SPLIT CASE = 20KG,MNFR:01) DYNO,PTNO:01)QG86332026A | HIGH, DYNO SPLIT RIGHT,DIA 32 MM X LG 26 M,01)INHIBITED PRE R SPLIT CASE,01)DYNO,01)QG86332026A |  |  | DYNO | DYNO | QG86332026A | [5 empty] | U | [10 empty] | C |  | EXPLOSIVE | No Modifier | TYPE | HIGH,SPLIT RIGHT | SIZE | 32 DIA MM X 26 LG M | DENSITY |  | ENERGY |  | VELOCITY OF DETONATION |  | HAZARD CLASS |  | CERTIFICATION/STANDARD |  | ADDITIONAL FEATURES | INHIBITED PRE R SPLIT CASE:20 KG | [57 empty] | Production completed
STP_009 - Lot4 | Data Enrichment | SOZ | OK | 2023-07-21 | 2023-08-03 |  | 1317697 | 1317697 | CV | EXPLOSIVE;HIGH, POWERMITE PLUS,DIA 76 MM |  |  | EXPLOSIVE;TYPE:HIGH, POWERMITE PLUS,SIZE:DIA 76 MM,ADDITIONAL FEATURES EN:1KG PACKAGE, PILLOW PACK EQUIVALENT, 25 UNITS PER CASE, MNFR:01)DYNO,PTNO:01)QG86476100A | HIGH, POWERMITE PLUS,DIA 76 MM,01)1KG PACKAGE, PILLOW PACK EQ,01)DYNO,01)QG86476100A |  |  | DYNO | DYNO | QG86476100A | [5 empty] | U | [10 empty] | C |  | EXPLOSIVE | No Modifier | TYPE | HIGH,POWERMITE PLUS | SIZE | 76 MM DIA | DENSITY |  | ENERGY |  | VELOCITY OF DETONATION |  | HAZARD CLASS |  | CERTIFICATION/STANDARD |  | ADDITIONAL FEATURES | PACKAGE QUANTITY:1 KG/PACK,25 PACK/CASE,PILLOW PACK EQUIVALENT | [57 empty] | Production completed
STP_009 - Lot4 | Data Enrichment | SOZ | OK | 2023-07-21 | 2023-08-03 |  | 1296444 | 1296444 | BOX | EXPLOSIVE;HIGH, POWERMITE THERMO,DYNO |  |  | EXPLOSIVE;TYPE:HIGH, POWERMITE THERMO,SIZE:DIA 65 X LG 170 MM,ADDITIONAL FEATURES EN:BOX = 25KG,MNFR:01)DYNO,PTNO:01)PWT0006507 | HIGH, POWERMITE THERMO,DIA 65 X LG 170 MM,01)BOX = 25KG,01)DYNO,01)PWT0006507 |  |  | DYNO | DYNO | PWT0006507 | [5 empty] | U | [10 empty] | C |  | EXPLOSIVE | No Modifier | TYPE | HIGH,POWERMITE THERMO | SIZE | 65 DIA X 170 LG MM | DENSITY |  | ENERGY |  | VELOCITY OF DETONATION |  | HAZARD CLASS |  | CERTIFICATION/STANDARD |  | ADDITIONAL FEATURES | PACKAGE QUANTITY:25 KG/BOX | [57 empty] | Production completed
STP_009 - Lot4 | Data Enrichment | SOZ | OK | 2023-07-21 | 2023-08-03 |  | 1285849 | 1285849 | EA | JOINT,UNIVSL;H/D |  |  | JOINT,UNIVERSAL;TYPE:H/D,ADDITIONAL FEATURES EN:WITH GREASE NIPPLE IN CAP,MNFR:01)ISA 4WD PARTS AND REPAIRS,PTNO:01)RUJ-2041-1X | H/D,01)WITH GREASE NIPPLE IN CAP,01)ISA 4WD PARTS & REPAIRS,01)RUJ-2041-1X |  |  | ISA 4WD PARTS AND REPAIRS | ISA 4WD PARTS AND REPAIRS | RUJ-2041-1X | [5 empty] | U | [12 empty] | JOINT | UNIVERSAL | TYPE | H/D | BORE DIAMETER |  | HUB SIZE |  | OVERALL LENGTH |  | NUMBER OF JOINTS |  | MATERIAL |  | SPEED RATING |  | TORQUE RATING |  | CENTER SPACING |  | KEYWAY SIZE |  | HAZARD CLASS |  | CERTIFICATION/STANDARD |  | ADDITIONAL FEATURES | WITH GREASE NIPPLE IN CAP | [47 empty] | Production completed
STP_009 - Lot4 | Data Enrichment | SOZ | OK | 2023-07-21 | 2023-08-03 |  | 1285964 | 1285964 | EA | JOINT,UNIVSL;IMPACT,1,CRMO,3/4 IN |  |  | JOINT,UNIVERSAL;TYPE:IMPACT,NUMBER OF JOINTS:1,MATERIAL:CRMO,KEYWAY SIZE:3/4 IN,MNFR:01)BOSS,PTNO:01)SP24350 | IMPACT,CRMO,3/4 IN,01)BOSS,01)SP24350 |  |  | BOSS | BOSS | SP24350 | [5 empty] | U | [12 empty] | JOINT | UNIVERSAL | TYPE | IMPACT | BORE DIAMETER |  | HUB SIZE |  | OVERALL LENGTH |  | NUMBER OF JOINTS | 1 | MATERIAL | CRMO | SPEED RATING |  | TORQUE RATING |  | CENTER SPACING |  | KEYWAY SIZE | 3/4 IN | HAZARD CLASS |  | CERTIFICATION/STANDARD |  | ADDITIONAL FEATURES | [48 empty] | Production completed