## Sheet1
Project | Activities | Production User | Production Comments | Start Date | End Date | Remarks | Griha ID | MATNR | MEINS | MAKTX_EN | MAKTX_ES | MAKTX_FR | TEXT_EN | Class_Char_Catted | MFRPN | MFRNR | MFRNR DES | MNFR | PTNO | Verified MNFR from web | MNFR 1 | PTNO 1 | MNFR 2 | PTNO 2 | Reference URL | Reference URL1 | Item Number | Equipment Type | Equipment Manufacturer | Equipment Model | Equipment Serial | DWG | DRAWING VERSION | POS/TAG | Unused Text | Enriched/Cleansed | UNSPSC Ver.23.07 | Noun | Modifier | Attribute Name 1 | Attribute Value 1 | Attribute Name 2 | Attribute Value 2 | Attribute Name 3 | Attribute Value 3 | Attribute Name 4 | Attribute Value 4 | Attribute Name 5 | Attribute Value 5 | Attribute Name 6 | Attribute Value 6 | Attribute Name 7 | Attribute Value 7 | Attribute Name 8 | Attribute Value 8 | Attribute Name 9 | Attribute Value 9 | Attribute Name 10 | Attribute Value 10 | Attribute Name 11 | Attribute Value 11 | Attribute Name 12 | Attribute Value 12 | Attribute Name 13 | Attribute Value 13 | Attribute Name 14 | Attribute Value 14 | Attribute Name 15 | Attribute Value 15 | Attribute Name 16 | Attribute Value 16 | Attribute Name 17 | Attribute Value 17 | Attribute Name 18 | Attribute Value 18 | Attribute Name 19 | Attribute Value 19 | Attribute Name 20 | Attribute Value 20 | Attribute Name 21 | Attribute Value 21 | Attribute Name 22 | Attribute Value 22 | Attribute Name 23 | Attribute Value 23 | Attribute Name 24 | Attribute Value 24 | Attribute Name 25 | Attribute Value 25 | Attribute Name 26 | Attribute Value 26 | Attribute Name 27 | Attribute Value 27 | Attribute Name 28 | Attribute Value 28 | Attribute Name 29 | Attribute Value 29 | Attribute Name 30 | Attribute Value 30 | Attribute Name 31 | Attribute Value 31 | Attribute Name 32 | Attribute Value 32 | Attribute Name 33 | Attribute Value 33 | Attribute Name 34 | Attribute Value 34 | Attribute Name 35 | Attribute Value 35 | Attribute Name 36 | Attribute Value 36 | Remaining_Information | Status
STP_009 - Lot4 | Data Enrichment | SZU | OK | 2023-07-21 | 2023-08-04 |  | 1299942 | 1299942 | EA | CHAIN,CONVR;142 MM,CHN WD 640 MM |  |  | CHAIN,CONVEYOR;PITCH:142 MM,CHAIN WIDTH:640 MM,THICKNESS:16 MM,PIN LENGTH:50 MM,ADDITIONAL FEATURES EN:CROSS BARS O/A EVERY 2ND LINKSCRAPER AT EVERY, 2ND LINKSCRAPER @ EV,ERY 14TH LINK(LGTH = 14 LINKS),MNFR:01)TRANSMIN,PTNO:01)BKT801477 | 142 MM,640 MM,16 MM,50 MM,01)CROSS BARS O/A EVERY 2ND LI,02)ERY 14TH LINK(LGTH = 14 LIN,01)TRANSMIN,01)BKT801477 |  |  | TRANSMIN | TRANSMIN | BKT801477 | [5 empty] | URL NOT FOUND | [10 empty] | CLEANSED | 24101722 Chain conveyors | CHAIN | CONVEYOR | TYPE |  | LOAD RATING |  | PITCH | 142 MM | CHAIN WIDTH | 640 MM | CHAIN LENGTH |  | MATERIAL |  | MATERIAL SPECIFICATION |  | THICKNESS | 16 MM | PIN LENGTH | 50 MM | TENSILE STRENGTH |  | HAZARD CLASS |  | CERTIFICATION/STANDARD |  | ADDITIONAL FEATURES | CROSS BARS O/A EVERY 2ND LINKSCRAPER AT EVERY,2ND LINKSCRAPER @ EV,ERY 14TH LINK(LGTH = 14 LINKS) | [47 empty] | Production Completed
STP_009 - Lot4 | Data Enrichment | SZU | OK | 2023-07-21 | 2023-08-04 |  | 1286057 | 1286057 | EA | CHAIN,CONVR;BARE FROST,1-21/32 IN,56 STN |  |  | CHAIN,CONVEYOR;TYPE:BARE FROST,PITCH:1-21/32 IN,ADDITIONAL FEATURES EN:56 STN,MNFR:01)HYDRAPOWER ATTACHEMENTS PTY LTD,PTNO:01) 8001LF | BARE FROST,1-21/32 IN,01)56 STN,01)HYDRAPOWER ATTACHEMENTS PTY,01)8001LF |  |  | HYDRAPOWER ATTACHEMENTS PTY LTD | HYDRAPOWER ATTACHEMENTS PTY LTD | 8001LF | [5 empty] | URL NOT FOUND | [10 empty] | CLEANSED | 24101722 Chain conveyors | CHAIN | CONVEYOR | TYPE |  | LOAD RATING |  | PITCH | 1-21/32 IN | CHAIN WIDTH |  | CHAIN LENGTH |  | MATERIAL |  | MATERIAL SPECIFICATION |  | THICKNESS |  | PIN LENGTH |  | TENSILE STRENGTH |  | HAZARD CLASS |  | CERTIFICATION/STANDARD |  | ADDITIONAL FEATURES | BARE FROST,56 STN | [47 empty] | Production Completed
STP_009 - Lot4 | Data Enrichment | SZU | OK | 2023-07-21 | 2023-08-04 |  | 1346072 | 1346072 | EA | CHAIN,CONVR;COMPRISE, D4D SALT,RCRENG |  |  | CHAIN,CONVEYOR;ADDITIONAL FEATURES EN:COMPRISE, D4D SALT,MNFR:01)RCRENG,PTNO:01)APF-145-002-12 | 01)COMPRISE, D4D SALT,01)RCRENG,01)APF-145-002-12 |  |  | RCRENG | RCRENG | APF-145-002-12 | [5 empty] | URL NOT FOUND | [10 empty] | CLEANSED | 24101722 Chain conveyors | CHAIN | CONVEYOR | TYPE |  | LOAD RATING |  | PITCH |  | CHAIN WIDTH |  | CHAIN LENGTH |  | MATERIAL |  | MATERIAL SPECIFICATION |  | THICKNESS |  | PIN LENGTH |  | TENSILE STRENGTH |  | HAZARD CLASS |  | CERTIFICATION/STANDARD |  | ADDITIONAL FEATURES | COMPRISE,D4D SALT | [47 empty] | Production Completed
STP_009 - Lot4 | Data Enrichment | SZU | OK | 2023-07-21 | 2023-08-04 |  | 1300964 | 1300964 | EA | CHAIN,CONVR;DRAG,CHN LG 9.94 M |  |  | CHAIN,CONVEYOR;TYPE:DRAG,CHAIN LENGTH:9.94 M,ADDITIONAL FEATURES EN:15 IN, 70 LINKS PER LGTH, COMPRISES ONE CROSSAR,TO REVISION DRAWING C,MNFR:01)BUHLER,PTNO:01)BKT 500669/BKT 500922A | DRAG,9.94 M,01)15 IN, 70 LINKS PER LGTH, C,02)TO REVISION DRAWING C,01)BUHLER,01)BKT 500669/BKT 500922A |  |  | BUHLER | BUHLER | BKT 500669/BKT 500922A | [5 empty] | URL NOT FOUND | [10 empty] | CLEANSED | 24101722 Chain conveyors | CHAIN | CONVEYOR | TYPE | DRAG | LOAD RATING |  | PITCH |  | CHAIN WIDTH |  | CHAIN LENGTH | 9.94 M | MATERIAL |  | MATERIAL SPECIFICATION |  | THICKNESS |  | PIN LENGTH |  | TENSILE STRENGTH |  | HAZARD CLASS |  | CERTIFICATION/STANDARD |  | ADDITIONAL FEATURES | 15 IN,70 LINKS PER LGTH,COMPRISES ONE CROSSAR,TO REVISION DRAWING C | [47 empty] | Production Completed
STP_009 - Lot4 | Data Enrichment | SZU | OK | 2023-07-21 | 2023-08-04 | URL for Reference only | 1293356 | 1293356 | EA | CHAIN,DRAG;CBL,67 MM,LG 1.139 M,PLSTC |  |  | CHAIN,DRAG;TYPE:CABLE,PITCH:67 MM,LENGTH:1.139 M,MATERIAL:PLASTIC,ADDITIONAL FEATURES EN:17 LINK, C/W END MOUNTING SET,MNFR:01) IGUS,PTNO:01)E4.42.17.200.0+E4.420.17.1.12 | CABLE,67 MM,1.139 M,EN_01)PLASTIC,01)17 LINK, C/W END MOUNTING S,01)IGUS,01)E4.42.17.200.0+E4.420.17.1. |  |  | IGUS | IGUS | E4.42.17.200.0+E4.420.17.1.12 | [5 empty] | https://www.yursat.com.tr/pdf/igus | [10 empty] | CLEANSED | 31151617 Dragline chain | CHAIN | DRAG | TYPE | CABLE | PITCH | 67 MM | WIDTH |  | LENGTH | 1.139 M | MATERIAL | PLASTIC | MATERIAL SPECIFICATION |  | CURVE RADIUS |  | TEST LOAD RATING |  | BREAKING LOAD RATING |  | HAZARD CLASS |  | CERTIFICATION/STANDARD |  | ADDITIONAL FEATURES | 17 LINK,C/W END MOUNTING SET | [49 empty] | Production Completed
STP_009 - Lot4 | Data Enrichment | SZU | OK | 2023-07-21 | 2023-08-04 |  | 1282727 | 1282727 | EA | CHAIN,LD RATED;2-13/16 IN,LG 15 FT |  |  | CHAIN,LOAD RATED;LINK SIZE:2-13/16 IN,LENGTH:15 FT,TENSILE STRENGTH:100400 LB,ADDITIONAL FEATURES EN:LENGTHS,MNFR:01)TSUBAKI AUSTRALIA PTY LTD,PTNO:01)BL1446 | 2-13/16 IN,15 FT,100400 LB,01)LENGTHS,01)TSUBAKI AUSTRALIA PTY LTD,01)BL1446 |  |  | TSUBAKI AUSTRALIA PTY LTD | TSUBAKI AUSTRALIA PTY LTD | BL1446 | [5 empty] | https://tsubaki.com.au/catalogs/tsubaki-leaf-chain-chart.pdf | [10 empty] | CLEANSED | 26111513 Power transmission chains | CHAIN | POWER TRANSMISSION | STYLE |  | LOAD RATING |  | PITCH | 2-13/16 IN | LENGTH | 15 FT | MATERIAL |  | MATERIAL SPECIFICATION |  | ROLLER DIAMETER |  | ROLLER WIDTH |  | TENSILE STRENGTH | 100.4 KN | HAZARD CLASS |  | CERTIFICATION/STANDARD |  | ADDITIONAL FEATURES | [50 empty] | Production Completed
STP_009 - Lot4 | Data Enrichment | SZU | OK | 2023-07-21 | 2023-08-04 |  | 1293395 | 1293395 | EA | CHAIN,LD RATED;LONG LINK, WELDED,13 MM |  |  | CHAIN,LOAD RATED;TYPE:LONG LINK, WELDED,LINK SIZE:13 MM,MATERIAL:ALLOY BLACK,MNFR:01)BULIVANT,PTNO:01)WCLL-130B | LONG LINK, WELDED,13 MM,ALLOY BLACK,01)BULIVANT,01)WCLL-130B |  |  | BULIVANT | BULIVANT | WCLL-130B | [5 empty] | URL NOT FOUND | [10 empty] | CLEANSED | 31151600 Chains | CHAIN | LOAD RATED | TYPE | LONG LINK,WELDED | LOAD RATING |  | LINK SIZE | 13 MM | LENGTH |  | MATERIAL | ALLOY | MATERIAL SPECIFICATION |  | NUMBER OF LINKS |  | TENSILE STRENGTH |  | HAZARD CLASS |  | CERTIFICATION/STANDARD |  | ADDITIONAL FEATURES | COLOUR:BLACK | [51 empty] | Production Completed
STP_009 - Lot4 | Data Enrichment | SZU | OK | 2023-07-21 | 2023-08-04 |  | 1300353 | 1300353 | EA | CHAIN,LD RATED;WELDED,32 TON,31.7 MM,14 |  |  | CHAIN,LOAD RATED;TYPE:WELDED,LOAD RATING:32 TON,LINK SIZE:31.7 MM,LENGTH:1.24 M,MATERIAL:ALLOY 80,NUMBER OF LINKS:14,ADDITIONAL FEATURES EN:1-1/4 X 51-1/4 IN LG (NB:P/NO INCLUDES CUT LINK),MNFR:01)BULIVANT,PTNO:01)WCHA-317P-14L | WELDED,32 TON,31.7 MM,1.24 M,ALLOY 80,01)1-1/4 X 51-1/4 IN LG (NB:P/,01)BULIVANT,01)WCHA-317P-14L |  |  | BULIVANT | BULIVANT | WCHA-317P-14L | [5 empty] | URL NOT FOUND | [10 empty] | CLEANSED | 31151600 Chains | CHAIN | LOAD RATED | TYPE | WELDED | LOAD RATING | 32 T | LINK SIZE | 31.7 MM | LENGTH | 1.24 M | MATERIAL | ALLOY | MATERIAL SPECIFICATION |  | NUMBER OF LINKS | 14 | TENSILE STRENGTH |  | HAZARD CLASS |  | CERTIFICATION/STANDARD |  | ADDITIONAL FEATURES | NB:P/NO INCLUDES CUT LINK,GRADE 80 | [51 empty] | Production Completed
STP_009 - Lot4 | Data Enrichment | SZU | OK | 2023-07-21 | 2023-08-04 |  | 1300352 | 1300352 | EA | CHAIN,LD RATED;WELDED,32 TON,31.7 MM,17 |  |  | CHAIN,LOAD RATED;TYPE:WELDED,LOAD RATING:32 TON,LINK SIZE:31.7 MM,LENGTH:1.58 M,MATERIAL:STEEL ALLOY 80,NUMBER OF LINKS:17, ADDITIONAL FEATURES EN:1-1/4INCH X 64-1/4INCH LG (NB:P/NO INCLUDES CUT,MNFR:01)BULIVANT,PTNO:01)WCHA-317P-18L | WELDED,32 TON,31.7 MM,1.58 M,STEEL ALLOY 80,01)1-1/4INCH X 64-1/4INCH LG (,01)BULIVANT,01)WCHA-317P-18L |  |  | BULIVANT | BULIVANT | WCHA-317P-18L | [5 empty] | URL NOT FOUND | [10 empty] | CLEANSED | 31151600 Chains | CHAIN | LOAD RATED | TYPE | WELDED | LOAD RATING | 32 T | LINK SIZE | 31.7 MM | LENGTH | 1.58 M | MATERIAL | STEEL ALLOY | MATERIAL SPECIFICATION |  | NUMBER OF LINKS | 17 | TENSILE STRENGTH |  | HAZARD CLASS |  | CERTIFICATION/STANDARD |  | ADDITIONAL FEATURES | NB:P/NO INCLUDES CUT,GRADE 80 | [51 empty] | Production Completed
STP_009 - Lot4 | Data Enrichment | SZU | OK | 2023-07-21 | 2023-08-04 |  | 1300359 | 1300359 | EA | CHAIN,LD RATED;WELDED,50 MM,LG 27.5 M |  |  | CHAIN,LOAD RATED;TYPE:WELDED,LINK SIZE:50 MM,LENGTH:27.5 M,MATERIAL:STEEL ZINC PLATED BLACK,ADDITIONAL FEATURES EN:GRADE U3 STUD LINK ANCHOR, SUPPLIED IN WOODEN P,MNFR:01)BULIVANT,PTNO:01)WCST-0500-275-U3B | WELDED,50 MM,27.5 M,STEEL ZINC PLATED BLACK,01)GRADE U3 STUD LINK ANCHOR,01)BULIVANT,01)WCST-0500-275-U3B |  |  | BULIVANT | BULIVANT | WCST-0500-275-U3B | [5 empty] | URL NOT FOUND | [10 empty] | CLEANSED | 31151600 Chains | CHAIN | LOAD RATED | TYPE | WELDED | LOAD RATING |  | LINK SIZE | 50 MM | LENGTH | 27.5 M | MATERIAL | STEEL ZINC PLATED | MATERIAL SPECIFICATION |  | NUMBER OF LINKS |  | TENSILE STRENGTH |  | HAZARD CLASS |  | CERTIFICATION/STANDARD |  | ADDITIONAL FEATURES | COLOUR:BLACK,RADE U3 STUD LINK ANCHOR,SUPPLIED IN WOODEN P | [51 empty] | Production Completed
STP_009 - Lot4 | Data Enrichment | SZU | OK | 2023-07-21 | 2023-08-04 |  | 1293377 | 1293377 | M | CHAIN,LD RATED;WELDED,8 MM,REG,BULIVANT |  |  | CHAIN,LOAD RATED;TYPE:WELDED,LINK SIZE:8 MM,MATERIAL:STAINLESS STEEL 316,ADDITIONAL FEATURES EN:REG,MNFR:01)BULIVANT,PTNO:01)WCSR- 0806 | WELDED,8 MM,STAINLESS STEEL 316,01)REG,01)BULIVANT,01)WCSR-0806 |  |  | BULIVANT | BULIVANT | WCSR- 0806 |  | BLACKWOODS | 01165969 |  |  | https://www.blackwoods.com.au/lifting-rigging/chain-stainless-steel/general-purpose-chain-fittings/chain-reg-link-s-s316-l-8mm/p/01165969 | [10 empty] | CLEANSED | 31151600 Chains | CHAIN | LOAD RATED | TYPE | WELDED | LOAD RATING |  | LINK SIZE | 8 MM | LENGTH |  | MATERIAL | STAINLESS STEEL 316 | MATERIAL SPECIFICATION |  | NUMBER OF LINKS |  | TENSILE STRENGTH |  | HAZARD CLASS |  | CERTIFICATION/STANDARD |  | ADDITIONAL FEATURES | [52 empty] | Production Completed
STP_009 - Lot4 | Data Enrichment | SZU | OK | 2023-07-21 | 2023-08-04 |  | 1300358 | 1300358 | EA | CHAIN,LD RATED;WELDED,N-67 MM |  |  | CHAIN,LOAD RATED;TYPE:WELDED,ADDITIONAL FEATURES EN:STUD LINK 65.5 MM, 27.5 M U2 BLK, 2-3/8 IN TO 2, LGTH 360 MM, MIN-430 M LINK, WIDTH 220 MM, MIN-270 M, DIA 60 MM MI,N-67 MM,MNFR:01)BULIVANT,PTNO:01)WCST-0640-275-U3B | WELDED,01)STUD LINK 65.5 MM, 27.5 M U,02) LGTH 360 MM, MIN-430 M LIN,03)N-67 MM,01)BULIVANT,01)WCST-0640-275-U3B |  |  | BULIVANT | BULIVANT | WCST-0640-275-U3B | [5 empty] | URL NOT FOUND | [10 empty] | CLEANSED | 31151600 Chains | CHAIN | LOAD RATED | TYPE | WELDED | LOAD RATING |  | LINK SIZE |  | LENGTH |  | MATERIAL |  | MATERIAL SPECIFICATION |  | NUMBER OF LINKS |  | TENSILE STRENGTH |  | HAZARD CLASS |  | CERTIFICATION/STANDARD |  | ADDITIONAL FEATURES | STUD LINK 65.5 MM,27.5 M U2 BLK,2-3/8 IN TO 2,LGTH 360 MM,MIN-430 M LINK,WIDTH 220 MM,MIN-270 M,DIA 60 MM MI,N-67 MM | [51 empty] | Production Completed
STP_009 - Lot4 | Data Enrichment | SZU | OK | 2023-07-21 | 2023-08-04 |  | 1282706 | 1282706 | EA | CHAIN;10 MM,ALLOY |  |  | CHAIN;SIZE:10 MM,MATERIAL:ALLOY,ADDITIONAL FEATURES EN:GRABIQ 200C HARDENED AND TEMPERED,MNFR:01)BULLIVANTS PTY LTD,PTNO:01)WCCA- 10 | EN_01)10 MM,ALLOY,01)GRABIQ 200C HARDENED & TEMP,01)BULLIVANTS PTY LTD,01)WCCA-100G |  |  | BULLIVANTS PTY LTD | BULLIVANTS PTY LTD | WCCA-100G |  | BLACKWOODS | 02332799 |  |  | https://www.blackwoods.com.au/lifting-rigging/chain-fittings-grade-100/alloy-chain-slings-fittings/chain-kla-gunnebo-grabiq-g100-10mm-4-0t/p/02332799 | [10 empty] | ENRICHED | 31151600 Chains | CHAIN | No Modifier | TYPE | LIFTING | LOAD RATING | 4 T | SIZE | 10 MM | LENGTH |  | MATERIAL | ALLOY | MATERIAL SPECIFICATION |  | HAZARD CLASS |  | CERTIFICATION/STANDARD |  | ADDITIONAL FEATURES | GRABIQ 200C HARDENED AND TEMPERED | [55 empty] | Production Completed
STP_009 - Lot4 | Data Enrichment | SZU | OK | 2023-07-21 | 2023-08-04 |  | 1282939 | 1282939 | EA | CHAIN;13 MM,ALLOY |  |  | CHAIN;SIZE:13 MM,MATERIAL:ALLOY,ADDITIONAL FEATURES EN:GRABIQ 200C HARDENED AND TEMPERED PRICING,MNFR:01)BULLIVANTS PTY LTD,PTNO:01) | EN_01)13 MM,ALLOY,01)GRABIQ 200C HARDENED & TEMP,01)BULLIVANTS PTY LTD,01)WCCA-130G |  |  | BULLIVANTS PTY LTD | BULLIVANTS PTY LTD | WCCA-130G |  | BLACKWOODS | 02332816 |  |  | https://www.blackwoods.com.au/lifting-rigging/chain-fittings-grade-100/alloy-chain-slings-fittings/chain-kla-gunnebo-grabiq-g100-13mm-6-7t/p/02332816 | [10 empty] | ENRICHED | 31151600 Chains | CHAIN | No Modifier | TYPE | LIFTING | LOAD RATING | 6.7 T | SIZE | 13 MM | LENGTH |  | MATERIAL | ALLOY | MATERIAL SPECIFICATION |  | HAZARD CLASS |  | CERTIFICATION/STANDARD |  | ADDITIONAL FEATURES | GRABIQ 200C HARDENED AND TEMPERED PRICING | [55 empty] | Production Completed
STP_009 - Lot4 | Data Enrichment | SZU | OK | 2023-07-21 | 2023-08-04 |  | 1344384 | 1344384 | EA | CHAIN;307 WEIGHT, READ COMMENT |  |  | CHAIN;ADDITIONAL FEATURES EN:307 WEIGHT, READ COMMENT,MNFR:01)BULKSOLI,PTNO:01)BSS316 | 01)307 WEIGHT, READ COMMENT,01)BULKSOLI,01)BSS316 |  |  | BULKSOLI | BULKSOLI | BSS316 | [5 empty] | URL NOT FOUND | [10 empty] | CLEANSED | 31151600 Chains | CHAIN | No Modifier | TYPE |  | LOAD RATING |  | SIZE |  | LENGTH |  | MATERIAL |  | MATERIAL SPECIFICATION |  | HAZARD CLASS |  | CERTIFICATION/STANDARD |  | ADDITIONAL FEATURES | 307 WEIGHT,READ COMMENT | [55 empty] | Production Completed
STP_009 - Lot4 | Data Enrichment | SZU | OK | 2023-07-21 | 2023-08-04 |  | 1282766 | 1282766 | EA | CHAIN;CAB HOLD DOWN LEVER |  |  | CHAIN;TYPE:CAB HOLD DOWN LEVER,MNFR:01)RGMMAIN,PTNO:01)QMC000056 | EN_01)CAB HOLD DOWN LEVER,01)RGMMAIN,01)QMC000056 |  |  | RGMMAIN | RGMMAIN | QMC000056 | [5 empty] | URL NOT FOUND | [10 empty] | CLEANSED | 31151600 Chains | CHAIN | No Modifier | TYPE |  | LOAD RATING |  | SIZE |  | LENGTH |  | MATERIAL |  | MATERIAL SPECIFICATION |  | HAZARD CLASS |  | CERTIFICATION/STANDARD |  | ADDITIONAL FEATURES | CAB HOLD DOWN LEVER | [55 empty] | Production Completed
STP_009 - Lot4 | Data Enrichment | SZU | OK | 2023-07-21 | 2023-08-04 | URL for Reference only | 1348399 | 1348399 | EA | CHAIN;CBL, ENERGY |  |  | CHAIN;TYPE:CABLE, ENERGY,ADDITIONAL FEATURES EN:SERLE, 15 LINKS/M, ZINC FILTER PLANT SHUTTLE,MNFR:01)IGUS,PTNO:01)E4.42.07.125.0 | EN_01)CABLE, ENERGY,01)SERLE, 15 LINKS/M, ZINC FIL,01)IGUS,01)E4.42.07.125.0 |  |  | IGUS | IGUS | E4.42.07.125.0 | [5 empty] | https://www.yursat.com.tr/pdf/igus | [10 empty] | CLEANSED | 31151600 Chains | CHAIN | No Modifier | TYPE | CABLE,ENERGY | LOAD RATING |  | SIZE |  | LENGTH |  | MATERIAL |  | MATERIAL SPECIFICATION |  | HAZARD CLASS |  | CERTIFICATION/STANDARD |  | ADDITIONAL FEATURES | SERLE,15 LINKS/M,ZINC FILTER PLANT SHUTTLE | [55 empty] | Production Completed
STP_009 - Lot4 | Data Enrichment | SZU | OK | 2023-07-21 | 2023-08-04 |  | 1283037 | 1283037 | EA | CHAIN;LATCH LOK HOOK,THK 8 MM,LG 6 M |  |  | CHAIN;TYPE:LATCH LOK HOOK,SIZE:THK 8 MM,LENGTH:6 M,ADDITIONAL FEATURES EN:GRADE 80,MNFR:01)BULLIVANTS PTY LTD,PTNO:01)053794 | EN_01)LATCH LOK HOOK,EN_01)THK 8 MM,6 M,01)GRADE 80,01)BULLIVANTS PTY LTD,01)053794 |  |  | BULLIVANTS PTY LTD | BULLIVANTS PTY LTD | 053794 | [5 empty] | URL NOT FOUND | [10 empty] | CLEANSED | 31151600 Chains | CHAIN | No Modifier | TYPE | LATCH LOK HOOK | LOAD RATING |  | SIZE | 8 THK MM | LENGTH | 6 M | MATERIAL |  | MATERIAL SPECIFICATION |  | HAZARD CLASS |  | CERTIFICATION/STANDARD |  | ADDITIONAL FEATURES | GRADE 80 | [55 empty] | Production Completed
STP_009 - Lot4 | Data Enrichment | SZU | OK | 2023-07-21 | 2023-08-04 | URL for Reference only | 1292504 | 1292504 | EA | CHAIN;NON METAL,TSUBAKI |  |  | CHAIN;TYPE:NON METAL,MNFR:01)TSUBAKI,PTNO:01)TKC470R-250-W80-42L.IA.KA | EN_01)NON METAL,01)TSUBAKI,01)TKC470R-250-W80-42L.IA.KA |  |  | TSUBAKI | TSUBAKI | TKC470R-250-W80-42L.IA.KA | [5 empty] | https://www.seimitsu.in/tsubaki-pdf/hose%20and%20cable%20carrier%20systems.pdf | [10 empty] | CLEANSED | 31151600 Chains | CHAIN | No Modifier | TYPE |  | LOAD RATING |  | SIZE |  | LENGTH |  | MATERIAL |  | MATERIAL SPECIFICATION |  | HAZARD CLASS |  | CERTIFICATION/STANDARD |  | ADDITIONAL FEATURES | NON METAL | [55 empty] | Production Completed
STP_009 - Lot4 | Data Enrichment | SZU | OK | 2023-07-21 | 2023-08-04 | URL for Reference only | 1292505 | 1292505 | EA | CHAIN;NON METAL,TSUBAKI |  |  | CHAIN;TYPE:NON METAL,MNFR:01)TSUBAKI,PTNO:01)TKP0320-2B-R75-28L.IA.KA | EN_01)NON METAL,01)TSUBAKI,01)TKP0320-2B-R75-28L.IA.KA |  |  | TSUBAKI | TSUBAKI | TKP0320-2B-R75-28L.IA.KA | [5 empty] | https://www.seimitsu.in/tsubaki-pdf/hose%20and%20cable%20carrier%20systems.pdf | [10 empty] | CLEANSED | 31151600 Chains | CHAIN | No Modifier | TYPE |  | LOAD RATING |  | SIZE |  | LENGTH |  | MATERIAL |  | MATERIAL SPECIFICATION |  | HAZARD CLASS |  | CERTIFICATION/STANDARD |  | ADDITIONAL FEATURES | NON METAL | [55 empty] | Production Completed
STP_009 - Lot4 | Data Enrichment | SZU | OK | 2023-07-21 | 2023-08-04 |  | 1283001 | 1283001 | EA | CHAIN;NYLON,CXWA ENERGY, CLOSED TYPE |  |  | CHAIN;MATERIAL:NYLON,ADDITIONAL FEATURES EN:CXWA ENERGY, CLOSED TYPE,MNFR:01)CONDUCTIX WAMPFLER PTY LTD,PTNO:01)LC3215045C | NYLON,01)CXWA ENERGY, CLOSED TYPE,01)CONDUCTIX WAMPFLER PTY LTD,01)LC3215045C |  |  | CONDUCTIX WAMPFLER PTY LTD | CONDUCTIX WAMPFLER PTY LTD | LC3215045C | [5 empty] | URL NOT FOUND | [10 empty] | CLEANSED | 31151600 Chains | CHAIN | No Modifier | TYPE |  | LOAD RATING |  | SIZE |  | LENGTH |  | MATERIAL | NYLON | MATERIAL SPECIFICATION |  | HAZARD CLASS |  | CERTIFICATION/STANDARD |  | ADDITIONAL FEATURES | CXWA ENERGY,CLOSED TYPE | [55 empty] | Production Completed
STP_009 - Lot4 | Data Enrichment | SZU | OK | 2023-07-21 | 2023-08-04 |  | 1302916 | 1302916 | EA | CHAIN;WHL,MIMDWG,163-6-2476R02/DRIVE END |  |  | CHAIN;TYPE:WHEEL,MNFR:01)MIMDWG,PTNO:01)163-6-2476R02/DRIVE END | EN_01)WHEEL,01)MIMDWG,01)163-6-2476R02/DRIVE END |  |  | MIMDWG | MIMDWG | 163-6-2476R02 | [5 empty] | URL NOT FOUND | [10 empty] | CLEANSED | 31151600 Chains | CHAIN | No Modifier | TYPE | WHEEL | LOAD RATING |  | SIZE |  | LENGTH |  | MATERIAL |  | MATERIAL SPECIFICATION |  | HAZARD CLASS |  | CERTIFICATION/STANDARD |  | ADDITIONAL FEATURES | [56 empty] | Production Completed
STP_009 - Lot4 | Data Enrichment | SZU | OK | 2023-07-21 | 2023-08-04 |  | 1292624 | 1292624 | EA | CHAIN,PWR XMSN;1 IN,LG 274 LINKS,ROLR |  |  | CHAIN,POWER TRANSMISSION;PITCH:1 IN,LENGTH:274 LINKS,ADDITIONAL FEATURES EN:ROLLER,MNFR:01)TSUBAKI,PTNO:01)RS80S-274P | 1 IN,274 LINKS,01)ROLLER,01)TSUBAKI,01)RS80S-274P |  |  | TSUBAKI | TSUBAKI | RS80S-274P | [5 empty] | https://docs.rs-online.com/d0b3/0900766b816df97e.pdf | [10 empty] | ENRICHED | 26111513 Power transmission chains | CHAIN | POWER TRANSMISSION | STYLE |  | LOAD RATING |  | PITCH | 25.4 MM | LENGTH |  | MATERIAL | CARBON STEEL | MATERIAL SPECIFICATION |  | ROLLER DIAMETER | 15.8 MM | ROLLER WIDTH | 15.8 MM | TENSILE STRENGTH | 55.6 KN | HAZARD CLASS |  | CERTIFICATION/STANDARD |  | ADDITIONAL FEATURES | ROLLER,274 LINKS | [49 empty] | Production Completed
STP_009 - Lot4 | Data Enrichment | SZU | OK | 2023-07-21 | 2023-08-04 |  | 1292619 | 1292619 | EA | CHAIN,PWR XMSN;100 MM,LG 224 LINKS |  |  | CHAIN,POWER TRANSMISSION;PITCH:100 MM,LENGTH:224 LINKS,ADDITIONAL FEATURES EN:ROLLER, ST,MNFR:01)ELECON,PTNO:01)P100X224X2 | 100 MM,224 LINKS,01)ROLLER, ST,01)ELECON,01)P100X224X2 |  |  | ELECON | ELECON | P100X224X2 | [5 empty] | URL NOT FOUND | [10 empty] | CLEANSED | 26111513 Power transmission chains | CHAIN | POWER TRANSMISSION | STYLE |  | LOAD RATING |  | PITCH | 100 MM | LENGTH |  | MATERIAL |  | MATERIAL SPECIFICATION |  | ROLLER DIAMETER |  | ROLLER WIDTH |  | TENSILE STRENGTH |  | HAZARD CLASS |  | CERTIFICATION/STANDARD |  | ADDITIONAL FEATURES | 224 LINKS,ROLLER,ST | [49 empty] | Production Completed
STP_009 - Lot4 | Data Enrichment | SZU | OK | 2023-07-21 | 2023-08-04 |  | 1300279 | 1300279 | EA | CHAIN,PWR XMSN;100 MM,TSUBAKI,P100X256 |  |  | CHAIN,POWER TRANSMISSION;PITCH:100 MM,MATERIAL:STAINLESS STEEL 316,ADDITIONAL FEATURES EN:256 LINKS, ASM WASHING CONVEYOR,MNFR:01) TSUBAKI,PTNO:01)P100X256 | 100 MM,STAINLESS STEEL 316,01)256 LINKS, ASM WASHING CONV,01)TSUBAKI,01)P100X256 |  |  | TSUBAKI | TSUBAKI | P100X256 | [5 empty] | URL NOT FOUND | [10 empty] | CLEANSED | 26111513 Power transmission chains | CHAIN | POWER TRANSMISSION | STYLE |  | LOAD RATING |  | PITCH | 100 MM | LENGTH |  | MATERIAL | STAINLESS STEEL 316 | MATERIAL SPECIFICATION |  | ROLLER DIAMETER |  | ROLLER WIDTH |  | TENSILE STRENGTH |  | HAZARD CLASS |  | CERTIFICATION/STANDARD |  | ADDITIONAL FEATURES | 256 LINKS,ASM WASHING CONVEYOR | [49 empty] | Production Completed
STP_009 - Lot4 | Data Enrichment | SZU | OK | 2023-07-21 | 2023-08-04 |  | 1285467 | 1285467 | EA | CHAIN,PWR XMSN;100, 400 LB,1-3/4 IN |  |  | CHAIN,POWER TRANSMISSION;LOAD RATING:100, 400 LB,PITCH:1-3/4 IN,LENGTH:15 FT,ROLLER DIAMETER:1-21/32 IN,ROLLER WIDTH:2-13/16 IN, ADDITIONAL FEATURES EN:2 X LENGTHS,MNFR:01)TSUBAKI,PTNO:01)BL1446 | 100, 400 LB,1-3/4 IN,15 FT,1-21/32 IN,2-13/16 IN,01)2 X LENGTHS,01)TSUBAKI,01)BL1446 |  |  | TSUBAKI | TSUBAKI | BL1446 | [5 empty] | https://tsubaki.com.au/catalogs/tsubaki-leaf-chain-chart.pdf | [10 empty] | CLEANSED | 26111513 Power transmission chains | CHAIN | POWER TRANSMISSION | STYLE |  | LOAD RATING | 400 LB | PITCH | 1-3/4 IN | LENGTH | 15 FT | MATERIAL |  | MATERIAL SPECIFICATION |  | ROLLER DIAMETER | 1-21/32 IN | ROLLER WIDTH | 2-13/16 IN | TENSILE STRENGTH |  | HAZARD CLASS |  | CERTIFICATION/STANDARD |  | ADDITIONAL FEATURES | 100,2 X LENGTHS | [49 empty] | Production Completed
STP_009 - Lot4 | Data Enrichment | SZU | OK | 2023-07-21 | 2023-08-04 |  | 1234272 | 1234272 | EA | CHAIN,PWR XMSN;1-1/2 IN |  |  | CHAIN,POWER TRANSMISSION;PITCH:1-1/2 IN,ADDITIONAL FEATURES EN:ASSY, DRIVE 931 CONVEYOR,MNFR:01)BUHLER,PTNO:01)BKT900182/3 | 1-1/2 IN,01)ASSY, DRIVE 931 CONVEYOR,01)BUHLER,01)BKT900182/3 |  |  | BUHLER | BUHLER | BKT900182/3 | [5 empty] | URL NOT FOUND | [10 empty] | CLEANSED | 26111513 Power transmission chains | CHAIN | POWER TRANSMISSION | STYLE |  | LOAD RATING |  | PITCH | 1-1/2 IN | LENGTH |  | MATERIAL |  | MATERIAL SPECIFICATION |  | ROLLER DIAMETER |  | ROLLER WIDTH |  | TENSILE STRENGTH |  | HAZARD CLASS |  | CERTIFICATION/STANDARD |  | ADDITIONAL FEATURES | ASSY,DRIVE 931 CONVEYOR | [49 empty] | Production Completed
STP_009 - Lot4 | Data Enrichment | SZU | OK | 2023-07-21 | 2023-08-04 |  | 1292506 | 1292506 | EA | CHAIN,PWR XMSN;1-1/4 IN,LG 72 LINKS,ROLR |  |  | CHAIN,POWER TRANSMISSION;PITCH:1-1/4 IN,LENGTH:72 LINKS,ADDITIONAL FEATURES EN:ROLLER,MNFR:01)TSUBAKI,PTNO:01)RS100-2-72P | 1-1/4 IN,72 LINKS,01)ROLLER,01)TSUBAKI,01)RS100-2-72P |  |  | TSUBAKI | TSUBAKI | RS100-2-72P | [5 empty] | https://docs.rs-online.com/d0b3/0900766b816df97e.pdf | [10 empty] | ENRICHED | 26111513 Power transmission chains | CHAIN | POWER TRANSMISSION | STYLE |  | LOAD RATING |  | PITCH | 31.75 MM | LENGTH |  | MATERIAL | CARBON STEEL | MATERIAL SPECIFICATION |  | ROLLER DIAMETER | 19.05 MM | ROLLER WIDTH | 19.05 MM | TENSILE STRENGTH | 174 KN | HAZARD CLASS |  | CERTIFICATION/STANDARD |  | ADDITIONAL FEATURES | ROLLER,72 LINKS | [49 empty] | Production Completed
STP_009 - Lot4 | Data Enrichment | SZU | OK | 2023-07-21 | 2023-08-04 | Manufacturer Details (MFR)not available | 1344835 | 1344835 | EA | CHAIN,PWR XMSN;12.7 MM,ROL DIA 8.5 MM |  |  | CHAIN,POWER TRANSMISSION;PITCH:12.7 MM,ROLLER DIAMETER:8.5 MM,ADDITIONAL FEATURES EN:DRIVE,MNFR:01)UNKNOWN,PTNO:01)110046 | 12.7 MM,8.5 MM,01)DRIVE,01)UNKNOWN,01)110046 |  |  | UNKNOWN |  | 110046 | [5 empty] | URL NOT FOUND | [10 empty] | CLEANSED | 26111513 Power transmission chains | CHAIN | POWER TRANSMISSION | STYLE |  | LOAD RATING |  | PITCH | 12.7 MM | LENGTH |  | MATERIAL |  | MATERIAL SPECIFICATION |  | ROLLER DIAMETER | 8.5 MM | ROLLER WIDTH |  | TENSILE STRENGTH |  | HAZARD CLASS |  | CERTIFICATION/STANDARD |  | ADDITIONAL FEATURES | DRIVE | [49 empty] | Production Completed
STP_009 - Lot4 | Data Enrichment | SZU | OK | 2023-07-21 | 2023-08-04 |  | 1292593 | 1292593 | EA | CHAIN,PWR XMSN;125 MM |  |  | CHAIN,POWER TRANSMISSION;PITCH:125 MM,ADDITIONAL FEATURES EN:APM CONVEYOR, TRAVERSE CONVEYOR, ANODE PREPARAT,MNFR:01)RENOLD,PTNO: 01)145005/900E002026,MNFR:02)WENMEC,PTNO:02)818233-3,MNFR:03)WENMEC,PTNO:03)818291-2 R5 | 125 MM,01)APM CONVEYOR, TRAVERSE CONV,01)RENOLD,02)WENMEC,03)WENMEC,01)145005/900E002026,02)818233-3,03)818291-2 R5 |  |  | WENMEC SYSTEMS INC | RENOLD | 145005/900E002026 |  | WENMEC | 818233-3 | WENMEC | 818291-2 R5 | URL NOT FOUND | [10 empty] | CLEANSED | 26111513 Power transmission chains | CHAIN | POWER TRANSMISSION | STYLE |  | LOAD RATING |  | PITCH | 125 MM | LENGTH |  | MATERIAL |  | MATERIAL SPECIFICATION |  | ROLLER DIAMETER |  | ROLLER WIDTH |  | TENSILE STRENGTH |  | HAZARD CLASS |  | CERTIFICATION/STANDARD |  | ADDITIONAL FEATURES | APM CONVEYOR,TRAVERSE CONVEYOR,ANODE PREPARAT | [49 empty] | Production Completed
STP_009 - Lot4 | Data Enrichment | SZU | OK | 2023-07-21 | 2023-08-04 |  | 1300328 | 1300328 | EA | CHAIN,PWR XMSN;160 MM,LG 147.2 M,MIMDWG |  |  | CHAIN,POWER TRANSMISSION;PITCH:160 MM,LENGTH:147.2 M,TENSILE STRENGTH:40000 KG,ADDITIONAL FEATURES EN:2.24 PAN CONVEYOR, 4 LINKS X 5 SUB-ASSY X 46 ASSEMBLIES, SUPPLIED A,SSEMBLED,MNFR:01)MIMDWG,PTNO:01)163-6-4104/ ,(2.24) | 160 MM,147.2 M,40000 KG,01)2.24 PAN CONVEYOR, 4 LINKS,02)SSEMBLED,01)MIMDWG,01)163-6-4104/ ,(2.24) |  |  | MIMDWG | MIMDWG | 163-6-4104/,(2.24) | [5 empty] | URL NOT FOUND | [10 empty] | CLEANSED | 26111513 Power transmission chains | CHAIN | POWER TRANSMISSION | STYLE |  | LOAD RATING |  | PITCH | 160 MM | LENGTH | 147.2 M | MATERIAL |  | MATERIAL SPECIFICATION |  | ROLLER DIAMETER |  | ROLLER WIDTH |  | TENSILE STRENGTH |  | HAZARD CLASS |  | CERTIFICATION/STANDARD |  | ADDITIONAL FEATURES | 40000 KG,2.24 PAN CONVEYOR,4 LINKS X 5 SUB-ASSY X 46 ASSEMBLIES,SUPPLIED A,SSEMBLED | [49 empty] | Production Completed
STP_009 - Lot4 | Data Enrichment | SZU | OK | 2023-07-21 | 2023-08-04 |  | 1300805 | 1300805 | EA | CHAIN,PWR XMSN;160 MM,LG 211.2 M,MIMDWG |  |  | CHAIN,POWER TRANSMISSION;PITCH:160 MM,LENGTH:211.2 M,TENSILE STRENGTH:40000 KG,ADDITIONAL FEATURES EN:PAN CONVEYOR, 6 LINKS X 5 SUB-ASSY X 44 ASSEMBLIES, SUPPLY ASSEMBLE,D IN 5 X 6 LINK LGTHS OF 4.8 M, AS PER DRAWING REV C,MNFR:01)MIMDWG,PTNO:01)163-6-719/ [3.11] | 160 MM,211.2 M,40000 KG,01)PAN CONVEYOR, 6 LINKS X 5 S,02)D IN 5 X 6 LINK LGTHS OF 4.,01)MIMDWG,01)163-6-719/ [3.11] |  |  | MIMDWG | MIMDWG | 163-6-719/ [3.11] | [5 empty] | URL NOT FOUND | [10 empty] | CLEANSED | 26111513 Power transmission chains | CHAIN | POWER TRANSMISSION | STYLE |  | LOAD RATING |  | PITCH | 160 MM | LENGTH | 211.2 M | MATERIAL |  | MATERIAL SPECIFICATION |  | ROLLER DIAMETER |  | ROLLER WIDTH |  | TENSILE STRENGTH |  | HAZARD CLASS |  | CERTIFICATION/STANDARD |  | ADDITIONAL FEATURES | 40000 KG,PAN CONVEYOR,6 LINKS X 5 SUB-ASSY X 44 ASSEMBLIES,SUPPLY ASSEMBLE,D IN 5 X 6 LINK LGTHS OF 4.8 M,AS PER DRAWING REV C | [49 empty] | Production Completed
STP_009 - Lot4 | Data Enrichment | SZU | OK | 2023-07-21 | 2023-08-04 |  | 1292716 | 1292716 | EA | CHAIN,PWR XMSN;3 IN,STAINLESS STEEL |  |  | CHAIN,POWER TRANSMISSION;PITCH:3 IN,MATERIAL:STAINLESS STEEL,ADDITIONAL FEATURES EN:2 X 216 PITCHES, SPECIAL PUSHER, EVERY 24TH PIT,OR) CSM SHUTTLE CONVEYOR,MNFR:01)RENOLD,PTNO:01)145120/90E001776 | 3 IN,STAINLESS STEEL,01)2 X 216 PITCHES, SPECIAL PU,02)OR) CSM SHUTTLE CONVEYOR,01)RENOLD,01)145120/90E001776 |  |  | RENOLD | RENOLD | 145120/90E001776 | [5 empty] | URL NOT FOUND | [10 empty] | CLEANSED | 26111513 Power transmission chains | CHAIN | POWER TRANSMISSION | STYLE |  | LOAD RATING |  | PITCH | 3 IN | LENGTH |  | MATERIAL | STAINLESS STEEL | MATERIAL SPECIFICATION |  | ROLLER DIAMETER |  | ROLLER WIDTH |  | TENSILE STRENGTH |  | HAZARD CLASS |  | CERTIFICATION/STANDARD |  | ADDITIONAL FEATURES | 2 X 216 PITCHES,SPECIAL PUSHER,EVERY 24TH PIT,OR) CSM SHUTTLE CONVEYOR | [49 empty] | Production Completed
STP_009 - Lot4 | Data Enrichment | SZU | OK | 2023-07-21 | 2023-08-04 | URL for Reference only | 1292856 | 1292856 | EA | CHAIN,PWR XMSN;3/8 IN,LONGYEAR,89739 |  |  | CHAIN,POWER TRANSMISSION;PITCH:3/8 IN,ADDITIONAL FEATURES EN:WIRELINE SPOOLING, BOART DIAMOND DRILL,MNFR:01)LONGYEAR,PTNO:01) 89739 | 3/8 IN,01)WIRELINE SPOOLING, BOART DI,01)LONGYEAR,01)89739 |  |  | LONGYEAR | LONGYEAR | 89739 | [5 empty] | https://www.volza.com/p/roller-chain/import/import-in-india/coo-taiwan/ |  |  | DIAMOND DRILL | [7 empty] | CLEANSED | 31151603 Roller chains | CHAIN | ROLLER | TYPE |  | LOAD RATING |  | CHAIN NUMBER |  | PITCH | 3/8 IN | LENGTH |  | NUMBER OF STRANDS |  | MATERIAL |  | ROLLER DIAMETER |  | ROLLER WIDTH |  | TENSILE STRENGTH |  | CERTIFICATION/STANDARD |  | ADDITIONAL FEATURES | WIRELINE SPOOLING, BOART | [49 empty] | Production Completed
STP_009 - Lot4 | Data Enrichment | SZU | OK | 2023-07-21 | 2023-08-04 |  | 1293683 | 1293683 | EA | CHAIN,PWR XMSN;5/8 IN,LG 95-5/8 IN,OTIS |  |  | CHAIN,POWER TRANSMISSION;PITCH:5/8 IN,LENGTH:95-5/8 IN,ROLLER WIDTH:3/8 IN,ADDITIONAL FEATURES EN:ASSY: SUIT LIFT,MNFR:01)OTIS, PTNO:01)A332AH11 | 5/8 IN,95-5/8 IN,3/8 IN,01)ASSY: SUIT LIFT,01)OTIS,01)A332AH11 |  |  | OTIS | OTIS | A332AH11 | [5 empty] | https://otiswave.otis.com/Documents/SPL/C-1071.pdf | [10 empty] | CLEANSED | 31151603 Roller chains | CHAIN | ROLLER | TYPE |  | LOAD RATING |  | CHAIN NUMBER |  | PITCH | 5/8 IN | LENGTH | 95-5/8 IN | NUMBER OF STRANDS |  | MATERIAL |  | ROLLER DIAMETER |  | ROLLER WIDTH | 3/8 IN | TENSILE STRENGTH |  | CERTIFICATION/STANDARD |  | ADDITIONAL FEATURES | ASSY: SUIT LIFT | [49 empty] | Production Completed
STP_009 - Lot4 | Data Enrichment | SZU | OK | 2023-07-21 | 2023-08-04 |  | 1292623 | 1292623 | EA | CHAIN,PWR XMSN;72 MM,LGTH, ROLLER |  |  | CHAIN,POWER TRANSMISSION;PITCH:72 MM,ADDITIONAL FEATURES EN:LGTH, ROLLER,MNFR:01)TSUBAKI,PTNO:01)RF03075S-A1-72P | 72 MM,01)LGTH, ROLLER,01)TSUBAKI,01)RF03075S-A1-72P |  |  | TSUBAKI | TSUBAKI | RF03075S-A1-72P | [5 empty] | https://tsubaki.co.th/images/tsubaki-large-size-conveyor-chains-and-sprockets-en.pdf | [10 empty] | ENRICHED | 31171901 Roller chain sprockets | SPROCKET | CHAIN | TYPE |  | NUMBER OF STRANDS |  | CHAIN NUMBER |  | PITCH | 75 MM | ISO DESIGNATION |  | NUMBER OF TEETH |  | BORE DIAMETER |  | PITCH DIAMETER |  | MATERIAL |  | OUTSIDE DIAMETER |  | HUB SIZE |  | FACE WIDTH |  | LENGTH |  | KEYWAY SIZE |  | HAZARD CLASS |  | CERTIFICATION/STANDARD |  | ADDITIONAL FEATURES | LGTH, ROLLER | [39 empty] | Production Completed
STP_009 - Lot4 | Data Enrichment | SZU | OK | 2023-07-21 | 2023-08-04 |  | 1292704 | 1292704 | EA | CHAIN,PWR XMSN;78.11 MM,TSUBAKI |  |  | CHAIN,POWER TRANSMISSION;PITCH:78.11 MM,MATERIAL:STAINLESS STEEL 316,ADDITIONAL FEATURES EN:106 LINKS, CONVEYOR,MNFR:01)TSUBAKI, PTNO:01)RF205S-DT-106P | 78.11 MM,STAINLESS STEEL 316,01)106 LINKS, CONVEYOR,01)TSUBAKI,01)RF205S-DT-106P |  |  | TSUBAKI | TSUBAKI | RF205S-DT-106P | [5 empty] | https://tsubaki.co.th/images/tsubaki-large-size-conveyor-chains-and-sprockets-en.pdf | [10 empty] | ENRICHED | 31171901 Roller chain sprockets | SPROCKET | CHAIN | TYPE |  | NUMBER OF STRANDS |  | CHAIN NUMBER |  | PITCH | 78.11 MM | ISO DESIGNATION |  | NUMBER OF TEETH |  | BORE DIAMETER |  | PITCH DIAMETER | 204 MM | MATERIAL | STAINLESS STEEL 316 | OUTSIDE DIAMETER | 223 MM | HUB SIZE |  | FACE WIDTH |  | LENGTH |  | KEYWAY SIZE |  | HAZARD CLASS |  | CERTIFICATION/STANDARD |  | ADDITIONAL FEATURES | 106 LINKS, CONVEYOR | [39 empty] | Production Completed
STP_009 - Lot4 | Data Enrichment | SZU | OK | 2023-07-21 | 2023-08-04 |  | 1292620 | 1292620 | EA | CHAIN,PWR XMSN;95 MM,LG 100 LINKS,ELECON |  |  | CHAIN,POWER TRANSMISSION;PITCH:95 MM,LENGTH:100 LINKS,ADDITIONAL FEATURES EN:ROLLER, X 2,MNFR:01)ELECON,PTNO:01)95PX100X2 | 95 MM,100 LINKS,01)ROLLER, X 2,01)ELECON,01)95PX100X2 |  |  | ELECON | ELECON | 95PX100X2 | [5 empty] | URL NOT FOUND | [10 empty] | CLEANSED | 26111513 Power transmission chains | CHAIN | POWER TRANSMISSION | STYLE |  | LOAD RATING |  | PITCH | 95 MM | LENGTH |  | MATERIAL |  | MATERIAL SPECIFICATION |  | ROLLER DIAMETER |  | ROLLER WIDTH |  | TENSILE STRENGTH |  | HAZARD CLASS |  | CERTIFICATION/STANDARD |  | ADDITIONAL FEATURES | 100 LINKS,ROLLER,X 2 | [49 empty] | Production Completed
STP_009 - Lot4 | Data Enrichment | SZU | OK | 2023-07-21 | 2023-08-04 |  | 1292610 | 1292610 | EA | CHAIN,PWR XMSN;95 MM,LG 216 LINKS |  |  | CHAIN,POWER TRANSMISSION;PITCH:95 MM,LENGTH:216 LINKS,ADDITIONAL FEATURES EN:ROLLER, S (TK),MNFR:01)TSUBAKI,PTNO:01)P95X216 | 95 MM,216 LINKS,01)ROLLER, S (TK),01)TSUBAKI,01)P95X216 |  |  | TSUBAKI | TSUBAKI | P95X216 | [5 empty] | URL NOT FOUND | [10 empty] | CLEANSED | 26111513 Power transmission chains | CHAIN | POWER TRANSMISSION | STYLE |  | LOAD RATING |  | PITCH | 95 MM | LENGTH |  | MATERIAL |  | MATERIAL SPECIFICATION |  | ROLLER DIAMETER |  | ROLLER WIDTH |  | TENSILE STRENGTH |  | HAZARD CLASS |  | CERTIFICATION/STANDARD |  | ADDITIONAL FEATURES | 216 LINKS,ROLLER,S (TK) | [49 empty] | Production Completed
STP_009 - Lot4 | Data Enrichment | SZU | OK | 2023-07-21 | 2023-08-04 |  | 1358791 | 1358791 | EA | CHAIN,PWR XMSN;95 MM,LG 236 LINKS,ELECON |  |  | CHAIN,POWER TRANSMISSION;PITCH:95 MM,LENGTH:236 LINKS,ADDITIONAL FEATURES EN:ROLLER, X 2,MNFR:01)ELECON,PTNO:01)P95X236X2 | 95 MM,236 LINKS,01)ROLLER, X 2,01)ELECON,01)P95X236X2 |  |  | ELECON | ELECON | P95X236X2 | [5 empty] | URL NOT FOUND | [10 empty] | CLEANSED | 26111513 Power transmission chains | CHAIN | POWER TRANSMISSION | STYLE |  | LOAD RATING |  | PITCH | 95 MM | LENGTH |  | MATERIAL |  | MATERIAL SPECIFICATION |  | ROLLER DIAMETER |  | ROLLER WIDTH |  | TENSILE STRENGTH |  | HAZARD CLASS |  | CERTIFICATION/STANDARD |  | ADDITIONAL FEATURES | 236 LINKS,ROLLER,X 2 | [49 empty] | Production Completed
STP_009 - Lot4 | Data Enrichment | SZU | OK | 2023-07-21 | 2023-08-04 |  | 1292467 | 1292467 | EA | CHAIN,PWR XMSN;AN, APM CONVEYOR, ROLLER |  |  | CHAIN,POWER TRANSMISSION;ADDITIONAL FEATURES EN:ANODE, APM CONVEYOR, ROLLER,MNFR:01)WENMEC,PTNO:01)818099-3 | 01)ANODE, APM CONVEYOR, ROLLER,01)WENMEC,01)818099-3 |  |  | WENMEC SYSTEMS INC | WENMEC SYSTEMS INC | 818099-3 | [5 empty] | URL NOT FOUND | [10 empty] | CLEANSED | 26111513 Power transmission chains | CHAIN | POWER TRANSMISSION | STYLE |  | LOAD RATING |  | PITCH |  | LENGTH |  | MATERIAL |  | MATERIAL SPECIFICATION |  | ROLLER DIAMETER |  | ROLLER WIDTH |  | TENSILE STRENGTH |  | HAZARD CLASS |  | CERTIFICATION/STANDARD |  | ADDITIONAL FEATURES | ANODE,APM CONVEYOR,ROLLER | [49 empty] | Production Completed
STP_009 - Lot4 | Data Enrichment | SZU | OK | 2023-07-21 | 2023-08-04 |  | 1292468 | 1292468 | EA | CHAIN,PWR XMSN;AN, ROLLER,WENMEC |  |  | CHAIN,POWER TRANSMISSION;ADDITIONAL FEATURES EN:ANODE, ROLLER,MNFR:01)WENMEC,PTNO:01)818329-3 | 01)ANODE, ROLLER,01)WENMEC,01)818329-3 |  |  | WENMEC SYSTEMS INC | WENMEC SYSTEMS INC | 818329-3 | [5 empty] | URL NOT FOUND | [10 empty] | CLEANSED | 26111513 Power transmission chains | CHAIN | POWER TRANSMISSION | STYLE |  | LOAD RATING |  | PITCH |  | LENGTH |  | MATERIAL |  | MATERIAL SPECIFICATION |  | ROLLER DIAMETER |  | ROLLER WIDTH |  | TENSILE STRENGTH |  | HAZARD CLASS |  | CERTIFICATION/STANDARD |  | ADDITIONAL FEATURES | ANODE,ROLLER | [49 empty] | Production Completed
STP_009 - Lot4 | Data Enrichment | SZU | OK | 2023-07-21 | 2023-08-04 |  | 1292460 | 1292460 | EA | CHAIN,PWR XMSN;APM ENERGY, ROLLER,WENMEC |  |  | CHAIN,POWER TRANSMISSION;ADDITIONAL FEATURES EN:APM ENERGY, ROLLER,MNFR:01)WENMEC,PTNO:01)37714 | 01)APM ENERGY, ROLLER,01)WENMEC,01)37714 |  |  | WENMEC SYSTEMS INC | WENMEC SYSTEMS INC | 37714 | [5 empty] | URL NOT FOUND | [10 empty] | CLEANSED | 26111513 Power transmission chains | CHAIN | POWER TRANSMISSION | STYLE |  | LOAD RATING |  | PITCH |  | LENGTH |  | MATERIAL |  | MATERIAL SPECIFICATION |  | ROLLER DIAMETER |  | ROLLER WIDTH |  | TENSILE STRENGTH |  | HAZARD CLASS |  | CERTIFICATION/STANDARD |  | ADDITIONAL FEATURES | APM ENERGY,ROLLER | [49 empty] | Production Completed
STP_009 - Lot4 | Data Enrichment | SZU | OK | 2023-07-21 | 2023-08-04 |  | 1293354 | 1293354 | EA | CHAIN,PWR XMSN;APM HORIZONTAL RECEIVING |  |  | CHAIN,POWER TRANSMISSION;ADDITIONAL FEATURES EN:APM HORIZONTAL RECEIVING, ROLLER,MNFR:01)WENMEC,PTNO:01)37597 | 01)APM HORIZONTAL RECEIVING, R,01)WENMEC,01)37597 |  |  | WENMEC SYSTEMS INC | WENMEC SYSTEMS INC | 37597 | [5 empty] | URL NOT FOUND | [10 empty] | CLEANSED | 26111513 Power transmission chains | CHAIN | POWER TRANSMISSION | STYLE |  | LOAD RATING |  | PITCH |  | LENGTH |  | MATERIAL |  | MATERIAL SPECIFICATION |  | ROLLER DIAMETER |  | ROLLER WIDTH |  | TENSILE STRENGTH |  | HAZARD CLASS |  | CERTIFICATION/STANDARD |  | ADDITIONAL FEATURES | APM HORIZONTAL RECEIVING,ROLLER | [49 empty] | Production Completed
STP_009 - Lot4 | Data Enrichment | SZU | OK | 2023-07-21 | 2023-08-04 |  | 1292462 | 1292462 | EA | CHAIN,PWR XMSN;AUT, ROLLER,WENMEC,37698 |  |  | CHAIN,POWER TRANSMISSION;ADDITIONAL FEATURES EN:AUT, ROLLER,MNFR:01)WENMEC,PTNO:01)37698 | 01)AUT, ROLLER,01)WENMEC,01)37698 |  |  | WENMEC SYSTEMS INC | WENMEC SYSTEMS INC | 37698 | [5 empty] | URL NOT FOUND | [10 empty] | CLEANSED | 26111513 Power transmission chains | CHAIN | POWER TRANSMISSION | STYLE |  | LOAD RATING |  | PITCH |  | LENGTH |  | MATERIAL |  | MATERIAL SPECIFICATION |  | ROLLER DIAMETER |  | ROLLER WIDTH |  | TENSILE STRENGTH |  | HAZARD CLASS |  | CERTIFICATION/STANDARD |  | ADDITIONAL FEATURES | AUTO,ROLLER | [49 empty] | Production Completed
STP_009 - Lot4 | Data Enrichment | SZU | OK | 2023-07-21 | 2023-08-04 |  | 1292463 | 1292463 | EA | CHAIN,PWR XMSN;AUT, ROLLER,WENMEC,37709 |  |  | CHAIN,POWER TRANSMISSION;ADDITIONAL FEATURES EN:AUT, ROLLER,MNFR:01)WENMEC,PTNO:01)37709 | 01)AUT, ROLLER,01)WENMEC,01)37709 |  |  | WENMEC SYSTEMS INC | WENMEC SYSTEMS INC | 37709 | [5 empty] | URL NOT FOUND | [10 empty] | CLEANSED | 26111513 Power transmission chains | CHAIN | POWER TRANSMISSION | STYLE |  | LOAD RATING |  | PITCH |  | LENGTH |  | MATERIAL |  | MATERIAL SPECIFICATION |  | ROLLER DIAMETER |  | ROLLER WIDTH |  | TENSILE STRENGTH |  | HAZARD CLASS |  | CERTIFICATION/STANDARD |  | ADDITIONAL FEATURES | AUTO,ROLLER | [49 empty] | Production Completed
STP_009 - Lot4 | Data Enrichment | SZU | OK | 2023-07-21 | 2023-08-04 |  | 1292577 | 1292577 | EA | CHAIN,PWR XMSN;AUTO, ROLLER,WENMEC |  |  | CHAIN,POWER TRANSMISSION;ADDITIONAL FEATURES EN:AUTO, ROLLER,MNFR:01)WENMEC,PTNO:01)818598-3 | 01)AUTO, ROLLER,01)WENMEC,01)818598-3 |  |  | WENMEC SYSTEMS INC | WENMEC SYSTEMS INC | 818598-3 | [5 empty] | URL NOT FOUND | [10 empty] | CLEANSED | 26111513 Power transmission chains | CHAIN | POWER TRANSMISSION | STYLE |  | LOAD RATING |  | PITCH |  | LENGTH |  | MATERIAL |  | MATERIAL SPECIFICATION |  | ROLLER DIAMETER |  | ROLLER WIDTH |  | TENSILE STRENGTH |  | HAZARD CLASS |  | CERTIFICATION/STANDARD |  | ADDITIONAL FEATURES | AUTO,ROLLER | [49 empty] | Production Completed
STP_009 - Lot4 | Data Enrichment | SZU | OK | 2023-07-21 | 2023-08-04 |  | 1346563 | 1346563 | EA | CHAIN,PWR XMSN;DUPLEX,1 IN,LG 10 FT |  |  | CHAIN,POWER TRANSMISSION;STYLE:DUPLEX,PITCH:1 IN,LENGTH:10 FT,ROLLER DIAMETER:15.88 MM,ROLLER WIDTH:17.02 MM,TENSILE STRENGTH:106 KN,CERTIFICATION/STANDARD:ISO 16B-2,ADDITIONAL FEATURES EN:AS X 120P, RIVETTED TYPE TO ANSI 80-2 OR ISO 16,MNFR:01)RENOLD,PTNO:01) 115083 | DUPLEX,1 IN,10 FT,15.88 MM,17.02 MM,106 KN,EN_01)ISO 16B-2,01)AS X 120P, RIVETTED TYPE TO,01)RENOLD,01)115083 |  |  | RENOLD | RENOLD | 115083 | [5 empty] | https://www.renold.com/upload/renoldswitzerland/palm_oil_brochure.pdf | [10 empty] | CLEANSED | 26111513 Power transmission chains | CHAIN | POWER TRANSMISSION | STYLE |  | LOAD RATING |  | PITCH | 25.4 MM | LENGTH | 10 FT | MATERIAL |  | MATERIAL SPECIFICATION |  | ROLLER DIAMETER | 15.88 MM | ROLLER WIDTH | 17.02 MM | TENSILE STRENGTH | 106 KN | HAZARD CLASS |  | CERTIFICATION/STANDARD | ISO 16B-2,ANSI 80-2 OR ISO 16 | ADDITIONAL FEATURES | DUPLEX,AS X 120P,RIVETTED | [49 empty] | Production Completed
STP_009 - Lot4 | Data Enrichment | SZU | OK | 2023-07-21 | 2023-08-04 |  | 1349922 | 1349922 | EA | CHAIN,PWR XMSN;DUPLEX,1/2 IN,LG 25 FT |  |  | CHAIN,POWER TRANSMISSION;STYLE:DUPLEX,PITCH:1/2 IN,LENGTH:25 FT,ROLLER DIAMETER:8.51 MM,ROLLER WIDTH:7.75 MM,TENSILE STRENGTH:31. 1 KN,CERTIFICATION/STANDARD:ISO 08B-2,ADDITIONAL FEATURES EN:BS X 600P,MNFR:01)RENOLD,PTNO:01)114046 | DUPLEX,1/2 IN,25 FT,8.51 MM,7.75 MM,31.1 KN,EN_01)ISO 08B-2,01)BS X 600P,01)RENOLD,01)114046 |  |  | RENOLD | RENOLD | 114046 | [5 empty] | https://www.renold.com/upload/renoldswitzerland/palm_oil_brochure.pdf | [10 empty] | CLEANSED | 26111513 Power transmission chains | CHAIN | POWER TRANSMISSION | STYLE |  | LOAD RATING |  | PITCH | 12.7 MM | LENGTH | 25 FT | MATERIAL |  | MATERIAL SPECIFICATION |  | ROLLER DIAMETER | 8.51 MM | ROLLER WIDTH | 7.75 MM | TENSILE STRENGTH | 31.1 KN | HAZARD CLASS |  | CERTIFICATION/STANDARD | ISO 08B-2 | ADDITIONAL FEATURES | DUPLEX,BS X 600P | [49 empty] | Production Completed
STP_009 - Lot4 | Data Enrichment | SZU | OK | 2023-07-21 | 2023-08-04 |  | 1300356 | 1300356 | EA | CHAIN,PWR XMSN;DUPLEX,1-1/2 IN,57.8 KN |  |  | CHAIN,POWER TRANSMISSION;STYLE:DUPLEX,PITCH:1-1/2 IN,LENGTH:12 FT 10-1/2 IN,ROLLER DIAMETER:12.07 MM,ROLLER WIDTH:11.68 MM, TENSILE STRENGTH:57.8 KN,CERTIFICATION/STANDARD:ISO 24B-2,ADDITIONAL FEATURES EN:AS X 103P, RIVETTED TYPE TO ANSI 120-2 OR ISO 24A-2,MNFR:01)RENOLD,PTNO:01)GY120A2X10FT | DUPLEX,1-1/2 IN,12 FT 10-1/2 IN,12.07 MM,11.68 MM,57.8 KN,EN_01)ISO 24B-2,01)AS X 103P, RIVETTED TYPE TO,01)RENOLD,01)GY120A2X10FT |  |  | RENOLD | RENOLD | GY120A2X10FT | [5 empty] | https://www.renold.com/media/228864/renold-synergy-tables.pdf | [10 empty] | ENRICHED | 26111513 Power transmission chains | CHAIN | POWER TRANSMISSION | STYLE |  | LOAD RATING |  | PITCH | 38.1 MM | LENGTH | 12 FT | MATERIAL |  | MATERIAL SPECIFICATION |  | ROLLER DIAMETER | 22.33 MM | ROLLER WIDTH | 25.23 MM | TENSILE STRENGTH | 57.8 KN | HAZARD CLASS |  | CERTIFICATION/STANDARD | ISO 24B-2,ANSI 120-2 OR ISO 24A-2 | ADDITIONAL FEATURES | DUPLEX,AS X 103P,RIVETTED | [49 empty] | Production Completed
STP_009 - Lot4 | Data Enrichment | SZU | OK | 2023-07-21 | 2023-08-04 |  | 1346564 | 1346564 | EA | CHAIN,PWR XMSN;DUPLEX,2-1/2 IN,LG 10 FT |  |  | CHAIN,POWER TRANSMISSION;STYLE:DUPLEX,PITCH:2-1/2 IN,LENGTH:10 FT,ROLLER DIAMETER:39.37 MM,ROLLER WIDTH:39.3 MM,TENSILE STRENGTH: 63 N,CERTIFICATION/STANDARD:ISO 40B-2,ADDITIONAL FEATURES EN:BS X 48P,MNFR:01)RENOLD,PTNO:01)114206(10FT) | DUPLEX,2-1/2 IN,10 FT,39.37 MM,39.3 MM,63 N,EN_01)ISO 40B-2,01)BS X 48P,01)RENOLD,01)114206(10FT) |  |  | RENOLD | RENOLD | 114206(10FT) | [5 empty] | https://www.renold.com/upload/renoldswitzerland/roller_chain_-_products_and_sizes.pdf | [10 empty] | ENRICHED | 26111513 Power transmission chains | CHAIN | POWER TRANSMISSION | STYLE |  | LOAD RATING |  | PITCH | 63.5 MM | LENGTH | 10 FT | MATERIAL |  | MATERIAL SPECIFICATION |  | ROLLER DIAMETER | 39.37 MM | ROLLER WIDTH | 39.3 MM | TENSILE STRENGTH | 63 KN | HAZARD CLASS |  | CERTIFICATION/STANDARD | ISO 40B-2 | ADDITIONAL FEATURES | DUPLEX,BS X 48P | [49 empty] | Production Completed
STP_009 - Lot4 | Data Enrichment | SZU | OK | 2023-07-21 | 2023-08-04 |  | 1348186 | 1348186 | EA | CHAIN,PWR XMSN;DUPLEX,3/4 IN,LG 1.59 M |  |  | CHAIN,POWER TRANSMISSION;STYLE:DUPLEX,PITCH:3/4 IN,LENGTH:1.59 M,ROLLER DIAMETER:12.07 MM,ROLLER WIDTH:11.68 MM,TENSILE STRENGTH: 57.8 KN,CERTIFICATION/STANDARD:ISO 12B-2,ADDITIONAL FEATURES EN:+ 2, BSS SERIES, PBZN CONCENTRATOR FINAL TAILS,MNFR:01)THEGAMME, PTNO:01)68153 | DUPLEX,3/4 IN,1.59 M,12.07 MM,11.68 MM,57.8 KN,EN_01)ISO 12B-2,01)+ 2, BSS SERIES, PBZN CONCE,01)THEGAMME,01)68153 |  |  | THEGAMME | THEGAMME | 68153 | [5 empty] | URL NOT FOUND | [10 empty] | CLEANSED | 26111513 Power transmission chains | CHAIN | POWER TRANSMISSION | STYLE |  | LOAD RATING |  | PITCH | 3/4 IN | LENGTH | 1.59 M | MATERIAL |  | MATERIAL SPECIFICATION |  | ROLLER DIAMETER | 12.07 MM | ROLLER WIDTH | 11.68 MM | TENSILE STRENGTH | 57.8 KN | HAZARD CLASS |  | CERTIFICATION/STANDARD | ISO 12B-2 | ADDITIONAL FEATURES | DUPLEX,+ 2,BSS SERIES,PBZN CONCENTRATOR FINAL TAILS | [49 empty] | Production Completed
STP_009 - Lot4 | Data Enrichment | SZU | OK | 2023-07-21 | 2023-08-04 |  | 1300083 | 1300083 | FT | CHAIN,PWR XMSN;DUPLEX,3/4 IN,LG 25 FT |  |  | CHAIN,POWER TRANSMISSION;STYLE:DUPLEX,PITCH:3/4 IN,LENGTH:25 FT,ROLLER DIAMETER:12.07 MM,ROLLER WIDTH:11.68 MM,TENSILE STRENGTH: 57.8 KN,CERTIFICATION/STANDARD:ISO 12B-2,ADDITIONAL FEATURES EN:BS X 400P,MNFR:01)ASK,PTNO:01)RH19-2 | DUPLEX,3/4 IN,25 FT,12.07 MM,11.68 MM,57.8 KN,EN_01)ISO 12B-2,01)BS X 400P,01)ASK,01)RH19-2 |  |  | ASK | ASK | RH19-2 | [5 empty] | URL NOT FOUND | [10 empty] | CLEANSED | 26111513 Power transmission chains | CHAIN | POWER TRANSMISSION | STYLE |  | LOAD RATING |  | PITCH | 3/4 IN | LENGTH | 25 FT | MATERIAL |  | MATERIAL SPECIFICATION |  | ROLLER DIAMETER | 12.07 MM | ROLLER WIDTH | 11.68 MM | TENSILE STRENGTH | 57.8 KN | HAZARD CLASS |  | CERTIFICATION/STANDARD | ISO 12B-2 | ADDITIONAL FEATURES | DUPLEX,BS X 400P | [49 empty] | Production Completed
STP_009 - Lot4 | Data Enrichment | SZU | OK | 2023-07-21 | 2023-08-04 |  | 1349923 | 1349923 | EA | CHAIN,PWR XMSN;DUPLEX,5/8 IN,LG 10 FT,AS |  |  | CHAIN,POWER TRANSMISSION;STYLE:DUPLEX,PITCH:5/8 IN,LENGTH:10 FT,ROLLER DIAMETER:10.16 MM,ROLLER WIDTH:9.65 MM, CERTIFICATION/STANDARD:ISO 10B-2,ADDITIONAL FEATURES EN:AS,MNFR:01)RENOLD,PTNO:01)115053 | DUPLEX,5/8 IN,10 FT,10.16 MM,9.65 MM,EN_01)ISO 10B-2,01)AS,01)RENOLD,01)115053 |  |  | RENOLD | RENOLD | 115053 | [5 empty] | https://www.renold.com/upload/renoldswitzerland/palm_oil_brochure.pdf | [10 empty] | ENRICHED | 26111513 Power transmission chains | CHAIN | POWER TRANSMISSION | STYLE |  | LOAD RATING |  | PITCH | 15.9 MM | LENGTH | 10 FT | MATERIAL |  | MATERIAL SPECIFICATION |  | ROLLER DIAMETER | 10.16 MM | ROLLER WIDTH | 9.4 MM | TENSILE STRENGTH | 43.6 KN | HAZARD CLASS |  | CERTIFICATION/STANDARD | ISO 10B-2 | ADDITIONAL FEATURES | DUPLEX,AS | [49 empty] | Production Completed
STP_009 - Lot4 | Data Enrichment | SZU | OK | 2023-07-21 | 2023-08-04 |  | 1351720 | 1351720 | EA | CHAIN,PWR XMSN;ELEVATING WITH SPLIT LINK |  |  | CHAIN,POWER TRANSMISSION;ADDITIONAL FEATURES EN:ELEVATING WITH SPLIT LINK,MNFR:01)WILSONEL,PTNO:01)1V10-1 + 1V10-3 + 1V10-4 | 01)ELEVATING WITH SPLIT LINK,01)WILSONEL,01)1V10-1 + 1V10-3 + 1V10-4 |  |  | WILSONEL | WILSONEL | 1V10-1 + 1V10-3 + 1V10-4 | [5 empty] | URL NOT FOUND | [10 empty] | CLEANSED | 26111513 Power transmission chains | CHAIN | POWER TRANSMISSION | STYLE |  | LOAD RATING |  | PITCH |  | LENGTH |  | MATERIAL |  | MATERIAL SPECIFICATION |  | ROLLER DIAMETER |  | ROLLER WIDTH |  | TENSILE STRENGTH |  | HAZARD CLASS |  | CERTIFICATION/STANDARD |  | ADDITIONAL FEATURES | ELEVATING WITH SPLIT LINK | [49 empty] | Production Completed
STP_009 - Lot4 | Data Enrichment | SZU | OK | 2023-07-21 | 2023-08-04 |  | 1365613 | 1365613 | EA | CHAIN,PWR XMSN;FOR 2.22 APRON FEEDER, CO |  |  | CHAIN,POWER TRANSMISSION;ADDITIONAL FEATURES EN:FOR 2.22 APRON FEEDER, COMPRISES 38 X 4-LINK SUB-ASSEMBLIES,MNFR:01)MIMDWG,PTNO: 01)163-6-4103/ ,2.22 [CHAIN COMP] | 01)FOR 2.22 APRON FEEDER, COMP,01)MIMDWG,01)163-6-4103/ ,2.22 [CHAIN CO |  |  | MIMDWG | MIMDWG | 163-6-4103/,2.22 | [5 empty] | URL NOT FOUND | [10 empty] | CLEANSED | 26111513 Power transmission chains | CHAIN | POWER TRANSMISSION | STYLE |  | LOAD RATING |  | PITCH |  | LENGTH |  | MATERIAL |  | MATERIAL SPECIFICATION |  | ROLLER DIAMETER |  | ROLLER WIDTH |  | TENSILE STRENGTH |  | HAZARD CLASS |  | CERTIFICATION/STANDARD |  | ADDITIONAL FEATURES | FOR 2.22 APRON FEEDER,COMPRISES 38 X 4-LINK SUB-ASSEMBLIES | [49 empty] | Production Completed
STP_009 - Lot4 | Data Enrichment | SZU | OK | 2023-07-21 | 2023-08-04 |  | 1285466 | 1285466 | EA | CHAIN,PWR XMSN;LEAF,LG 10 FT,85600 LB |  |  | CHAIN,POWER TRANSMISSION;STYLE:LEAF,LENGTH:10 FT,TENSILE STRENGTH:85600 LB,ADDITIONAL FEATURES EN:EXPRESS ROAD FREIGHT PRICE AS PERQUOTE EMAIL,MNFR:01)TSUBAKI AUSTRALIA PTY LTD,PTNO:01)BL1246 | LEAF,10 FT,85600 LB,01)EXPRESS ROAD FREIGHT PRICE,01)TSUBAKI AUSTRALIA PTY LTD,01)BL1246 |  |  | TSUBAKI AUSTRALIA PTY LTD | TSUBAKI AUSTRALIA PTY LTD | BL1246 | [5 empty] | https://tsubaki.com.au/catalogs/tsubaki-leaf-chain-chart.pdf | [10 empty] | ENRICHED | 26111513 Power transmission chains | CHAIN | POWER TRANSMISSION | STYLE |  | LOAD RATING |  | PITCH | 38.1 MM | LENGTH | 10 FT | MATERIAL |  | MATERIAL SPECIFICATION |  | ROLLER DIAMETER |  | ROLLER WIDTH |  | TENSILE STRENGTH | 373 KN | HAZARD CLASS |  | CERTIFICATION/STANDARD |  | ADDITIONAL FEATURES | LEAF,EXPRESS ROAD FREIGHT PRICE AS PERQUOTE EMAIL | [49 empty] | Production Completed
STP_009 - Lot4 | Data Enrichment | SZU | OK | 2023-07-21 | 2023-08-04 |  | 1300678 | 1300678 | EA | CHAIN,PWR XMSN;LG 10 FT,TSUBAKI |  |  | CHAIN,POWER TRANSMISSION;LENGTH:10 FT,ADDITIONAL FEATURES EN:28, ASA DUP, ROLLER,MNFR:01)TSUBAKI,PTNO:01)48A-2-76.2 | 10 FT,01)28, ASA DUP, ROLLER,01)TSUBAKI,01)48A-2-76.2 |  |  | TSUBAKI | TSUBAKI | 48A-2-76.2 | [5 empty] | URL NOT FOUND | [10 empty] | CLEANSED | 26111513 Power transmission chains | CHAIN | POWER TRANSMISSION | STYLE |  | LOAD RATING |  | PITCH |  | LENGTH | 10 FT | MATERIAL |  | MATERIAL SPECIFICATION |  | ROLLER DIAMETER |  | ROLLER WIDTH |  | TENSILE STRENGTH |  | HAZARD CLASS |  | CERTIFICATION/STANDARD |  | ADDITIONAL FEATURES | 28,ASA DUP,ROLLER | [49 empty] | Production Completed
STP_009 - Lot4 | Data Enrichment | SZU | OK | 2023-07-21 | 2023-08-04 |  | 1285479 | 1285479 | EA | CHAIN,PWR XMSN;LG 17 FT |  |  | CHAIN,POWER TRANSMISSION;LENGTH:17 FT,MNFR:01)TSUBAKI AUSTRALIA PTY LTD,PTNO:01)BL834-203L | 17 FT,01)TSUBAKI AUSTRALIA PTY LTD,01)BL834-203L |  |  | TSUBAKI AUSTRALIA PTY LTD | TSUBAKI AUSTRALIA PTY LTD | BL834-203L | [5 empty] | https://tsubaki.com.au/catalogs/tsubaki-leaf-chain-chart.pdf | [10 empty] | ENRICHED | 26111513 Power transmission chains | CHAIN | POWER TRANSMISSION | STYLE |  | LOAD RATING |  | PITCH | 25.4 MM | LENGTH | 17 FT | MATERIAL |  | MATERIAL SPECIFICATION |  | ROLLER DIAMETER |  | ROLLER WIDTH |  | TENSILE STRENGTH | 155 KN | HAZARD CLASS |  | CERTIFICATION/STANDARD |  | ADDITIONAL FEATURES | [50 empty] | Production Completed
STP_009 - Lot4 | Data Enrichment | SZU | OK | 2023-07-21 | 2023-08-04 |  | 1292562 | 1292562 | EA | CHAIN,PWR XMSN;LG 40 FT,STAINLESS STEEL |  |  | CHAIN,POWER TRANSMISSION;LENGTH:40 FT,MATERIAL:STAINLESS STEEL,ADDITIONAL FEATURES EN:APM ENERGY, ROLLER,MNFR:01)WENMEC,PTNO:01) 37715 | 40 FT,STAINLESS STEEL,01)APM ENERGY, ROLLER,01)WENMEC,01)37715 |  |  | WENMEC SYSTEMS INC | WENMEC SYSTEMS INC | 37715 | [5 empty] | URL NOT FOUND | [10 empty] | CLEANSED | 26111513 Power transmission chains | CHAIN | POWER TRANSMISSION | STYLE |  | LOAD RATING |  | PITCH |  | LENGTH | 40 FT | MATERIAL | STAINLESS STEEL | MATERIAL SPECIFICATION |  | ROLLER DIAMETER |  | ROLLER WIDTH |  | TENSILE STRENGTH |  | HAZARD CLASS |  | CERTIFICATION/STANDARD |  | ADDITIONAL FEATURES | APM ENERGY,ROLLER | [49 empty] | Production Completed
STP_009 - Lot4 | Data Enrichment | SZU | OK | 2023-07-21 | 2023-08-04 |  | 1349918 | 1349918 | EA | CHAIN,PWR XMSN;NARROW, SIMPLE,LG 8 FT |  |  | CHAIN,POWER TRANSMISSION;STYLE:NARROW, SIMPLE,LENGTH:8 FT,ADDITIONAL FEATURES EN:0.500 IN AS X 192P, SPECIAL,MNFR:01)RENOLD,PTNO: 01)111044(8.0FT | NARROW, SIMPLE,8 FT,01)0.500 IN AS X 192P, SPECIAL,01)RENOLD,01)111044(8.0FT |  |  | RENOLD | RENOLD | 111044(8.0FT | [5 empty] | https://www.renold.com/upload/renoldswitzerland/roller_chain_-_products_and_sizes.pdf | [10 empty] | ENRICHED | 26111513 Power transmission chains | CHAIN | POWER TRANSMISSION | STYLE |  | LOAD RATING |  | PITCH | 12.7 MM | LENGTH | 8 FT | MATERIAL |  | MATERIAL SPECIFICATION |  | ROLLER DIAMETER | 7.75 MM | ROLLER WIDTH | 3.3 MM | TENSILE STRENGTH | 8.9 KN | HAZARD CLASS |  | CERTIFICATION/STANDARD |  | ADDITIONAL FEATURES | NARROW, SIMPLE,AS X 192P,SPECIAL | [49 empty] | Production Completed
STP_009 - Lot4 | Data Enrichment | SZU | OK | 2023-07-21 | 2023-08-04 |  | 1293352 | 1293352 | EA | CHAIN,PWR XMSN;REJEC, ROLLER,WENMEC |  |  | CHAIN,POWER TRANSMISSION;ADDITIONAL FEATURES EN:REJEC, ROLLER,MNFR:01)WENMEC,PTNO:01)818293-3 | 01)REJEC, ROLLER,01)WENMEC,01)818293-3 |  |  | WENMEC SYSTEMS INC | WENMEC SYSTEMS INC | 818293-3 | [5 empty] | URL NOT FOUND | [10 empty] | CLEANSED | 26111513 Power transmission chains | CHAIN | POWER TRANSMISSION | STYLE |  | LOAD RATING |  | PITCH |  | LENGTH |  | MATERIAL |  | MATERIAL SPECIFICATION |  | ROLLER DIAMETER |  | ROLLER WIDTH |  | TENSILE STRENGTH |  | HAZARD CLASS |  | CERTIFICATION/STANDARD |  | ADDITIONAL FEATURES | REJECT,ROLLER | [49 empty] | Production Completed
STP_009 - Lot4 | Data Enrichment | SZU | OK | 2023-07-21 | 2023-08-04 |  | 1293364 | 1293364 | EA | CHAIN,PWR XMSN;ROLLER APM CONVEYOR CHAIN |  |  | CHAIN,POWER TRANSMISSION;ADDITIONAL FEATURES EN:ROLLER APM CONVEYOR CHAIN, RECEIVING CONVEYOR, ANODE PREPARATION MA,CHINE,MNFR:01) WENMEC,PTNO:01)818330-3 | 01)ROLLER APM CONVEYOR CHAIN,02)CHINE,01)WENMEC,01)818330-3 |  |  | WENMEC | WENMEC SYSTEMS INC | 818330-3 | [5 empty] | URL NOT FOUND |  |  | ANODE PREPARATION MACHINE | [7 empty] | CLEANSED | 26111513 Power transmission chains | CHAIN | POWER TRANSMISSION | STYLE |  | LOAD RATING |  | PITCH |  | LENGTH |  | MATERIAL |  | MATERIAL SPECIFICATION |  | ROLLER DIAMETER |  | ROLLER WIDTH |  | TENSILE STRENGTH |  | HAZARD CLASS |  | CERTIFICATION/STANDARD |  | ADDITIONAL FEATURES | ROLLER APM CONVEYOR CHAIN,RECEIVING CONVEYOR | [49 empty] | Production Completed
STP_009 - Lot4 | Data Enrichment | SZU | OK | 2023-07-21 | 2023-08-04 |  | 1292702 | 1292702 | EA | CHAIN,PWR XMSN;ROLLER APM CONVEYOR, ANOD |  |  | CHAIN,POWER TRANSMISSION;ADDITIONAL FEATURES EN:ROLLER APM CONVEYOR, ANODE INFEED CONVEYOR SUBASSY, ANODE PREPARATI,ON MACHINE, MNFR:01)WENMEC,PTNO:01)818036-1 L1 R4 | 01)ROLLER APM CONVEYOR, ANODE,02)ON MACHINE,01)WENMEC,01)818036-1 L1 R4 |  |  | WENMEC SYSTEMS INC | WENMEC SYSTEMS INC | 818036-1 L1 R4 | [5 empty] | URL NOT FOUND |  |  | ANODE PREPARATION MACHINE | [7 empty] | CLEANSED | 26111513 Power transmission chains | CHAIN | POWER TRANSMISSION | STYLE |  | LOAD RATING |  | PITCH |  | LENGTH |  | MATERIAL |  | MATERIAL SPECIFICATION |  | ROLLER DIAMETER |  | ROLLER WIDTH |  | TENSILE STRENGTH |  | HAZARD CLASS |  | CERTIFICATION/STANDARD |  | ADDITIONAL FEATURES | ROLLER APM CONVEYOR,ANODE INFEED CONVEYOR SUBASSY | [49 empty] | Production Completed
STP_009 - Lot4 | Data Enrichment | SZU | OK | 2023-07-21 | 2023-08-04 |  | 1293351 | 1293351 | EA | CHAIN,PWR XMSN;ROLR, APM CONVEYOR, ANODE |  |  | CHAIN,POWER TRANSMISSION;ADDITIONAL FEATURES EN:ROLLER, APM CONVEYOR, ANODE LOWERING CONVEYOR,CHINE,MNFR:01)WENMEC,PTNO:01)818331- 3 | 01)ROLLER, APM CONVEYOR, ANODE,02)CHINE,01)WENMEC,01)818331-3 |  |  | WENMEC SYSTEMS INC | WENMEC SYSTEMS INC | 818331- 3 | [5 empty] | URL NOT FOUND |  |  | ANODE LOWERING CONVEYOR MACHINE | [7 empty] | CLEANSED | 26111513 Power transmission chains | CHAIN | POWER TRANSMISSION | STYLE |  | LOAD RATING |  | PITCH |  | LENGTH |  | MATERIAL |  | MATERIAL SPECIFICATION |  | ROLLER DIAMETER |  | ROLLER WIDTH |  | TENSILE STRENGTH |  | HAZARD CLASS |  | CERTIFICATION/STANDARD |  | ADDITIONAL FEATURES | ROLLER,APM CONVEYOR | [49 empty] | Production Completed
STP_009 - Lot4 | Data Enrichment | SZU | OK | 2023-07-21 | 2023-08-04 |  | 1300283 | 1300283 | EA | CHAIN,PWR XMSN;ROLR, APM CONVEYOR, LIFT |  |  | CHAIN,POWER TRANSMISSION;ADDITIONAL FEATURES EN:ROLLER, APM CONVEYOR, LIFT TRANSFER CONVEYOR, ANODE PREPARATION MAC,HINE,MNFR:01) WENMEC,PTNO:01)818037-1 L1 R16,MNFR:02)WENMEC,PTNO:02)818101-3 | 01)ROLLER, APM CONVEYOR, LIFT,02)HINE,01)WENMEC,02)WENMEC,01)818037-1 L1 R16,02)818101-3 |  |  | WENMEC SYSTEMS INC | WENMEC SYSTEMS INC | 818037-1 L1 R16 |  | WENMEC | 818101-3 |  |  | URL NOT FOUND |  |  | ANODE PREPARATION MACHINE | [7 empty] | CLEANSED | 26111513 Power transmission chains | CHAIN | POWER TRANSMISSION | STYLE |  | LOAD RATING |  | PITCH |  | LENGTH |  | MATERIAL |  | MATERIAL SPECIFICATION |  | ROLLER DIAMETER |  | ROLLER WIDTH |  | TENSILE STRENGTH |  | HAZARD CLASS |  | CERTIFICATION/STANDARD |  | ADDITIONAL FEATURES | ROLLER,APM CONVEYOR,LIFT TRANSFER CONVEYOR | [49 empty] | Production Completed
STP_009 - Lot4 | Data Enrichment | SZU | OK | 2023-07-21 | 2023-08-04 |  | 1292469 | 1292469 | EA | CHAIN,PWR XMSN;ROLR, APM CONVEYOR, POS.1 |  |  | CHAIN,POWER TRANSMISSION;ADDITIONAL FEATURES EN:ROLLER, APM CONVEYOR, POS.1.12, LUG MILLING UNI,PARATION MACHINE,MNFR:01)WENMEC, PTNO:01)818160-3,MNFR:02)WENMEC,PTNO:02)818032-1 L1 R21 | 01)ROLLER, APM CONVEYOR, POS.1,02)PARATION MACHINE,01)WENMEC,02)WENMEC,01)818160-3,02)818032-1 L1 R21 |  |  | WENMEC SYSTEMS INC | WENMEC SYSTEMS INC | 818160-3 |  | WENMEC | 818032-1 L1 R21 |  |  | URL NOT FOUND |  |  | PARATION MACHINE | [5 empty] | 1.12 |  | CLEANSED | 26111513 Power transmission chains | CHAIN | POWER TRANSMISSION | STYLE |  | LOAD RATING |  | PITCH |  | LENGTH |  | MATERIAL |  | MATERIAL SPECIFICATION |  | ROLLER DIAMETER |  | ROLLER WIDTH |  | TENSILE STRENGTH |  | HAZARD CLASS |  | CERTIFICATION/STANDARD |  | ADDITIONAL FEATURES | ROLLER,APM CONVEYOR,POS.1.12,LUG MILLING UNI | [49 empty] | Production Completed
STP_009 - Lot4 | Data Enrichment | SZU | OK | 2023-07-21 | 2023-08-04 |  | 1292466 | 1292466 | EA | CHAIN,PWR XMSN;ROLR, SPACI,WENMEC |  |  | CHAIN,POWER TRANSMISSION;ADDITIONAL FEATURES EN:ROLLER, SPACI,MNFR:01)WENMEC,PTNO:01)818102-3 | 01)ROLLER, SPACI,01)WENMEC,01)818102-3 |  |  | WENMEC SYSTEMS INC | WENMEC SYSTEMS INC | 818102-3 | [5 empty] | URL NOT FOUND | [10 empty] | CLEANSED | 26111513 Power transmission chains | CHAIN | POWER TRANSMISSION | STYLE |  | LOAD RATING |  | PITCH |  | LENGTH |  | MATERIAL |  | MATERIAL SPECIFICATION |  | ROLLER DIAMETER |  | ROLLER WIDTH |  | TENSILE STRENGTH |  | HAZARD CLASS |  | CERTIFICATION/STANDARD |  | ADDITIONAL FEATURES | ROLLER,SPACIER | [49 empty] | Production Completed
STP_009 - Lot4 | Data Enrichment | SZU | OK | 2023-07-21 | 2023-08-04 |  | 1292618 | 1292618 | EA | CHAIN,PWR XMSN;ROLR,DAIDO |  |  | CHAIN,POWER TRANSMISSION;ADDITIONAL FEATURES EN:ROLLER,MNFR:01)DAIDO,PTNO:01)DK07075S-T-1P-TP | 01)ROLLER,01)DAIDO,01)DK07075S-T-1P-TP |  |  | DAIDO | DAIDO | DK07075S-T-1P-TP | [5 empty] | URL NOT FOUND | [10 empty] | CLEANSED | 26111513 Power transmission chains | CHAIN | POWER TRANSMISSION | STYLE |  | LOAD RATING |  | PITCH |  | LENGTH |  | MATERIAL |  | MATERIAL SPECIFICATION |  | ROLLER DIAMETER |  | ROLLER WIDTH |  | TENSILE STRENGTH |  | HAZARD CLASS |  | CERTIFICATION/STANDARD |  | ADDITIONAL FEATURES | ROLLER | [49 empty] | Production Completed
STP_009 - Lot4 | Data Enrichment | SZU | OK | 2023-07-21 | 2023-08-04 |  | 1349919 | 1349919 | EA | CHAIN,PWR XMSN;SIMPLEX, SPECIAL NARROW |  |  | CHAIN,POWER TRANSMISSION;STYLE:SIMPLEX, SPECIAL NARROW,PITCH:1/2 IN,LENGTH:20 FT,ADDITIONAL FEATURES EN:AS X 480P,MNFR:01)RENOLD, PTNO:01)111044(20FT) | SIMPLEX, SPECIAL NARROW,1/2 IN,20 FT,01)AS X 480P,01)RENOLD,01)111044(20FT) |  |  | RENOLD | RENOLD | 111044(20FT) | [5 empty] | https://www.renold.com/upload/renoldswitzerland/roller_chain_-_products_and_sizes.pdf | [10 empty] | ENRICHED | 26111513 Power transmission chains | CHAIN | POWER TRANSMISSION | STYLE |  | LOAD RATING |  | PITCH | 12.7 MM | LENGTH | 20 FT | MATERIAL |  | MATERIAL SPECIFICATION |  | ROLLER DIAMETER | 7.75 MM | ROLLER WIDTH | 3.3 MM | TENSILE STRENGTH | 8.9 KN | HAZARD CLASS |  | CERTIFICATION/STANDARD |  | ADDITIONAL FEATURES | SIMPLEX, SPECIAL NARROW,AS X 480P | [49 empty] | Production Completed
STP_009 - Lot4 | Data Enrichment | SZU | OK | 2023-07-21 | 2023-08-04 |  | 1363477 | 1363477 | EA | CHAIN,PWR XMSN;SIMPLEX,1 IN,60 KN |  |  | CHAIN,POWER TRANSMISSION;STYLE:SIMPLEX,PITCH:1 IN,ROLLER DIAMETER:15.88 MM,ROLLER WIDTH:17.02 MM,TENSILE STRENGTH:60 KN, CERTIFICATION/STANDARD:ISO 16B-1,ADDITIONAL FEATURES EN:82 LINK, BS,MNFR:01)RENOLD,PTNO:01)110088 | SIMPLEX,1 IN,15.88 MM,17.02 MM,60 KN,EN_01)ISO 16B-1,01)82 LINK, BS,01)RENOLD,01)110088 |  |  | RENOLD | RENOLD | 110088 | [5 empty] | https://www.renold.com/upload/renoldswitzerland/palm_oil_brochure.pdf | [10 empty] | ENRICHED | 26111513 Power transmission chains | CHAIN | POWER TRANSMISSION | STYLE |  | LOAD RATING |  | PITCH | 25.4 MM | LENGTH |  | MATERIAL |  | MATERIAL SPECIFICATION |  | ROLLER DIAMETER | 15.88 MM | ROLLER WIDTH | 17.02 MM | TENSILE STRENGTH | 60 KN | HAZARD CLASS |  | CERTIFICATION/STANDARD | ISO 16B-1 | ADDITIONAL FEATURES | SIMPLEX,82 LINK,BS | [49 empty] | Production Completed
STP_009 - Lot4 | Data Enrichment | SZU | OK | 2023-07-21 | 2023-08-04 |  | 1292824 | 1292824 | EA | CHAIN,PWR XMSN;SIMPLEX,1 IN,LG 12 FT |  |  | CHAIN,POWER TRANSMISSION;STYLE:SIMPLEX,PITCH:1 IN,LENGTH:12 FT,ADDITIONAL FEATURES EN:ASNI EXTENDED, 150 PITCHES,MNFR:01)RENOLD, PTNO:01)184130 | SIMPLEX,1 IN,12 FT,01)ASNI EXTENDED, 150 PITCHES,01)RENOLD,01)184130 |  |  | RENOLD | RENOLD | 184130 | [5 empty] | URL NOT FOUND | [10 empty] | CLEANSED | 26111513 Power transmission chains | CHAIN | POWER TRANSMISSION | STYLE |  | LOAD RATING |  | PITCH | 25.4 MM | LENGTH | 12 FT | MATERIAL |  | MATERIAL SPECIFICATION |  | ROLLER DIAMETER |  | ROLLER WIDTH |  | TENSILE STRENGTH |  | HAZARD CLASS |  | CERTIFICATION/STANDARD |  | ADDITIONAL FEATURES | SIMPLEX,ASNI EXTENDED,150 PITCHES | [49 empty] | Production Completed
STP_009 - Lot4 | Data Enrichment | SZU | OK | 2023-07-21 | 2023-08-04 |  | 1350983 | 1350983 | EA | CHAIN,PWR XMSN;SIMPLEX,1/2 IN,178 KN |  |  | CHAIN,POWER TRANSMISSION;STYLE:SIMPLEX,PITCH:1/2 IN,ROLLER DIAMETER:8.51 MM,ROLLER WIDTH:7.75 MM,TENSILE STRENGTH:178 KN, CERTIFICATION/STANDARD:ISO 08B-1,ADDITIONAL FEATURES EN:AS, 73 PITCHES PLUS CONNECTING LINK,MNFR:01)RENOLD,PTNO:01)119040+119040 #26 | SIMPLEX,1/2 IN,8.51 MM,7.75 MM,178 KN,EN_01)ISO 08B-1,01)AS, 73 PITCHES PLUS CONNECT,01)RENOLD,01)119040+119040 #26 |  |  | RENOLD | RENOLD | 119040+119040 #26 | [5 empty] | https://www.renold.com/upload/renoldswitzerland/roller_chain_-_products_and_sizes.pdf | [10 empty] | CLEANSED | 26111513 Power transmission chains | CHAIN | POWER TRANSMISSION | STYLE |  | LOAD RATING |  | PITCH | 1/2 IN | LENGTH |  | MATERIAL |  | MATERIAL SPECIFICATION |  | ROLLER DIAMETER | 8.51 MM | ROLLER WIDTH | 7.75 MM | TENSILE STRENGTH | 178 KN | HAZARD CLASS |  | CERTIFICATION/STANDARD | ISO 08B-1 | ADDITIONAL FEATURES | SIMPLEX,AS,73 PITCHES PLUS CONNECTING LINK | [49 empty] | Production Completed
STP_009 - Lot4 | Data Enrichment | SZU | OK | 2023-07-21 | 2023-08-04 | URL for Reference only | 1349938 | 1349938 | EA | CHAIN,PWR XMSN;SIMPLEX,1-1/2 IN,160 KN |  |  | CHAIN,POWER TRANSMISSION;STYLE:SIMPLEX,PITCH:1-1/2 IN,ROLLER DIAMETER:25.4 MM,ROLLER WIDTH:25.4 MM,TENSILE STRENGTH:160 KN, CERTIFICATION/STANDARD:ISO 24B-1,ADDITIONAL FEATURES EN:AS,MNFR:01)FIAT,PTNO:01)73110887 | SIMPLEX,1-1/2 IN,25.4 MM,25.4 MM,160 KN,EN_01)ISO 24B-1,01)AS,01)FIAT,01)73110887 |  |  | FIAT | FIAT | 73110887 | [5 empty] | https://aftermarket.supply/fiat-allis-replacement/73110887.html | [10 empty] | CLEANSED | 31151603 Roller chains | CHAIN | ROLLER | TYPE | SIMPLEX | LOAD RATING |  | CHAIN NUMBER |  | PITCH | 1-1/2 IN | LENGTH |  | NUMBER OF STRANDS |  | MATERIAL |  | ROLLER DIAMETER | 25.4 MM | ROLLER WIDTH | 25.4 MM | TENSILE STRENGTH | 160 KN | CERTIFICATION/STANDARD | ISO 24B-1 | ADDITIONAL FEATURES | [50 empty] | Production Completed
STP_009 - Lot4 | Data Enrichment | SZU | OK | 2023-07-21 | 2023-08-04 |  | 1301009 | 1301009 | EA | CHAIN,PWR XMSN;SIMPLEX,1-1/2 IN,LG 10 FT |  |  | CHAIN,POWER TRANSMISSION;STYLE:SIMPLEX,PITCH:1-1/2 IN,LENGTH:10 FT,ROLLER DIAMETER:22.23 MM,ROLLER WIDTH:25.22 MM,ADDITIONAL FEATURES EN:AS X 80P, ROLLER,MNFR:01)ASK,PTNO:01)120-1(10FT) | SIMPLEX,1-1/2 IN,10 FT,22.23 MM,25.22 MM,01)AS X 80P, ROLLER,01)ASK,01)120-1(10FT) |  |  | ASK | ASK | 120-1(10FT) | [5 empty] | https://www.bdiexpress.com/ca/en/Mechanical-Power-Transmission/Chain-Drives/Roller-Chains/120-1R-X-10FT/p/21434566?null | [10 empty] | ENRICHED | 31151603 Roller chains | CHAIN | ROLLER | TYPE | SIMPLEX | LOAD RATING |  | CHAIN NUMBER |  | PITCH | 1-1/2 IN | LENGTH | 10 FT | NUMBER OF STRANDS |  | MATERIAL | CARBON STEEL | ROLLER DIAMETER | 22.23 MM | ROLLER WIDTH | 25.22 MM | TENSILE STRENGTH |  | CERTIFICATION/STANDARD |  | ADDITIONAL FEATURES | AS X 80P | [49 empty] | Production Completed
STP_009 - Lot4 | Data Enrichment | SZU | OK | 2023-07-21 | 2023-08-04 |  | 1300703 | 1300703 | EA | CHAIN,PWR XMSN;SIMPLEX,1-1/2 IN,RENOLD |  |  | CHAIN,POWER TRANSMISSION;STYLE:SIMPLEX,PITCH:1-1/2 IN,CERTIFICATION/STANDARD:ISO 24B-1,ADDITIONAL FEATURES EN:BS X, ROLLER,MNFR: 01)RENOLD,PTNO:01)24B-1 X 98 | SIMPLEX,1-1/2 IN,EN_01)ISO 24B-1,01)BS X, ROLLER,01)RENOLD,01)24B-1 X 98 |  |  | RENOLD | RENOLD | 24B-1 X 98 | [5 empty] | https://docs.rs-online.com/5efb/0900766b815eb236.pdf | https://in.rsdelivers.com/product/renold/sd24b1x2500/renold-24b-1-simplex-roller-chain-25m-renold-sd/1463780 | [9 empty] | CLEANSED | 31151603 Roller chains | CHAIN | ROLLER | TYPE |  | LOAD RATING |  | CHAIN NUMBER |  | PITCH | 38.1 MM | LENGTH | 2.5 M | NUMBER OF STRANDS | SIMPLEX | MATERIAL | STEEL | ROLLER DIAMETER | 25.4 MM | ROLLER WIDTH |  | TENSILE STRENGTH |  | CERTIFICATION/STANDARD |  | ADDITIONAL FEATURES | BS X | [49 empty] | Production Completed
STP_009 - Lot4 | Data Enrichment | SZU | OK | 2023-07-21 | 2023-08-04 |  | 1346562 | 1346562 | EA | CHAIN,PWR XMSN;SIMPLEX,2-39/64 IN,RENOLD |  |  | CHAIN,POWER TRANSMISSION;STYLE:SIMPLEX,PITCH:2-39/64 IN,LENGTH:10 FT,ROLLER DIAMETER:22.9 MM,ROLLER WIDTH:28.6 MM,TENSILE STRENGTH:44600 N,ADDITIONAL FEATURES EN:BS, BUSH, COVENTRY(MK.5) WITH K1 NO 172 ATTACHMENT, EACH SIX PITCHE,S, AND NO 178 CON. LINK,MNFR:01)RENOLD,PTNO:01)180708 | SIMPLEX,2-39/64 IN,10 FT,22.9 MM,28.6 MM,44600 N,01)BS, BUSH, COVENTRY(MK.5) WI,02)S, AND NO 178 CON.LINK,01)RENOLD,01)180708 |  |  | RENOLD | RENOLD | 180708 | [5 empty] | https://www.renold.com/upload/renoldswitzerland/conveyor_chain_-_products_and_sizes.pdf | [10 empty] | CLEANSED | 26111513 Power transmission chains | CHAIN | POWER TRANSMISSION | STYLE |  | LOAD RATING |  | PITCH | 2-39/64 IN | LENGTH | 10 FT | MATERIAL |  | MATERIAL SPECIFICATION |  | ROLLER DIAMETER | 22.9 MM | ROLLER WIDTH | 28.6 MM | TENSILE STRENGTH | 44.6 KN | HAZARD CLASS |  | CERTIFICATION/STANDARD |  | ADDITIONAL FEATURES | SIMPLEX,BS,BUSH,COVENTRY(MK.5) WITH K1 NO 172 ATTACHMENT,EACH SIX PITCHE,S,AND NO 178 CON. LINK | [49 empty] | Production Completed
STP_009 - Lot4 | Data Enrichment | SZU | OK | 2023-07-21 | 2023-08-04 |  | 1320219 | 1320219 | EA | CHAIN,PWR XMSN;SIMPLEX,5/8 IN,LG 25 FT |  |  | CHAIN,POWER TRANSMISSION;STYLE:SIMPLEX,PITCH:5/8 IN,LENGTH:25 FT,ROLLER DIAMETER:10.16 MM,ROLLER WIDTH:9.65 MM,TENSILE STRENGTH: 22.2 KN,CERTIFICATION/STANDARD:ISO 10B-1,ADDITIONAL FEATURES EN:BS X 480P,MNFR:01)RENOLD,PTNO:01)110056(25FT) | SIMPLEX,5/8 IN,25 FT,10.16 MM,9.65 MM,22.2 KN,EN_01)ISO 10B-1,01)BS X 480P,01)RENOLD,01)110056(25FT) |  |  | RENOLD | RENOLD | 110056(25FT) | [5 empty] | https://www.renold.com/upload/renoldswitzerland/palm_oil_brochure.pdf | [10 empty] | CLEANSED | 26111513 Power transmission chains | CHAIN | POWER TRANSMISSION | STYLE |  | LOAD RATING |  | PITCH | 15.8 MM | LENGTH | 25 FT | MATERIAL |  | MATERIAL SPECIFICATION |  | ROLLER DIAMETER | 10.16 MM | ROLLER WIDTH | 9.65 MM | TENSILE STRENGTH | 22.2 KN | HAZARD CLASS |  | CERTIFICATION/STANDARD | ISO 10B-1 | ADDITIONAL FEATURES | SIMPLEX,BS X 480P | [49 empty] | Production Completed
STP_009 - Lot4 | Data Enrichment | SZU | OK | 2023-07-21 | 2023-08-04 |  | 1316235 | 1316235 | EA | CHAIN,PWR XMSN;SPROCKET BOSS,ASSY,TYRE |  |  | CHAIN,POWER TRANSMISSION;STYLE:SPROCKET BOSS,ADDITIONAL FEATURES EN:ASSY,TYRE,MNFR:01)BARKENG,PTNO:01)163-6-2476/TAIL END | SPROCKET BOSS,01)ASSY,TYRE,01)BARKENG,01)163-6-2476/TAIL END |  |  | BARKENG | BARKENG | 163-6-2476/TAIL END | [5 empty] | URL NOT FOUMD | [10 empty] | CLEANSED | 26111513 Power transmission chains | CHAIN | POWER TRANSMISSION | STYLE |  | LOAD RATING |  | PITCH |  | LENGTH |  | MATERIAL |  | MATERIAL SPECIFICATION |  | ROLLER DIAMETER |  | ROLLER WIDTH |  | TENSILE STRENGTH |  | HAZARD CLASS |  | CERTIFICATION/STANDARD |  | ADDITIONAL FEATURES | SPROCKET BOSS ASSEMBLY,TYRE | [49 empty] | Production Completed
STP_009 - Lot4 | Data Enrichment | SZU | OK | 2023-07-21 | 2023-08-04 |  | 1350476 | 1350476 | EA | CHAIN,PWR XMSN;SUIT 3/4 TON FUJI ROLLER |  |  | CHAIN,POWER TRANSMISSION;ADDITIONAL FEATURES EN:SUIT 3/4 TON FUJI ROLLER PULL LIFT,MNFR:01)FUJIPULR,PTNO:01)3.25T | 01)SUIT 3/4 TON FUJI ROLLER PU,01)FUJIPULR,01)3.25T |  |  | FUJIPULR | FUJIPULR | 3.25T | [5 empty] | URL NOT FOUMD | [10 empty] | CLEANSED | 26111513 Power transmission chains | CHAIN | POWER TRANSMISSION | STYLE |  | LOAD RATING |  | PITCH |  | LENGTH |  | MATERIAL |  | MATERIAL SPECIFICATION |  | ROLLER DIAMETER |  | ROLLER WIDTH |  | TENSILE STRENGTH |  | HAZARD CLASS |  | CERTIFICATION/STANDARD |  | ADDITIONAL FEATURES | SUIT 3/4 TON FUJI ROLLER PULL LIFT | [49 empty] | Production Completed
STP_009 - Lot4 | Data Enrichment | SZU | OK | 2023-07-21 | 2023-08-04 |  | 1346565 | 1346565 | EA | CHAIN,PWR XMSN;TRIPLEX,1 IN,160 KN |  |  | CHAIN,POWER TRANSMISSION;STYLE:TRIPLEX,PITCH:1 IN,LENGTH:14 FT 8 IN,ROLLER DIAMETER:15.88 MM,ROLLER WIDTH:17.02 MM,TENSILE STRENGTH:160 KN,CERTIFICATION/STANDARD:ISO 16B-3,ADDITIONAL FEATURES EN:BS X 176P,MNFR:01)RENOLD,PTNO:01)116088 | TRIPLEX,1 IN,14 FT 8 IN,15.88 MM,17.02 MM,160 KN,EN_01)ISO 16B-3,01)BS X 176P,01)RENOLD,01)116088 |  |  | RENOLD | RENOLD | 116088 | [5 empty] | https://www.bearingboys.co.uk/Renold-Synergy-Triplex-Chain-/16B3116088-1inch-Pitch-Roller-Chain-10-Foot-Box-Renold-Synergy-34619-p | [10 empty] | ENRICHED | 31151603 Roller chains | CHAIN | ROLLER | TYPE |  | LOAD RATING |  | CHAIN NUMBER |  | PITCH | 25.4 MM | LENGTH | 14 FT | NUMBER OF STRANDS | TRIPLEX | MATERIAL |  | ROLLER DIAMETER | 15.88 MM | ROLLER WIDTH | 17.02 MM | TENSILE STRENGTH | 160 KN | CERTIFICATION/STANDARD | ISO 16B-3 | ADDITIONAL FEATURES | BS X 176P | [49 empty] | Production Completed
STP_009 - Lot4 | Data Enrichment | SZU | OK | 2023-07-21 | 2023-08-04 |  | 1350536 | 1350536 | FT | CHAIN,PWR XMSN;TRIPLEX,1/2 IN,LG 25 FT |  |  | CHAIN,POWER TRANSMISSION;STYLE:TRIPLEX,PITCH:1/2 IN,LENGTH:25 FT,ROLLER DIAMETER:8.51 MM,ROLLER WIDTH:7.75 MM,TENSILE STRENGTH:44. 5 KN,CERTIFICATION/STANDARD:ISO 08B-3,ADDITIONAL FEATURES EN:BS X 600P,MNFR:01)RENOLD,PTNO:01)116046 | TRIPLEX,1/2 IN,25 FT,8.51 MM,7.75 MM,44.5 KN,EN_01)ISO 08B-3,01)BS X 600P,01)RENOLD,01)116046 |  |  | RENOLD | RENOLD | 116046 | [5 empty] | https://www.emmett-enterprises.com/index.php?main_page=product_info&products_id=6985 | [10 empty] | CLEANSED | 26111513 Power transmission chains | CHAIN | POWER TRANSMISSION | STYLE |  | LOAD RATING |  | PITCH | 1/2 IN | LENGTH | 25 FT | MATERIAL |  | MATERIAL SPECIFICATION |  | ROLLER DIAMETER | 8.51 MM | ROLLER WIDTH | 7.75 MM | TENSILE STRENGTH | 44. 5 KN | HAZARD CLASS |  | CERTIFICATION/STANDARD | ISO 08B-3 | ADDITIONAL FEATURES | TRIPLEX,BS X 600P | [49 empty] | Production Completed
STP_009 - Lot4 | Data Enrichment | SZU | OK | 2023-07-21 | 2023-08-04 |  | 1349924 | 1349924 | EA | CHAIN,PWR XMSN;TRIPLEX,55 MM,LG 1.4 M |  |  | CHAIN,POWER TRANSMISSION;STYLE:TRIPLEX,PITCH:55 MM,LENGTH:1.4 M,ROLLER DIAMETER:25.4 MM,ROLLER WIDTH:17.02 MM,TENSILE STRENGTH: 160 KN,CERTIFICATION/STANDARD:ISO 16B-3,ADDITIONAL FEATURES EN:AS X 55P,MNFR:01)RENOLD,PTNO:01)117082;1.40M | TRIPLEX,55 MM,1.4 M,25.4 MM,17.02 MM,160 KN,EN_01)ISO 16B-3,01)AS X 55P,01)RENOLD,01)117082,1.40M |  |  | RENOLD | RENOLD | 117082;1.40M | [5 empty] | URL NOT FOUND | [10 empty] | CLEANSED | 26111513 Power transmission chains | CHAIN | POWER TRANSMISSION | STYLE |  | LOAD RATING |  | PITCH | 55 MM | LENGTH | 1.4 M | MATERIAL |  | MATERIAL SPECIFICATION |  | ROLLER DIAMETER | 25.4 MM | ROLLER WIDTH | 17.02 MM | TENSILE STRENGTH | 160 KN | HAZARD CLASS |  | CERTIFICATION/STANDARD | ISO 16B-3 | ADDITIONAL FEATURES | TRIPLEX,AS X 55P | [49 empty] | Production Completed
STP_009 - Lot4 | Data Enrichment | SZU | OK | 2023-07-21 | 2023-08-04 |  | 1233699 | 1233699 | EA | CHAIN,TIRE;FELS DURO X14 |  |  | CHAIN,TIRE;STYLE:FELS DURO X14,ADDITIONAL FEATURES EN:CROSS,12.00 X 20 DT,MNFR:01)RUD,PTNO:01)6923910 | FELS DURO X14,01)CROSS,12.00 X 20 DT,01)RUD,01)6923910 |  |  | RUD | RUD | 6923910 | [5 empty] | URL NOT FOUND | [10 empty] | CLEANSED | 31151600 Chains | CHAIN | TIRE | TIRE SIZE |  | STYLE |  | MATERIAL |  | MATERIAL SPECIFICATION |  | HAZARD CLASS |  | CERTIFICATION/STANDARD |  | ADDITIONAL FEATURES | FELS DURO X14,CROSS,12.00 X 20 DT | [59 empty] | Production Completed
STP_009 - Lot4 | Data Enrichment | SZU | OK | 2023-07-21 | 2023-08-04 |  | 1291470 | 1291470 | EA | FLUID,DAMPG;PRESS,ASK GAUGE DAMP,UCHIDA |  |  | FLUID,DAMPING;TYPE:PRESSURE,ADDITIONAL FEATURES EN:ASK GAUGE DAMP,MNFR:01)UCHIDA,PTNO:01)PSD-2 | PRESSURE,01)ASK GAUGE DAMP,01)UCHIDA,01)PSD-2 |  |  | UCHIDA | UCHIDA | PSD-2 | [5 empty] | URL NOT FOUND | [10 empty] | CLEANSED | 15121518 Damping fluids | FLUID | DAMPING | TYPE |  | GRADE |  | APPEARANCE |  | TRADE NAME |  | CONTAINER |  | SPECIFIC GRAVITY |  | POUR POINT |  | FLASH POINT |  | COLOUR |  | VISCOSITY |  | VISCOSITY INDEX |  | TEMPERATURE RATING |  | HAZARD CLASS |  | CERTIFICATION/STANDARD |  | ADDITIONAL FEATURES | PRESSURE,ASK GAUGE DAMP | [43 empty] | Production Completed
STP_009 - Lot4 | Data Enrichment | SZU | OK | 2023-07-21 | 2023-08-04 |  | 1302596 | 1302596 | EA | FLUID;HYDR, COOLER, INDUSTRIAL,AIR BLAST |  |  | FLUID;HYDRAULIC, COOLER, INDUSTRIAL,ADDITIONAL FEATURES EN:AIR BLAST,MNFR:01)CAVA,PTNO:01)3808488 | EN_01)HYDRAULIC, COOLER, INDUS,01)AIR BLAST,01)CAVA,01)3808488 |  |  | CAVA | CAVA | 3808488 | [5 empty] | URL NOT FOUND | [10 empty] | CLEANSED | 15121500 Lubricating preparations | FLUID | No Modifier | TYPE |  | CONTAINER |  | BASE OIL TYPE |  | COLOUR |  | SPECIFIC GRAVITY |  | FLASH POINT |  | VISCOSITY |  | TEMPERATURE RATING |  | HAZARD CLASS |  | CERTIFICATION/STANDARD |  | ADDITIONAL FEATURES | AIR BLAST | [51 empty] | Production Completed
STP_009 - Lot4 | Data Enrichment | SZU | OK | 2023-07-21 | 2023-08-04 |  | 1277433 | 1277433 | EA | FLUID;PENETRATING LIQUID,DRUM 20 L,(P2) |  |  | FLUID;TYPE:PENETRATING LIQUID,CONTAINER:DRUM 20 L,BASE OIL TYPE:LANOLIN,ADDITIONAL FEATURES EN:(P2),MNFR:01)ENERGYQLD,PTNO:01) 105122 | EN_01)PENETRATING LIQUID,DRUM 20 L,LANOLIN,01)(P2),01)ENERGYQLD,01)105122 |  |  | ENERGYQLD | ENERGYQLD | 105122 | [5 empty] | URL NOT FOUND | [10 empty] | CLEANSED | 15121500 Lubricating preparations | FLUID | No Modifier | TYPE |  | CONTAINER | 20 L DRUM | BASE OIL TYPE |  | COLOUR |  | SPECIFIC GRAVITY |  | FLASH POINT |  | VISCOSITY |  | TEMPERATURE RATING |  | HAZARD CLASS |  | CERTIFICATION/STANDARD |  | ADDITIONAL FEATURES | PENETRATING LIQUID,LANOLIN(P2) | [51 empty] | Production Completed
STP_009 - Lot4 | Data Enrichment | SZU | OK | 2023-07-21 | 2023-08-04 |  | 1285624 | 1285624 | EA | GENERATOR;DSL, PORTABLE,240 V,PH 1 |  |  | GENERATOR;TYPE:DIESEL, PORTABLE,VOLTAGE RATING:240 V,NUMBER OF PHASE:1,ADDITIONAL FEATURES EN:6KVA, OPENFRAME, HOUR AND VOLT METER, BRUSHED A,LOW OIL PROTECTION, ELECTRIC START, AIR,MNFR:01)VENDOR LINK PTY LTD,PTNO:01)VL400455 | EN_01)DIESEL, PORTABLE,240 V,01)6KVA, OPENFRAME, HOUR AND V,02)LOW OIL PROTECTION, ELECTRI,01)VENDOR LINK PTY LTD,01)VL400455 |  |  | VENDOR LINK PTY LTD | VENDOR LINK PTY LTD | VL400455 | [5 empty] | URL NOT FOUND | [10 empty] | CLEANSED | 26111601 Diesel generators | GENERATOR | No Modifier | TYPE | DIESEL,PORTABLE | POWER RATING |  | VOLTAGE RATING | 240 V | CURRENT RATING |  | NUMBER OF POLES |  | DRIVE TYPE |  | SPEED RATING |  | FRAME SIZE |  | DUTY CYCLE |  | INSULATION CLASS |  | POWER FACTOR |  | SIZE |  | HAZARD CLASS |  | CERTIFICATION/STANDARD |  | ADDITIONAL FEATURES | KVA RATING:6KVA,OPENFRAME,HOUR AND VOLT METER,BRUSHED A,LOW OIL PROTECTION,ELECTRIC START,AIR | [42 empty] | NUMBER OF PHASE:1 | Production Completed
STP_009 - Lot4 | Data Enrichment | SZU | OK | 2023-07-21 | 2023-08-04 |  | 1285248 | 1285248 | EA | GENERATOR;DSL, PORTABLE,6 KVA,240 V,PH 1 |  |  | GENERATOR;TYPE:DIESEL, PORTABLE,POWER RATING:6 KVA,VOLTAGE RATING:240 V,NUMBER OF PHASE:1,SIZE:WD 500 X LG 760 X HT 720 MM,MNFR: 01)VENDOR LINK PTY LTD,PTNO:01)KP6BR1OPEN | EN_01)DIESEL, PORTABLE,6 KVA,240 V,EN_01)WD 500 X LG 760 X HT 720,01)VENDOR LINK PTY LTD,01)KP6BR1OPEN |  |  | VENDOR LINK PTY LTD | VENDOR LINK PTY LTD | KP6BR1 | [5 empty] | URL NOT FOUND | [10 empty] | CLEANSED | 26111601 Diesel generators | GENERATOR | No Modifier | TYPE | DIESEL,PORTABLE | POWER RATING |  | VOLTAGE RATING | 240 V | CURRENT RATING |  | NUMBER OF POLES |  | DRIVE TYPE |  | SPEED RATING |  | FRAME SIZE |  | DUTY CYCLE |  | INSULATION CLASS |  | POWER FACTOR |  | SIZE | 760 LGX500 WDX720 HT MM | HAZARD CLASS |  | CERTIFICATION/STANDARD |  | ADDITIONAL FEATURES | KVA RATING:8KVA | [42 empty] | NUMBER OF PHASE:1 | Production Completed
STP_009 - Lot4 | Data Enrichment | SZU | OK | 2023-07-21 | 2023-08-04 | URL for Reference only | 1285510 | 1285510 | EA | GENERATOR;DSL,240 V,PH 1 |  |  | GENERATOR;TYPE:DIESEL,VOLTAGE RATING:240 V,NUMBER OF PHASE:1,ADDITIONAL FEATURES EN:7KVA, MINE SPEC PRICING,MNFR:01)VENDOR LINK PTY LTD,PTNO:01)LP7K1MINE | EN_01)DIESEL,240 V,01)7KVA, MINE SPEC PRICING,01)VENDOR LINK PTY LTD,01)LP7K1MINE |  |  | VENDOR LINK PTY LTD | VENDOR LINK PTY LTD | LP7K1 | [5 empty] | https://www.grays.com/lot/0005-9043081/plant-services-compressors-and-generators/2017-able-lp7k1-generator-non-runner | [10 empty] | CLEANSED | 26111601 Diesel generators | GENERATOR | No Modifier | TYPE | DIESEL | POWER RATING |  | VOLTAGE RATING | 240 V | CURRENT RATING |  | NUMBER OF POLES |  | DRIVE TYPE |  | SPEED RATING |  | FRAME SIZE |  | DUTY CYCLE |  | INSULATION CLASS |  | POWER FACTOR |  | SIZE |  | HAZARD CLASS |  | CERTIFICATION/STANDARD |  | ADDITIONAL FEATURES | KVA RATING:7KVA,MINE SPEC PRICING | [42 empty] | NUMBER OF PHASE:1 | Production Completed
STP_009 - Lot4 | Data Enrichment | SZU | OK | 2023-07-21 | 2023-08-04 |  | 1301464 | 1301464 | EA | GENERATOR;ENGN,ACCESSORY:R996 ALTERN |  |  | GENERATOR;TYPE:ENGINE,ADDITIONAL FEATURES EN:ACCESSORY:R996 ALTERN,MNFR:01)LIEBHERR,PTNO:01)6204746 | EN_01)ENGINE,01)ACCESSORY:R996 ALTERN,01)LIEBHERR,01)6204746 |  |  | LIEBHERR | LIEBHERR | 6204746 | [5 empty] | URL NOT FOUND | [10 empty] | CLEANSED | 72101518 Portable generator rental service | GENERATOR | No Modifier | TYPE | ENGINE | POWER RATING |  | VOLTAGE RATING |  | CURRENT RATING |  | NUMBER OF POLES |  | DRIVE TYPE |  | SPEED RATING |  | FRAME SIZE |  | DUTY CYCLE |  | INSULATION CLASS |  | POWER FACTOR |  | SIZE |  | HAZARD CLASS |  | CERTIFICATION/STANDARD |  | ADDITIONAL FEATURES | ACCESSORY:R996 ALTERN | [43 empty] | Production Completed
STP_009 - Lot4 | Data Enrichment | SZU | OK | 2023-07-21 | 2023-08-04 |  | 1236765 | 1236765 | EA | GENERATOR;PORTBL,6.5KVA,3000 RPM | GENERADOR;,3000 RPM | GENERATEUR;,3000 TR/MIN | GENERATOR;TYPE:PORTABLE,POWER RATING:6.5KVA,SPEED RATING:3000 RPM,SIZE:850LX550WX600H,ADDITIONAL FEATURES EN:WEIGHT:105KG,ENGINE MODEL:L100 AE-DEG,MNFR:YANMAR | EN_01)PORTABLE,6.5KVA,3000 RPM,EN_01)850LX550WX600H,01)WEIGHT:105KG,ENGINE MODEL:L,02)MNFR:YANMAR,01)DIRECT DISTRIBUTION PTY LTD,01)GYD5000E-MS |  |  | YANMAR | YANMAR DIRECT DISTRIBUTION PTY | GYD5000E-MS | [5 empty] | https://genelite.com.au/product/gyd5000e-mine-spec/ | [10 empty] | CLEANSED | 72101518 Portable generator rental service | GENERATOR | No Modifier | TYPE | PORTABLE | POWER RATING |  | VOLTAGE RATING |  | CURRENT RATING |  | NUMBER OF POLES |  | DRIVE TYPE |  | SPEED RATING | 3000 RPM | FRAME SIZE |  | DUTY CYCLE |  | INSULATION CLASS |  | POWER FACTOR |  | SIZE | 850 LGX550 WDX600 HT MM | HAZARD CLASS |  | CERTIFICATION/STANDARD |  | ADDITIONAL FEATURES | KVA RATING:6.5KVA,WEIGHT:105KG | [42 empty] | ENGINE MODEL:L100 AE-DEG | Production Completed
STP_009 - Lot4 | Data Enrichment | SZU | OK | 2023-07-21 | 2023-08-04 |  | 1293256 | 1293256 | EA | GENERATOR;TACH,SAN-EI,BS3403B2-29306/7 |  |  | GENERATOR;TYPE:TACHOMETER,ADDITIONAL FEATURES EN:RECORD NO.ACA2 (MOD.QS204),MNFR:01)SAN-EI,PTNO:01)BS3403B2-29306/7 | EN_01)TACHOMETER,01)RECORD NO.ACA2 (MOD.QS204),01)SAN-EI,01)BS3403B2-29306/7 |  |  | SAN-EI | SAN-EI | BS3403B2-29306/7 | [5 empty] | URL NOT FOUND | [10 empty] | CLEANSED | 41112802 Tachometers | GENERATOR | No Modifier | TYPE | TACHOMETER | POWER RATING |  | VOLTAGE RATING |  | CURRENT RATING |  | NUMBER OF POLES |  | DRIVE TYPE |  | SPEED RATING |  | FRAME SIZE |  | DUTY CYCLE |  | INSULATION CLASS |  | POWER FACTOR |  | SIZE |  | HAZARD CLASS |  | CERTIFICATION/STANDARD |  | ADDITIONAL FEATURES | RECORD NO.ACA2 (MOD.QS204) | [43 empty] | Production Completed
STP_009 - Lot4 | Data Enrichment | SZU | OK | 2023-07-21 | 2023-08-04 |  | 1300215 | 1300215 | EA | GENERATOR;TACHO,2 V,GEC,BD2510B,GEC |  |  | GENERATOR;TYPE:TACHO,VOLTAGE RATING:2 V,MNFR:01)GEC,PTNO:01)BD2510B,MNFR:02)GEC,PTNO:02)D23787(SPARES REF) | EN_01)TACHO,2 V,01)GEC,02)GEC,01)D23787(SPARES REF),02)BD2510B |  |  | GEC | GEC | BD2510B |  | GEC | D23787 | BROOK CROMPTON | BD2510B | http://www.atb-motors.com/uploads/03_PRODUKTE_Tachogeneratoren_186_DE.pdf | [10 empty] | ENRICHED | 41112802 Tachometers | GENERATOR | No Modifier | TYPE | TACHO | POWER RATING |  | VOLTAGE RATING | 400 V | CURRENT RATING | 0:01 | NUMBER OF POLES |  | DRIVE TYPE |  | SPEED RATING | 5000 RPM | FRAME SIZE |  | DUTY CYCLE |  | INSULATION CLASS | B | POWER FACTOR |  | SIZE | DIA 165X291 LG MM | HAZARD CLASS |  | CERTIFICATION/STANDARD |  | ADDITIONAL FEATURES | [44 empty] | Production Completed
STP_009 - Lot4 | Data Enrichment | SZU | OK | 2023-07-21 | 2023-08-04 |  | 1344989 | 1344989 | EA | GENERATOR;TACHO,TGRB1-5,ASEA,YY 496 6235 |  |  | GENERATOR;TYPE:TACHO,ADDITIONAL FEATURES EN:TGRB1-5,MNFR:01)ASEA,PTNO:01)YY 496 6235 | EN_01)TACHO,01)TGRB1-5,01)ASEA,01)YY 496 6235 |  |  | ASEA | ASEA | YY 496 6235 | [5 empty] | URL NOT FOUND | [10 empty] | CLEANSED | 41112802 Tachometers | GENERATOR | No Modifier | TYPE | TACHO | POWER RATING |  | VOLTAGE RATING |  | CURRENT RATING |  | NUMBER OF POLES |  | DRIVE TYPE |  | SPEED RATING |  | FRAME SIZE |  | DUTY CYCLE |  | INSULATION CLASS |  | POWER FACTOR |  | SIZE |  | HAZARD CLASS |  | CERTIFICATION/STANDARD |  | ADDITIONAL FEATURES | REF:TGRB1-5 | [43 empty] | Production Completed
STP_009 - Lot4 | Data Enrichment | SZU | OK | 2023-07-21 | 2023-08-04 |  | 1286107 | 1286107 | EA | GENERATOR,SGNL;FLEX SCAN PROKI |  |  | GENERATOR,SIGNAL;TYPE:FLEX SCAN PROKI,MNFR:01)CNW (MOUNT ISA) ELECT WHOLESALER,PTNO:01)FS200-100-PRO-PW-KS05 | FLEX SCAN PROKI,01)CNW (MOUNT ISA) ELECT WHOLE,01)FS200-100-PRO-PW-KS05 |  |  | CNW (MOUNT ISA) ELECT WHOLESALER | CNW (MOUNT ISA) ELECT WHOLESALER | FS200-100-PRO-PW-KS05 | [5 empty] | URL NOT FOUND | [10 empty] | CLEANSED | 41115320 Signal generators | GENERATOR | SIGNAL | TYPE |  | FREQUENCY RATING |  | FREQUENCY RESOLUTION |  | NUMBER OF CHANNELS |  | OPERATING MODE |  | TIMING MODE |  | INPUT RATING |  | OUTPUT POWER |  | CONNECTION TYPE |  | TEMPERATURE RATING |  | HAZARD CLASS |  | CERTIFICATION/STANDARD |  | ADDITIONAL FEATURES | FLEX SCAN PROKI | [47 empty] | Production Completed
STP_009 - Lot4 | Data Enrichment | SZU | OK | 2023-07-21 | 2023-08-04 |  | 1344590 | 1344590 | EA | HYDROMETER;0-4 BAR,50 MM |  |  | HYDROMETER;MEASURING RANGE:0-4 BAR,SIZE:50 MM,MNFR:01)TRITECH,PTNO:01)60500008 | EN_01)0-4 BAR,50 MM,01)TRITECH,01)60500008 |  |  | TRITECH | TRITECH | 60500008 | [5 empty] | URL NOT FOUND | [10 empty] | CLEANSED | 41113024 Hydrometers | HYDROMETER | No Modifier | TYPE |  | MEASURING RANGE | 0-4 BAR | GRADUATION |  | SAMPLE VOLUME |  | SIZE | 50 MM | HAZARD CLASS |  | CERTIFICATION/STANDARD |  | ADDITIONAL FEATURES | [58 empty] | Production Completed
STP_009 - Lot4 | Data Enrichment | SZU | OK | 2023-07-21 | 2023-08-04 | URL for Reference only | 1296442 | 1296442 | DR | INHIBITOR;CORROSION,DRUM,18 KG,GRACDEAR |  |  | INHIBITOR;TYPE:CORROSION,CONTAINER TYPE:DRUM,CONTAINER SIZE:18 KG,ADDITIONAL FEATURES EN:WATER SOLUBLE,MNFR:01)GRACDEAR,PTNO:01) AZ8100 | CORROSION,DRUM,18 KG,01)WATER SOLUBLE,01)GRACDEAR,01)AZ8100 |  |  | GRACDEAR | GRACDEAR | AZ8100 | [5 empty] | https://files.dep.state.pa.us/water/wastewater%20management/EDMRPortalFiles/Chemical_Additives/MSDS/182.pdf | [10 empty] | CLEANSED | 12163600 Corrosion inhibitors | INHIBITOR | No Modifier | TYPE | CORROSION | PROPELLANT |  | CONTAINER TYPE | DRUM | CONTAINER SIZE | 18 KG | APPEARANCE |  | DRYING TIME |  | MATERIAL |  | HAZARD CLASS |  | CERTIFICATION/STANDARD |  | ADDITIONAL FEATURES | WATER SOLUBLE | [53 empty] | Production Completed
STP_009 - Lot4 | Data Enrichment | SZU | OK | 2023-07-21 | 2023-08-04 |  | 1215196 | 1215196 | EA | INHIBITOR;GEL,PICKLING,SMOOTHARC S/S,2.5 | INHIBIDOR; | INHIBITR ROUILLE; | INHIBITOR;ADDITIONAL FEATURES EN:GEL,PICKLING,SMOOTHARC S/S,2.5KG,MNFR:BOC LIMITED,PTNO:1107/78 | 01)GEL,PICKLING,SMOOTHARC S/S,01)BOC LIMITED,01)1107/78 | 1107/78 | 1068135 | BOC LIMITED | BOC LIMITED | 1107/78 | [5 empty] | https://www.boc.co.nz/shop/en/nz/boc-weld-guard-s-s-pickling-gel-25kg-1107-78 | [10 empty] | CLEANSED | 12163600 Corrosion inhibitors | INHIBITOR | No Modifier | TYPE |  | PROPELLANT |  | CONTAINER TYPE |  | CONTAINER SIZE | 2.5 KG | APPEARANCE |  | DRYING TIME |  | MATERIAL |  | HAZARD CLASS |  | CERTIFICATION/STANDARD |  | ADDITIONAL FEATURES | GEL,PICKLING,BRAND:SMOOTHARC S/S | [53 empty] | Production Completed
STP_009 - Lot4 | Data Enrichment | SZU | OK | 2023-07-21 | 2023-08-04 |  | 1344756 | 1344756 | EA | ISOLATOR,VIBRT;SUSPENSION ELEMENT,RUBBER |  |  | ISOLATOR,VIBRATION;TYPE:SUSPENSION ELEMENT,SIZE:DIA 130 X HT 178 MM,MATERIAL:RUBBER,CAPACITY:444-1600 KG,MNFR:01)SYNTECH,PTNO:01) 056C2198E2 | SUSPENSION ELEMENT,DIA 130 X HT 178 MM,RUBBER,EN_01)444-1600 KG,01)SYNTECH,01)056C2198E2 |  |  | SYNTECH | SYNTECH | 056C2198E2 | [5 empty] | https://eshop.syntechtron.com/product/e2-isolator/ | [10 empty] | CLEANSED | 32101522 Isolators | ISOLATOR | VIBRATION | TYPE | SUSPENSION ELEMENT | SIZE | DIA 130X178 HT MM | MATERIAL | RUBBER | CONNECTION TYPE |  | MOUNTING TYPE |  | CAPACITY | 444-1600 KG | TEMPERATURE RATING |  | HAZARD CLASS |  | CERTIFICATION/STANDARD |  | ADDITIONAL FEATURES | [54 empty] | Production Completed