## Sheet1
Project | Activities | Production User | Production Comments | Start Date | End Date | Remarks | Griha ID | MATNR | MEINS | MAKTX_EN | MAKTX_ES | MAKTX_FR | TEXT_EN | Class_Char_Catted | MFRPN | MFRNR | MFRNR DES | MNFR | PTNO | Verified MNFR from web | MNFR 1 | PTNO 1 | MNFR 2 | PTNO 2 | Reference URL | Reference URL1 | Item Number | Equipment Type | Equipment Manufacturer | Equipment Model | Equipment Serial | DWG | DRAWING VERSION | POS/TAG | Unused Text | Enriched/Cleansed | UNSPSC Ver.23.07 | Noun | Modifier | Attribute Name 1 | Attribute Value 1 | Attribute Name 2 | Attribute Value 2 | Attribute Name 3 | Attribute Value 3 | Attribute Name 4 | Attribute Value 4 | Attribute Name 5 | Attribute Value 5 | Attribute Name 6 | Attribute Value 6 | Attribute Name 7 | Attribute Value 7 | Attribute Name 8 | Attribute Value 8 | Attribute Name 9 | Attribute Value 9 | Attribute Name 10 | Attribute Value 10 | Attribute Name 11 | Attribute Value 11 | Attribute Name 12 | Attribute Value 12 | Attribute Name 13 | Attribute Value 13 | Attribute Name 14 | Attribute Value 14 | Attribute Name 15 | Attribute Value 15 | Attribute Name 16 | Attribute Value 16 | Attribute Name 17 | Attribute Value 17 | Attribute Name 18 | Attribute Value 18 | Attribute Name 19 | Attribute Value 19 | Attribute Name 20 | Attribute Value 20 | Attribute Name 21 | Attribute Value 21 | Attribute Name 22 | Attribute Value 22 | Attribute Name 23 | Attribute Value 23 | Attribute Name 24 | Attribute Value 24 | Attribute Name 25 | Attribute Value 25 | Attribute Name 26 | Attribute Value 26 | Attribute Name 27 | Attribute Value 27 | Attribute Name 28 | Attribute Value 28 | Attribute Name 29 | Attribute Value 29 | Attribute Name 30 | Attribute Value 30 | Attribute Name 31 | Attribute Value 31 | Attribute Name 32 | Attribute Value 32 | Attribute Name 33 | Attribute Value 33 | Attribute Name 34 | Attribute Value 34 | Attribute Name 35 | Attribute Value 35 | Attribute Name 36 | Attribute Value 36 | Remaining_Information | Status
STP_009 - Lot4 | Data Enrichment | RMU | OK, PRODUCT DIFFERS PROCESSED PER URL | 2023-07-21 | 2023-08-04 |  | 1290598 | 1290598 | EA | ACTUATOR,HYDR;LNR,1 M |  |  | ACTUATOR,HYDRAULIC;TYPE:LINEAR,TRAVEL:1 M,ADDITIONAL FEATURES EN:CYLINDER ASSEMBLY,100MM NB STYLE 24 ROD,CAP FIX,ERICAL BEARING, BSP PARALLEL PORTS,MNFR:01)PARKHANN,PTNO:01)100CMP5MMBRE25MC1000M1100 | EN_01)LINEAR,1 M,01)CYLINDER ASSEMBLY,100MM NB,02)ERICAL BEARING,BSP PARALLEL,01)PARKHANN,01)100CMP5MMBRE25MC1000M1100 |  |  | PARKHANN | PARKHANN | 100CMP5MMBRE25MC1000M1100 | [5 empty] | https://www.parker.com/content/dam/Parker-com/Literature/Cylinder-Europe/Cylinder-Europe---English-Literature/Product-Literature/HY07-1215UK_MMB_Metric_Roundline_Mill_160_Bar_Hydraulic_Cylinders.pdf | [10 empty] | Enriched | 27121602 Hydraulic cylinders | CYLINDER | HYDRAULIC | TYPE | LINEAR, MILL, roundline | BORE DIAMETER | 100 MM | STROKE | 1 M | PORT SIZE | G1 | MATERIAL | STEEL | PRESSURE RATING | 160 BAR | ROD END TYPE |  | SHAFT DIAMETER | 70 MM | TEMPERATURE RATING | -20 TO 80 DEG C | MOUNTING TYPE | Cap Fixed Eye | CERTIFICATION/STANDARD |  | ADDITIONAL FEATURES | ASSEMBLY, STYLE 24 ROD, BSPP PORTS, C/W CUSHION HEAD, SPHERICAL BEARING | [49 empty] | Production Completed
STP_009 - Lot4 | Data Enrichment | RMU | OK | 2023-07-21 | 2023-08-04 |  | 1290592 | 1290592 | EA | ACTUATOR,HYDR;LNR,1.1 M,ROD STYLE 24 |  |  | ACTUATOR,HYDRAULIC;TYPE:LINEAR,TRAVEL:1.1 M,MOUNTING TYPE:ROD STYLE 24,ADDITIONAL FEATURES EN:CYLINDER ASSEMBLY:40MM NB,XV=150, INTERMEDIATE T, PORTS,MNFR:01)PARKHANN,PTNO:01)40CMT4MMBRES24MC1100M1100 | EN_01)LINEAR,1.1 M,EN_01)ROD STYLE 24,01)CYLINDER ASSEMBLY:40MM NB,X,02) PORTS,01)PARKHANN,01)40CMT4MMBRES24MC1100M1100 |  |  | PARKHANN | PARKHANN | 40CMT4MMBRES24MC1100M1100 | [5 empty] | https://www.parker.com/content/dam/Parker-com/Literature/Cylinder-Europe/Cylinder-Europe---English-Literature/Product-Literature/HY07-1215UK_MMB_Metric_Roundline_Mill_160_Bar_Hydraulic_Cylinders.pdf | [10 empty] | Enriched | 27121602 Hydraulic cylinders | CYLINDER | HYDRAULIC | TYPE | LINEAR, MILL, roundline | BORE DIAMETER | 40 MM | STROKE | 1.1 M | PORT SIZE | G1/2 | MATERIAL | STEEL | PRESSURE RATING | 160 BAR | ROD END TYPE |  | SHAFT DIAMETER | 28 MM | TEMPERATURE RATING | -20 TO 80 DEG C | MOUNTING TYPE | Intermediate fixed trunnion | CERTIFICATION/STANDARD |  | ADDITIONAL FEATURES | ASSEMBLY, ROD STYLE 24, XV=150, C/W CUSHION HEAD | [49 empty] | Production Completed
STP_009 - Lot4 | Data Enrichment | RMU | OK, PRODUCT DIFFERS PROCESSED PER URL | 2023-07-21 | 2023-08-04 |  | 1290407 | 1290407 | EA | ACTUATOR,HYDR;LNR,125 MM,BSPP,BSPP |  |  | ACTUATOR,HYDRAULIC;TYPE:LINEAR,TRAVEL:125 MM,INLET CONNECTION TYPE:BSPP,OUTLET CONNECTION TYPE:BSPP,MOUNTING TYPE:ROD STYLE 14, ADDITIONAL FEATURES EN:CYLINDER ASSEMBLY:50MM NB,HEAD CIRCULAR FLANGE,MNFR:01)PARKHANN,PTNO:01)50CMF3MMBRN14MC125M1100 | EN_01)LINEAR,125 MM,EN_01)BSPP,EN_01)BSPP,EN_01)ROD STYLE 14,01)CYLINDER ASSEMBLY:50MM NB,H,01)PARKHANN,01)50CMF3MMBRN14MC125M1100 |  |  | PARKHANN | PARKHANN | 50CMF3MMBRN14MC125M1100 | [5 empty] | https://www.parker.com/content/dam/Parker-com/Literature/Cylinder-Europe/Cylinder-Europe---English-Literature/Product-Literature/HY07-1215UK_MMB_Metric_Roundline_Mill_160_Bar_Hydraulic_Cylinders.pdf | [10 empty] | Enriched | 27121602 Hydraulic cylinders | CYLINDER | HYDRAULIC | TYPE | LINEAR, MILL, roundline | BORE DIAMETER | 50 MM | STROKE | 125 MM | PORT SIZE | G1/2 | MATERIAL | STEEL | PRESSURE RATING | 160 BAR | ROD END TYPE |  | SHAFT DIAMETER | 28 MM | TEMPERATURE RATING | -20 TO 80 DEG C | MOUNTING TYPE | Cap fixed eye | CERTIFICATION/STANDARD |  | ADDITIONAL FEATURES | ASSEMBLY, BSPP PORTS, ROD STYLE 14, C/W CUSHION HEAD | [49 empty] | Production Completed
STP_009 - Lot4 | Data Enrichment | RMU | OK, PRODUCT DIFFERS PROCESSED PER URL | 2023-07-21 | 2023-08-04 |  | 1290614 | 1290614 | EA | ACTUATOR,HYDR;LNR,150 MM,ROD STYLE 24 |  |  | ACTUATOR,HYDRAULIC;TYPE:LINEAR,TRAVEL:150 MM,MOUNTING TYPE:ROD STYLE 24,ADDITIONAL FEATURES EN:CYLINDER ASSEMBLY:50MM NB,MNFR:01) PARKHANN,PTNO:01)50CMF4MMBRES24MC150M1100,MNFR:02)PARKHANN,PTNO:02)PG00009212-9213 | EN_01)LINEAR,150 MM,EN_01)ROD STYLE 24,01)CYLINDER ASSEMBLY:50MM NB,01)PARKHANN,02)PARKHANN,01)50CMF4MMBRES24MC150M1100,02)PG00009212-9213 |  |  | PARKHANN | PARKHANN | 50CMF4MMBRES24MC150M1100 |  | PARKHANN | PG00009212-9213 |  |  | https://www.parker.com/content/dam/Parker-com/Literature/Cylinder-Europe/Cylinder-Europe---English-Literature/Product-Literature/HY07-1215UK_MMB_Metric_Roundline_Mill_160_Bar_Hydraulic_Cylinders.pdf | [10 empty] | Enriched | 27121602 Hydraulic cylinders | CYLINDER | HYDRAULIC | TYPE | LINEAR, MILL, roundline | BORE DIAMETER | 50 MM | STROKE | 150 MM | PORT SIZE | G1/2 | MATERIAL | STEEL | PRESSURE RATING | 160 BAR | ROD END TYPE |  | SHAFT DIAMETER | 36 MM | TEMPERATURE RATING | -20 TO 80 DEG C | MOUNTING TYPE | Cap circular flange | CERTIFICATION/STANDARD |  | ADDITIONAL FEATURES | ASSEMBLY, ROD STYLE 24, C/W CUSHION HEAD | [49 empty] | Production Completed
STP_009 - Lot4 | Data Enrichment | RMU | OK, PRODUCT DIFFERS PROCESSED PER URL | 2023-07-21 | 2023-08-04 |  | 1290339 | 1290339 | EA | ACTUATOR,HYDR;LNR,160 MM,BSP,BSP |  |  | ACTUATOR,HYDRAULIC;TYPE:LINEAR,TRAVEL:160 MM,INLET CONNECTION TYPE:BSP,OUTLET CONNECTION TYPE:BSP,MOUNTING TYPE:ROD STYLE 24, ADDITIONAL FEATURES EN:CYLINDER ASSEMBLY:63MM NB,CAP CIRCULAR FLANGE MTG,PARALLEL PORTS,MNFR:01)PARKHANN,PTNO:01) 63CMF4MMBRE24MC160M1100 | EN_01)LINEAR,160 MM,EN_01)BSP,EN_01)BSP,EN_01)ROD STYLE 24,01)CYLINDER ASSEMBLY:63MM NB,C,01)PARKHANN,01)63CMF4MMBRE24MC160M1100 |  |  | PARKHANN | PARKHANN | 63CMF4MMBRE24MC160M1100 | [5 empty] | https://www.parker.com/content/dam/Parker-com/Literature/Cylinder-Europe/Cylinder-Europe---English-Literature/Product-Literature/HY07-1215UK_MMB_Metric_Roundline_Mill_160_Bar_Hydraulic_Cylinders.pdf | [10 empty] | Enriched | 27121602 Hydraulic cylinders | CYLINDER | HYDRAULIC | TYPE | LINEAR, MILL, roundline | BORE DIAMETER | 63 MM | STROKE | 160 MM | PORT SIZE | G3/4 | MATERIAL | STEEL | PRESSURE RATING | 160 BAR | ROD END TYPE |  | SHAFT DIAMETER | 45 MM | TEMPERATURE RATING | -20 TO 80 DEG C | MOUNTING TYPE | Cap circular flange | CERTIFICATION/STANDARD |  | ADDITIONAL FEATURES | ASSEMBLY, BSPP PORTS, ROD STYLE 24, C/W CUSHION HEAD | [49 empty] | Production Completed
STP_009 - Lot4 | Data Enrichment | RMU | OK, PRODUCT DIFFERS PROCESSED PER URL | 2023-07-21 | 2023-08-04 |  | 1290595 | 1290595 | EA | ACTUATOR,HYDR;LNR,180 MM,ROD STYLE 24 |  |  | ACTUATOR,HYDRAULIC;TYPE:LINEAR,TRAVEL:180 MM,MOUNTING TYPE:ROD STYLE 24,ADDITIONAL FEATURES EN:CYLINDER ASSEMBLY:40MM NB,CAP FIXED EYE MOUNTIN,ING,BSP PARALLEL PORTS,MNFR:01)PARKHANN,PTNO:01)40CMP5MMBRES24MC180M1100 | EN_01)LINEAR,180 MM,EN_01)ROD STYLE 24,01)CYLINDER ASSEMBLY:40MM NB,C,02)ING,BSP PARALLEL PORTS,01)PARKHANN,01)40CMP5MMBRES24MC180M1100 |  |  | PARKHANN | PARKHANN | 40CMP5MMBRES24MC180M1100 | [5 empty] | https://www.parker.com/content/dam/Parker-com/Literature/Cylinder-Europe/Cylinder-Europe---English-Literature/Product-Literature/HY07-1215UK_MMB_Metric_Roundline_Mill_160_Bar_Hydraulic_Cylinders.pdf | [10 empty] | Enriched | 27121602 Hydraulic cylinders | CYLINDER | HYDRAULIC | TYPE | LINEAR, MILL, roundline | BORE DIAMETER | 40 MM | STROKE | 180 MM | PORT SIZE | G1/2 | MATERIAL | STEEL | PRESSURE RATING | 160 BAR | ROD END TYPE |  | SHAFT DIAMETER | 28 MM | TEMPERATURE RATING | -20 TO 80 DEG C | MOUNTING TYPE | Cap Fixed Eye | CERTIFICATION/STANDARD |  | ADDITIONAL FEATURES | ASSEMBLY, ROD STYLE 24, BSPP PORTS, C/W CUSHION HEAD, SPHERICAL BEARING | [49 empty] | Production Completed
STP_009 - Lot4 | Data Enrichment | RMU | OK, PRODUCT DIFFERS PROCESSED PER URL | 2023-07-21 | 2023-08-04 |  | 1290531 | 1290531 | EA | ACTUATOR,HYDR;LNR,320 MM,BSPP,BSPP,ING |  |  | ACTUATOR,HYDRAULIC;TYPE:LINEAR,TRAVEL:320 MM,INLET CONNECTION TYPE:BSPP,OUTLET CONNECTION TYPE:BSPP,MOUNTING TYPE:ROD STYLE 14, ADDITIONAL FEATURES EN:CYLINDER ASSEMBLY:40MM NB,CAP FIXED EYE MOUNTIN,ING,MNFR:01)PARKHANN,PTNO:01)PG00009589,MNFR:02)PARKHANN, PTNO:02)40CMP5MMBRE14MC320M1144 | EN_01)LINEAR,320 MM,EN_01)BSPP,EN_01)BSPP,EN_01)ROD STYLE 14,01)CYLINDER ASSEMBLY:40MM NB,C,02)ING,01)PARKHANN,02)PARKHANN,01)PG00009589,02)40CMP5MMBRE14MC320M1144 |  |  | PARKHANN | PARKHANN | 40CMP5MMBRE14MC320M1144 |  | PARKHANN | PG00009589 |  |  | https://www.parker.com/content/dam/Parker-com/Literature/Cylinder-Europe/Cylinder-Europe---English-Literature/Product-Literature/HY07-1215UK_MMB_Metric_Roundline_Mill_160_Bar_Hydraulic_Cylinders.pdf | [10 empty] | Enriched | 27121602 Hydraulic cylinders | CYLINDER | HYDRAULIC | TYPE | LINEAR, MILL, roundline | BORE DIAMETER | 40 MM | STROKE | 320 MM | PORT SIZE | G1/2 | MATERIAL | STEEL | PRESSURE RATING | 160 BAR | ROD END TYPE |  | SHAFT DIAMETER | 22 MM | TEMPERATURE RATING | -20 TO 80 DEG C | MOUNTING TYPE | Cap Fixed Eye | CERTIFICATION/STANDARD |  | ADDITIONAL FEATURES | ASSEMBLY, ROD STYLE 14, BSPP PORTS, C/W CUSHION HEAD, SPHERICAL BEARING | [49 empty] | Production Completed
STP_009 - Lot4 | Data Enrichment | RMU | OK | 2023-07-21 | 2023-08-04 |  | 1290613 | 1290613 | EA | ACTUATOR,HYDR;LNR,400 MM,ROD STYLE 14 |  |  | ACTUATOR,HYDRAULIC;TYPE:LINEAR,TRAVEL:400 MM,MOUNTING TYPE:ROD STYLE 14,ADDITIONAL FEATURES EN:CYLINDER ASSEMBLY:40MM NB,XV = 284MM,MNFR:01)PARKHANN,PTNO:01)PG00008660-8661,MNFR:02)PARKHANN,PTNO:02)40CMT4MMBRE14MC400M1100 | EN_01)LINEAR,400 MM,EN_01)ROD STYLE 14,01)CYLINDER ASSEMBLY:40MM NB,X,01)PARKHANN,02)PARKHANN,01)PG00008660-8661,02)40CMT4MMBRE14MC400M1100 |  |  | PARKHANN | PARKHANN | 40CMT4MMBRE14MC400M1100 |  | PARKHANN | PG00008660-8661 |  |  | https://www.parker.com/content/dam/Parker-com/Literature/Cylinder-Europe/Cylinder-Europe---English-Literature/Product-Literature/HY07-1215UK_MMB_Metric_Roundline_Mill_160_Bar_Hydraulic_Cylinders.pdf | [10 empty] | Enriched | 27121602 Hydraulic cylinders | CYLINDER | HYDRAULIC | TYPE | LINEAR, MILL, roundline | BORE DIAMETER | 40 MM | STROKE | 400 MM | PORT SIZE | G1/2 | MATERIAL | STEEL | PRESSURE RATING | 160 BAR | ROD END TYPE |  | SHAFT DIAMETER | 22 MM | TEMPERATURE RATING | -20 TO 80 DEG C | MOUNTING TYPE | Intermediate fixed trunnion | CERTIFICATION/STANDARD |  | ADDITIONAL FEATURES | ASSEMBLY, ROD STYLE 14, XV=284MM, C/W CUSHION HEAD | [49 empty] | Production Completed
STP_009 - Lot4 | Data Enrichment | RMU | OK, PRODUCT DIFFERS PROCESSED PER URL | 2023-07-21 | 2023-08-04 |  | 1290591 | 1290591 | EA | ACTUATOR,HYDR;LNR,460 MM,BSPP,BSPP,ING |  |  | ACTUATOR,HYDRAULIC;TYPE:LINEAR,TRAVEL:460 MM,INLET CONNECTION TYPE:BSPP,OUTLET CONNECTION TYPE:BSPP,MOUNTING TYPE:ROD STYLE 14, ADDITIONAL FEATURES EN:CYLINDER ASSEMBLY:50MM NB,CAP FIXED EYE MOUNTIN,ING,MNFR:01)PARKHANN,PTNO:01)PG00009559,MNFR:02)PARKHANN, PTNO:02)50CMP5MMBRE14MC460M3311 | EN_01)LINEAR,460 MM,EN_01)BSPP,EN_01)BSPP,EN_01)ROD STYLE 14,01)CYLINDER ASSEMBLY:50MM NB,C,02)ING,01)PARKHANN,02)PARKHANN,01)PG00009559,02)50CMP5MMBRE14MC460M3311 |  |  | PARKHANN | PARKHANN | 50CMP5MMBRE14MC460M3311 |  | PARKHANN | PG00009559 |  |  | https://www.parker.com/content/dam/Parker-com/Literature/Cylinder-Europe/Cylinder-Europe---English-Literature/Product-Literature/HY07-1215UK_MMB_Metric_Roundline_Mill_160_Bar_Hydraulic_Cylinders.pdf | [10 empty] | Enriched | 27121602 Hydraulic cylinders | CYLINDER | HYDRAULIC | TYPE | LINEAR, MILL, roundline | BORE DIAMETER | 50 MM | STROKE | 460 MM | PORT SIZE | G1/2 | MATERIAL | STEEL | PRESSURE RATING | 160 BAR | ROD END TYPE |  | SHAFT DIAMETER | 28 MM | TEMPERATURE RATING | -20 TO 80 DEG C | MOUNTING TYPE | Cap fixed eye | CERTIFICATION/STANDARD |  | ADDITIONAL FEATURES | ASSEMBLY, BSPP PORTS, ROD STYLE 14, C/W CUSHION HEAD, spherical bearing | [49 empty] | Production Completed
STP_009 - Lot4 | Data Enrichment | RMU | OK, PRODUCT DIFFERS PROCESSED PER URL | 2023-07-21 | 2023-08-04 |  | 1290593 | 1290593 | EA | ACTUATOR,HYDR;LNR,60 MM,BSPP,BSPP,ING |  |  | ACTUATOR,HYDRAULIC;TYPE:LINEAR,TRAVEL:60 MM,INLET CONNECTION TYPE:BSPP,OUTLET CONNECTION TYPE:BSPP,MOUNTING TYPE:ROD STYLE 24, ADDITIONAL FEATURES EN:CYLINDER ASSEMBLY:40MM NB,CAP FIXED EYE MOUNTIN,ING,MNFR:01)PARKHANN,PTNO:01)40CMP5MMBRN24MC60M1100 | EN_01)LINEAR,60 MM,EN_01)BSPP,EN_01)BSPP,EN_01)ROD STYLE 24,01)CYLINDER ASSEMBLY:40MM NB,C,02)ING,01)PARKHANN,01)40CMP5MMBRN24MC60M1100 |  |  | PARKHANN | PARKHANN | 40CMP5MMBRN24MC60M1100 | [5 empty] | https://www.parker.com/content/dam/Parker-com/Literature/Cylinder-Europe/Cylinder-Europe---English-Literature/Product-Literature/HY07-1215UK_MMB_Metric_Roundline_Mill_160_Bar_Hydraulic_Cylinders.pdf | [10 empty] | Enriched | 27121602 Hydraulic cylinders | CYLINDER | HYDRAULIC | TYPE | LINEAR, MILL, roundline | BORE DIAMETER | 40 MM | STROKE | 60 MM | PORT SIZE | G1/2 | MATERIAL | STEEL | PRESSURE RATING | 160 BAR | ROD END TYPE |  | SHAFT DIAMETER | 28 MM | TEMPERATURE RATING | -20 TO 80 DEG C | MOUNTING TYPE | Cap Fixed Eye | CERTIFICATION/STANDARD |  | ADDITIONAL FEATURES | ASSEMBLY, ROD STYLE 24, BSPP PORTS, C/W CUSHION HEAD, SPHERICAL BEARING | [49 empty] | Production Completed
STP_009 - Lot4 | Data Enrichment | RMU | OK, SERIES MATCH, PRODUCT DIFFERS PROCESSED PER URL | 2023-07-21 | 2023-08-04 |  | 1290669 | 1290669 | EA | ACTUATOR,HYDR;LNR,800 MM,BSPP,BSPP |  |  | ACTUATOR,HYDRAULIC;TYPE:LINEAR,TRAVEL:800 MM,INLET CONNECTION TYPE:BSPP,OUTLET CONNECTION TYPE:BSPP,MOUNTING TYPE:ROD STYLE 23, ADDITIONAL FEATURES EN:CYLINDER ASSEMBLY:40MM NB,CAP FIXED EYE MOUNTIN,ING,W=105MM,A=45MM,LA=150MM,KK=STD,MNFR:01)PARKHANN,PTNO: 01)MMB130207114018892 | EN_01)LINEAR,800 MM,EN_01)BSPP,EN_01)BSPP,EN_01)ROD STYLE 23,01)CYLINDER ASSEMBLY:40MM NB,C,02)ING,W=105MM,A=45MM,LA=150MM,01)PARKHANN,01)MMB130207114018892 |  |  | PARKHANN | PARKHANN | MMB130207114018892 | [5 empty] | https://www.parker.com/content/dam/Parker-com/Literature/Cylinder-Europe/Cylinder-Europe---English-Literature/Product-Literature/HY07-1215UK_MMB_Metric_Roundline_Mill_160_Bar_Hydraulic_Cylinders.pdf | [10 empty] | Enriched | 27121602 Hydraulic cylinders | CYLINDER | HYDRAULIC | TYPE | LINEAR, MILL, roundline | BORE DIAMETER | 40 MM | STROKE | 800 MM | PORT SIZE |  | MATERIAL | STEEL | PRESSURE RATING | 160 BAR | ROD END TYPE |  | SHAFT DIAMETER |  | TEMPERATURE RATING | -20 TO 80 DEG C | MOUNTING TYPE | CAP FIXED EYE | CERTIFICATION/STANDARD |  | ADDITIONAL FEATURES | ASSEMBLY, BSPP PORTS, ROD STYLE 23, W=105MM, A=45MM, LA=150MM, KK=STD | [49 empty] | Production Completed
STP_009 - Lot4 | Data Enrichment | RMU | OK, PRODUCT DIFFERS PROCESSED PER URL | 2023-07-21 | 2023-08-04 |  | 1290409 | 1290409 | EA | ACTUATOR,HYDR;LNR,85 MM,ROD STYLE 14,RTS |  |  | ACTUATOR,HYDRAULIC;TYPE:LINEAR,TRAVEL:85 MM,MOUNTING TYPE:ROD STYLE 14,ADDITIONAL FEATURES EN:CYLINDER ASSEMBLY:100MM NB,HEAD CIRCULAR FLANGE,RTS,MNFR:01)PARKHANN,PTNO:01)100CMF3MMBRE14MC85M1111,MNFR:02)PARKHANN,PTNO:02)PG00009833-9834 | EN_01)LINEAR,85 MM,EN_01)ROD STYLE 14,01)CYLINDER ASSEMBLY:100MM NB,02)RTS,01)PARKHANN,02)PARKHANN,01)100CMF3MMBRE14MC85M1111,02)PG00009833-9834 |  |  | PARKHANN | PARKHANN | 100CMF3MMBRE14MC85M1111 |  | PARKHANN | PG00009833-9834 |  |  | https://www.parker.com/content/dam/Parker-com/Literature/Cylinder-Europe/Cylinder-Europe---English-Literature/Product-Literature/HY07-1215UK_MMB_Metric_Roundline_Mill_160_Bar_Hydraulic_Cylinders.pdf | [10 empty] | Enriched | 27121602 Hydraulic cylinders | CYLINDER | HYDRAULIC | TYPE | LINEAR, MILL, roundline | BORE DIAMETER | 100 MM | STROKE | 85 MM | PORT SIZE | G1 | MATERIAL | STEEL | PRESSURE RATING | 160 BAR | ROD END TYPE |  | SHAFT DIAMETER | 56 MM | TEMPERATURE RATING | -20 TO 80 DEG C | MOUNTING TYPE | Head circular flange | CERTIFICATION/STANDARD |  | ADDITIONAL FEATURES | ASSEMBLY, C/W CUSHION HEAD | [49 empty] | Production Completed
STP_009 - Lot4 | Data Enrichment | RMU | OK, PRODUCT DIFFERS PROCESSED PER URL | 2023-07-21 | 2023-08-04 |  | 1290599 | 1290599 | EA | ACTUATOR;LINEAR,100 MM,10 MM,PARKHANN |  |  | ACTUATOR;TYPE:LINEAR,SIZE:100 MM,TRAVEL:10 MM,ADDITIONAL FEATURES EN:CYLINDER ASSEMBLY, NB,MNFR:01)PARKHANN,PTNO:01) 100CMF3MMBRE24MC1080M1100 | LINEAR,EN_01)100 MM,10 MM,01)CYLINDER ASSEMBLY, NB,01)PARKHANN,01)100CMF3MMBRE24MC1080M1100 |  |  | PARKHANN | PARKHANN | 100CMF3MMBRE24MC1080M1100 | [5 empty] | https://www.parker.com/content/dam/Parker-com/Literature/Cylinder-Europe/Cylinder-Europe---English-Literature/Product-Literature/HY07-1215UK_MMB_Metric_Roundline_Mill_160_Bar_Hydraulic_Cylinders.pdf | [10 empty] | Enriched | 27121602 Hydraulic cylinders | CYLINDER | HYDRAULIC | TYPE | LINEAR, MILL, roundline | BORE DIAMETER | 100 MM | STROKE | 1080 MM | PORT SIZE | G1 | MATERIAL | STEEL | PRESSURE RATING | 160 BAR | ROD END TYPE |  | SHAFT DIAMETER | 70 MM | TEMPERATURE RATING | -20 TO 80 DEG C | MOUNTING TYPE | Head circular flange | CERTIFICATION/STANDARD |  | ADDITIONAL FEATURES | ASSEMBLY, C/W CUSHION HEAD | [49 empty] | Production Completed
STP_009 - Lot4 | Data Enrichment | RMU | OK, PRODUCT DIFFERS PROCESSED PER URL | 2023-07-21 | 2023-08-04 |  | 1290544 | 1290544 | EA | ACTUATOR;LINEAR,150 MM,PARKHANN |  |  | ACTUATOR;TYPE:LINEAR,TRAVEL:150 MM,ADDITIONAL FEATURES EN:CYLINDER ASSEMBLY, 50MM NB,MNFR:01)PARKHANN,PTNO:01) 50CMF4MMBRE24MC150M1111 | LINEAR,150 MM,01)CYLINDER ASSEMBLY, 50MM NB,01)PARKHANN,01)50CMF4MMBRE24MC150M1111 |  |  | PARKHANN | PARKHANN | 50CMF4MMBRE24MC150M1111 | [5 empty] | https://www.parker.com/content/dam/Parker-com/Literature/Cylinder-Europe/Cylinder-Europe---English-Literature/Product-Literature/HY07-1215UK_MMB_Metric_Roundline_Mill_160_Bar_Hydraulic_Cylinders.pdf | [10 empty] | Enriched | 27121602 Hydraulic cylinders | CYLINDER | HYDRAULIC | TYPE | LINEAR, MILL, roundline | BORE DIAMETER | 50 MM | STROKE | 150 MM | PORT SIZE | G1/2 | MATERIAL | STEEL | PRESSURE RATING | 160 BAR | ROD END TYPE |  | SHAFT DIAMETER | 36 MM | TEMPERATURE RATING | -20 TO 80 DEG C | MOUNTING TYPE | Cap circular flange | CERTIFICATION/STANDARD |  | ADDITIONAL FEATURES | ASSEMBLY, C/W CUSHION HEAD | [49 empty] | Production Completed
STP_009 - Lot4 | Data Enrichment | RMU | OK, PRODUCT DIFFERS PROCESSED PER URL | 2023-07-21 | 2023-08-04 |  | 1318604 | 1318604 | EA | ACTUATOR;LINEAR,160 MM,50 MM,PARKHANN |  |  | ACTUATOR;TYPE:LINEAR,SIZE:160 MM,TRAVEL:50 MM,ADDITIONAL FEATURES EN:CYLINDER ASSEMBLY, NB,MNFR:01)PARKHANN,PTNO:01) 160CMP5MMBRE24MC500M3300 | LINEAR,EN_01)160 MM,50 MM,01)CYLINDER ASSEMBLY, NB,01)PARKHANN,01)160CMP5MMBRE24MC500M3300 |  |  | PARKHANN | PARKHANN | 160CMP5MMBRE24MC500M3300 | [5 empty] | https://www.parker.com/content/dam/Parker-com/Literature/Cylinder-Europe/Cylinder-Europe---English-Literature/Product-Literature/HY07-1215UK_MMB_Metric_Roundline_Mill_160_Bar_Hydraulic_Cylinders.pdf | [10 empty] | Enriched | 27121602 Hydraulic cylinders | CYLINDER | HYDRAULIC | TYPE | MILL, roundline | BORE DIAMETER | 160 MM | STROKE | 500 MM | PORT SIZE | G1-1/4 | MATERIAL | STEEL | PRESSURE RATING | 160 BAR | ROD END TYPE |  | SHAFT DIAMETER | 110 MM | TEMPERATURE RATING | -20 TO 80 DEG C | MOUNTING TYPE | Cap Fixed Eye | CERTIFICATION/STANDARD |  | ADDITIONAL FEATURES | ASSEMBLY, C/W CUSHION HEAD, SPHERICAL BEARING | [49 empty] | Production Completed
STP_009 - Lot4 | Data Enrichment | RMU | OK, PRODUCT DIFFERS PROCESSED PER URL | 2023-07-21 | 2023-08-04 |  | 1290590 | 1290590 | EA | ACTUATOR;LINEAR,200 MM,PARKHANN |  |  | ACTUATOR;TYPE:LINEAR,TRAVEL:200 MM,ADDITIONAL FEATURES EN:CYLINDER ASSEMBLY, 63 MM NB,MNFR:01)PARKHANN,PTNO:01) 63CMF3MMBRE14MC200M1122 | LINEAR,200 MM,01)CYLINDER ASSEMBLY, 63 MM NB,01)PARKHANN,01)63CMF3MMBRE14MC200M1122 |  |  | PARKHANN | PARKHANN | 63CMF3MMBRE14MC200M1122 | [5 empty] | https://www.parker.com/content/dam/Parker-com/Literature/Cylinder-Europe/Cylinder-Europe---English-Literature/Product-Literature/HY07-1215UK_MMB_Metric_Roundline_Mill_160_Bar_Hydraulic_Cylinders.pdf | [10 empty] | Enriched | 27121602 Hydraulic cylinders | CYLINDER | HYDRAULIC | TYPE | LINEAR, MILL, roundline | BORE DIAMETER | 63 MM | STROKE | 200 MM | PORT SIZE | G3/4 | MATERIAL | STEEL | PRESSURE RATING | 160 BAR | ROD END TYPE |  | SHAFT DIAMETER | 36 MM | TEMPERATURE RATING | -20 TO 80 DEG C | MOUNTING TYPE | Cap fixed eye | CERTIFICATION/STANDARD |  | ADDITIONAL FEATURES | ASSEMBLY, C/W CUSHION HEAD | [49 empty] | Production Completed
STP_009 - Lot4 | Data Enrichment | RMU | OK | 2023-07-21 | 2023-08-04 |  | 1290405 | 1290405 | EA | ACTUATOR;LINEAR,200 MM,PARKHANN |  |  | ACTUATOR;TYPE:LINEAR,TRAVEL:200 MM,ADDITIONAL FEATURES EN:CYLINDER ASSEMBLY, 80 MM NB,MNFR:01)PARKHANN,PTNO:01) 80MT4MMBRE24MC2000M4411 | LINEAR,200 MM,01)CYLINDER ASSEMBLY, 80 MM NB,01)PARKHANN,01)80MT4MMBRE24MC2000M4411 |  |  | PARKHANN | PARKHANN | 80MT4MMBRE24MC2000M4411 | [5 empty] | https://www.parker.com/content/dam/Parker-com/Literature/Cylinder-Europe/Cylinder-Europe---English-Literature/Product-Literature/HY07-1215UK_MMB_Metric_Roundline_Mill_160_Bar_Hydraulic_Cylinders.pdf | [10 empty] | Enriched | 27121602 Hydraulic cylinders | CYLINDER | HYDRAULIC | TYPE | LINEAR, MILL, roundline | BORE DIAMETER | 80 MM | STROKE | 2000 MM | PORT SIZE | G3/4 | MATERIAL | STEEL | PRESSURE RATING | 160 BAR | ROD END TYPE |  | SHAFT DIAMETER | 56 MM | TEMPERATURE RATING | -20 TO 80 DEG C | MOUNTING TYPE | Intermediate fixed trunnion | CERTIFICATION/STANDARD |  | ADDITIONAL FEATURES | ASSEMBLY, C/W CUSHION HEAD | [49 empty] | Production Completed
STP_009 - Lot4 | Data Enrichment | RMU | OK, PRODUCT DIFFERS PROCESSED PER URL | 2023-07-21 | 2023-08-04 |  | 1290596 | 1290596 | EA | ACTUATOR;LINEAR,320 MM,PARKHANN |  |  | ACTUATOR;TYPE:LINEAR,TRAVEL:320 MM,ADDITIONAL FEATURES EN:CYLINDER ASSEMBLY, 40 MM NB,MNFR:01)PARKHANN,PTNO:01) 40CMP5MMBRE14MC320M1122 | LINEAR,320 MM,01)CYLINDER ASSEMBLY, 40 MM NB,01)PARKHANN,01)40CMP5MMBRE14MC320M1122 |  |  | PARKHANN | PARKHANN | 40CMP5MMBRE14MC320M1122 | [5 empty] | https://www.parker.com/content/dam/Parker-com/Literature/Cylinder-Europe/Cylinder-Europe---English-Literature/Product-Literature/HY07-1215UK_MMB_Metric_Roundline_Mill_160_Bar_Hydraulic_Cylinders.pdf | [10 empty] | Enriched | 27121602 Hydraulic cylinders | CYLINDER | HYDRAULIC | TYPE | MILL, roundline | BORE DIAMETER | 40 MM | STROKE | 320 MM | PORT SIZE | G1/2 | MATERIAL | STEEL | PRESSURE RATING | 160 BAR | ROD END TYPE |  | SHAFT DIAMETER | 22 MM | TEMPERATURE RATING | -20 TO 80 DEG C | MOUNTING TYPE | Cap Fixed Eye | CERTIFICATION/STANDARD |  | ADDITIONAL FEATURES | ASSEMBLY, C/W CUSHION HEAD, SPHERICAL BEARING | [49 empty] | Production Completed
STP_009 - Lot4 | Data Enrichment | RMU | OK | 2023-07-21 | 2023-08-04 |  | 1290408 | 1290408 | EA | ACTUATOR;LINEAR,420 MM,PARKHANN |  |  | ACTUATOR;TYPE:LINEAR,TRAVEL:420 MM,ADDITIONAL FEATURES EN:CYLINDER ASSEMBLY, 40 MM NB,MNFR:01)PARKHANN,PTNO:01) 40CMT4MMBRE14MC420M1100 XV=284 | LINEAR,420 MM,01)CYLINDER ASSEMBLY, 40 MM NB,01)PARKHANN,01)40CMT4MMBRE14MC420M1100 XV= |  |  | PARKHANN | PARKHANN | 40CMT4MMBRE14MC420M1100 XV=284 | [5 empty] | https://www.parker.com/content/dam/Parker-com/Literature/Cylinder-Europe/Cylinder-Europe---English-Literature/Product-Literature/HY07-1215UK_MMB_Metric_Roundline_Mill_160_Bar_Hydraulic_Cylinders.pdf | [10 empty] | Enriched | 27121602 Hydraulic cylinders | CYLINDER | HYDRAULIC | TYPE | LINEAR, MILL, roundline | BORE DIAMETER | 40 MM | STROKE | 420 MM | PORT SIZE | G1/2 | MATERIAL | STEEL | PRESSURE RATING | 160 BAR | ROD END TYPE |  | SHAFT DIAMETER | 22 MM | TEMPERATURE RATING | -20 TO 80 DEG C | MOUNTING TYPE | Intermediate fixed trunnion | CERTIFICATION/STANDARD |  | ADDITIONAL FEATURES | ASSEMBLY, C/W CUSHION HEAD | [49 empty] | Production Completed
STP_009 - Lot4 | Data Enrichment | RMU | OK, PRODUCT DIFFERS PROCESSED PER URL | 2023-07-21 | 2023-08-04 |  | 1290406 | 1290406 | EA | ACTUATOR;LINEAR,53 MM,PARKHANN |  |  | ACTUATOR;TYPE:LINEAR,TRAVEL:53 MM,ADDITIONAL FEATURES EN:CYLINDER ASSEMBLY, 200 MM NB,MNFR:01)PARKHANN,PTNO:01) 200MP5MMBRE14MC530M3311 | LINEAR,53 MM,01)CYLINDER ASSEMBLY, 200 MM N,01)PARKHANN,01)200MP5MMBRE14MC530M3311 |  |  | PARKHANN | PARKHANN | 200MP5MMBRE14MC530M3311 | [5 empty] | https://www.parker.com/content/dam/Parker-com/Literature/Cylinder-Europe/Cylinder-Europe---English-Literature/Product-Literature/HY07-1215UK_MMB_Metric_Roundline_Mill_160_Bar_Hydraulic_Cylinders.pdf | [10 empty] | Enriched | 27121602 Hydraulic cylinders | CYLINDER | HYDRAULIC | TYPE | MILL, roundline | BORE DIAMETER | 200 MM | STROKE | 530 MM | PORT SIZE | G1-1/4 | MATERIAL | STEEL | PRESSURE RATING | 160 BAR | ROD END TYPE |  | SHAFT DIAMETER | 110 MM | TEMPERATURE RATING | -20 TO 80 DEG C | MOUNTING TYPE | Cap Fixed Eye | CERTIFICATION/STANDARD |  | ADDITIONAL FEATURES | ASSEMBLY, C/W CUSHION HEAD, SPHERICAL BEARING | [49 empty] | Production Completed
STP_009 - Lot4 | Data Enrichment | RMU | OK, PRODUCT DIFFERS PROCESSED PER URL | 2023-07-21 | 2023-08-04 |  | 1290530 | 1290530 | EA | ACTUATOR;LINEAR,560 MM,PARKHANN |  |  | ACTUATOR;TYPE:LINEAR,TRAVEL:560 MM,ADDITIONAL FEATURES EN:CYLINDER ASSEMBLY, 63 MM NB,MNFR:01)PARKHANN,PTNO:01) 63CMP5MMBRE14MC560M2211 | LINEAR,560 MM,01)CYLINDER ASSEMBLY, 63 MM NB,01)PARKHANN,01)63CMP5MMBRE14MC560M2211 |  |  | PARKHANN | PARKHANN | 63CMP5MMBRE14MC560M2211 | [5 empty] | https://www.parker.com/content/dam/Parker-com/Literature/Cylinder-Europe/Cylinder-Europe---English-Literature/Product-Literature/HY07-1215UK_MMB_Metric_Roundline_Mill_160_Bar_Hydraulic_Cylinders.pdf | [10 empty] | Enriched | 27121602 Hydraulic cylinders | CYLINDER | HYDRAULIC | TYPE | MILL, roundline | BORE DIAMETER | 63 MM | STROKE | 560 MM | PORT SIZE | G3/4 | MATERIAL | STEEL | PRESSURE RATING | 160 BAR | ROD END TYPE |  | SHAFT DIAMETER | 36 MM | TEMPERATURE RATING | -20 TO 80 DEG C | MOUNTING TYPE | Cap Fixed Eye | CERTIFICATION/STANDARD |  | ADDITIONAL FEATURES | ASSEMBLY, C/W CUSHION HEAD, SPHERICAL BEARING | [49 empty] | Production Completed
STP_009 - Lot4 | Data Enrichment | RMU | OK, PRODUCT DIFFERS PROCESSED PER URL | 2023-07-21 | 2023-08-04 |  | 1319786 | 1319786 | EA | ACTUATOR;LINEAR,700 MM |  |  | ACTUATOR;TYPE:LINEAR,TRAVEL:700 MM,ADDITIONAL FEATURES EN:CYLINDER ASSEMBLY:SLAG DOOR,160MM NB,140MM ROD,ISTON ROD,CLEVIS AND REAR CLEVIS,MNFR:01)COMPAIR,PTNO:01)CXB160A2M700.FEC.MP2 | LINEAR,700 MM,01)CYLINDER ASSEMBLY:SLAG DOOR,02)ISTON ROD,CLEVIS AND REAR C,01)COMPAIR,01)CXB160A2M700.FEC.MP2 |  |  | COMPAIR | COMPAIR | CXB160A2M700.FEC.MP2 | [5 empty] | http://www.smetal.ru/wp-content/uploads/2016/09/Airtec-Pneumatic-cylinder-CX.pdf | [10 empty] | Enriched | 27131701 Pneumatic cylinders | CYLINDER | PNEUMATIC | TYPE | LINEAR | BORE DIAMETER | 160 MM | STROKE | 700 MM | PRESSURE RATING | 10 BAR | PORT SIZE |  | MATERIAL | STAINLESS STEEL 304 | ROD END TYPE |  | SHAFT DIAMETER | 140 MM | TEMPERATURE RATING | -20 TO 80 DEG C | MOUNTING TYPE | REAR CLEVIS | CERTIFICATION/STANDARD |  | ADDITIONAL FEATURES | ASSEMBLY, SLAG DOOR, PISTON ROD | [49 empty] | Production Completed
STP_009 - Lot4 | Data Enrichment | RMU | OK, PRODUCT DIFFERS PROCESSED PER URL | 2023-07-21 | 2023-08-04 |  | 1301842 | 1301842 | EA | ACTUATOR,PNEU;AIR CYLINDER,28 IN |  |  | ACTUATOR,PNEUMATIC;TYPE:AIR CYLINDER,TRAVEL:28 IN,ADDITIONAL FEATURES EN:12 IN BORE,MNFR:01)PARKHANN,PTNO:01)12"-C-BB-2A-B-S-4-3- A-C-28" | EN_01)AIR CYLINDER,28 IN,01)12 IN BORE,01)PARKHANN,01)12"-C-BB-2A-B-S-4-3-A-C-28" |  |  | PARKHANN | PARKHANN | 12"-C-BB-2A-B-S-4-3- A-C-28" | [5 empty] | https://www.parker.com/content/dam/Parker-com/Literature/Industrial-Cylinder/HY08-0910-1NA.pdf | [10 empty] | Enriched | 27131701 Pneumatic cylinders | CYLINDER | PNEUMATIC | TYPE | Heavy Duty | BORE DIAMETER | 12 IN | STROKE | 28 IN | PRESSURE RATING | 250 PSI | PORT SIZE |  | MATERIAL | STEEL | ROD END TYPE |  | SHAFT DIAMETER | 3 IN | TEMPERATURE RATING | -10 TO 165 DEG F | MOUNTING TYPE | Cap Fixed Clevis | CERTIFICATION/STANDARD |  | ADDITIONAL FEATURES | C/W CUSHION HEAD | [49 empty] | Production Completed
STP_009 - Lot4 | Data Enrichment | RMU | OK, PRODUCT DIFFERS PROCESSED PER URL | 2023-07-21 | 2023-08-04 |  | 1301843 | 1301843 | EA | ACTUATOR,PNEU;AIR CYLINDER,3-5/8 IN |  |  | ACTUATOR,PNEUMATIC;TYPE:AIR CYLINDER,TRAVEL:3-5/8 IN,ADDITIONAL FEATURES EN:6 IN BORE,MNFR:01)PARKHANN,PTNO:01)6"-BB-2A-R-S-14-A- C-3.625" | EN_01)AIR CYLINDER,3-5/8 IN,01)6 IN BORE,01)PARKHANN,01)6"-BB-2A-R-S-14-A-C-3.625" |  |  | PARKHANN | PARKHANN | 6"-BB-2A-R-S-14-A- C-3.625" | [5 empty] | https://www.parker.com/content/dam/Parker-com/Literature/Industrial-Cylinder/HY08-0910-1NA.pdf | [10 empty] | Enriched | 27131701 Pneumatic cylinders | CYLINDER | PNEUMATIC | TYPE | Heavy Duty | BORE DIAMETER | 6 IN | STROKE | 3-5/8 IN | PRESSURE RATING | 250 PSI | PORT SIZE | 1/2 IN BSPP | MATERIAL | STEEL | ROD END TYPE |  | SHAFT DIAMETER | 1-3/8 IN | TEMPERATURE RATING | -10 TO 165 DEG F | MOUNTING TYPE | Cap Fixed Clevis | CERTIFICATION/STANDARD |  | ADDITIONAL FEATURES | [50 empty] | Production Completed
STP_009 - Lot4 | Data Enrichment | RMU | OK, PRODUCT DIFFERS PROCESSED PER URL | 2023-07-21 | 2023-08-04 |  | 1301405 | 1301405 | EA | ACTUATOR,PNEU;AIR CYLINDER,600 MM |  |  | ACTUATOR,PNEUMATIC;TYPE:AIR CYLINDER,TRAVEL:600 MM,ADDITIONAL FEATURES EN:4 IN BORE,MNFR:01)PARKHANN,PTNO:01)4"-C-TC-2H-R-S-2-3-A- C-600 | EN_01)AIR CYLINDER,600 MM,01)4 IN BORE,01)PARKHANN,01)4"-C-TC-2H-R-S-2-3-A-C-600 |  |  | PARKHANN | PARKHANN | 4"-C-TC-2H-R-S-2-3-A- C-600 | [5 empty] | https://www.parker.com/content/dam/Parker-com/Literature/Industrial-Cylinder/HY08-0910-1NA.pdf | [10 empty] | Enriched | 27131701 Pneumatic cylinders | CYLINDER | PNEUMATIC | TYPE | Heavy Duty | BORE DIAMETER | 4 IN | STROKE | 600 MM | PRESSURE RATING | 250 PSI | PORT SIZE | 1/2 IN BSPP | MATERIAL | STEEL | ROD END TYPE |  | SHAFT DIAMETER | 2-1/2 IN | TEMPERATURE RATING | -10 TO 165 DEG F | MOUNTING TYPE | Both End Tie Rods Extended | CERTIFICATION/STANDARD |  | ADDITIONAL FEATURES | C/W CUSHION HEAD | [49 empty] | Production Completed
STP_009 - Lot4 | Data Enrichment | RMU | OK, PRODUCT DIFFERS PROCESSED PER URL | 2023-07-21 | 2023-08-04 |  | 1301586 | 1301586 | EA | ACTUATOR,PNEU;AIR CYLINDER,750 MM |  |  | ACTUATOR,PNEUMATIC;TYPE:AIR CYLINDER,TRAVEL:750 MM,ADDITIONAL FEATURES EN:4 IN BORE,MNFR:01)PARKHANN,PTNO:01)4"-C-TC-2H-R-S-2-4-A- C-750 | EN_01)AIR CYLINDER,750 MM,01)4 IN BORE,01)PARKHANN,01)4"-C-TC-2H-R-S-2-4-A-C-750 |  |  | PARKHANN | PARKHANN | 4"-C-TC-2H-R-S-2-4-A- C-750 | [5 empty] | https://www.parker.com/content/dam/Parker-com/Literature/Industrial-Cylinder/HY08-0910-1NA.pdf | [10 empty] | Enriched | 27131701 Pneumatic cylinders | CYLINDER | PNEUMATIC | TYPE | Heavy Duty | BORE DIAMETER | 4 IN | STROKE | 750 MM | PRESSURE RATING | 250 PSI | PORT SIZE | 1/2 IN BSPP | MATERIAL | STEEL | ROD END TYPE |  | SHAFT DIAMETER | 2-1/2 IN | TEMPERATURE RATING | -10 TO 165 DEG F | MOUNTING TYPE | Both End Tie Rods Extended | CERTIFICATION/STANDARD |  | ADDITIONAL FEATURES | C/W CUSHION HEAD | [49 empty] | Production Completed
STP_009 - Lot4 | Data Enrichment | RMU | OK, PRODUCT DIFFERS PROCESSED PER URL | 2023-07-21 | 2023-08-04 |  | 1301587 | 1301587 | EA | ACTUATOR,PNEU;AIR CYLINDER,800 MM |  |  | ACTUATOR,PNEUMATIC;TYPE:AIR CYLINDER,TRAVEL:800 MM,ADDITIONAL FEATURES EN:4 IN BORE,MNFR:01)PARKHANN,PTNO:01)4"-C-TC-2H-R-S-2-4-A- C-800 | EN_01)AIR CYLINDER,800 MM,01)4 IN BORE,01)PARKHANN,01)4"-C-TC-2H-R-S-2-4-A-C-800 |  |  | PARKHANN | PARKHANN | 4"-C-TC-2H-R-S-2-4-A- C-800 | [5 empty] | https://www.parker.com/content/dam/Parker-com/Literature/Industrial-Cylinder/HY08-0910-1NA.pdf | [10 empty] | Enriched | 27131701 Pneumatic cylinders | CYLINDER | PNEUMATIC | TYPE | Heavy Duty | BORE DIAMETER | 4 IN | STROKE | 800 MM | PRESSURE RATING | 250 PSI | PORT SIZE | 1/2 IN BSPP | MATERIAL | STEEL | ROD END TYPE |  | SHAFT DIAMETER | 2-1/2 IN | TEMPERATURE RATING | -10 TO 165 DEG F | MOUNTING TYPE | Both End Tie Rods Extended | CERTIFICATION/STANDARD |  | ADDITIONAL FEATURES | C/W CUSHION HEAD | [49 empty] | Production Completed
STP_009 - Lot4 | Data Enrichment | RMU | OK, PRODUCT DIFFERS PROCESSED PER URL | 2023-07-21 | 2023-08-04 |  | 1294946 | 1294946 | EA | ACTUATOR,PNEU;AIR CYLINDER,9 IN,PARKHANN |  |  | ACTUATOR,PNEUMATIC;TYPE:AIR CYLINDER,TRAVEL:9 IN,ADDITIONAL FEATURES EN:2 IN BORE C,MNFR:01)PARKHANN,PTNO:01)2-BB-2H-R-L-1-3-A-9" | EN_01)AIR CYLINDER,9 IN,01)2 IN BORE C,01)PARKHANN,01)2-BB-2H-R-L-1-3-A-9" |  |  | PARKHANN | PARKHANN | 2-BB-2H-R-L-1-3-A-9" | [5 empty] | https://www.parker.com/content/dam/Parker-com/Literature/Industrial-Cylinder/HY08-0910-1NA.pdf | [10 empty] | Enriched | 27131701 Pneumatic cylinders | CYLINDER | PNEUMATIC | TYPE | Heavy Duty | BORE DIAMETER | 2 IN | STROKE | 9 IN | PRESSURE RATING | 250 PSI | PORT SIZE |  | MATERIAL | STEEL | ROD END TYPE |  | SHAFT DIAMETER | 1-3/8 IN | TEMPERATURE RATING | -10 TO 165 DEG F | MOUNTING TYPE | Cap Fixed Clevis | CERTIFICATION/STANDARD |  | ADDITIONAL FEATURES | [50 empty] | Production Completed
STP_009 - Lot4 | Data Enrichment | RMU | OK, PRODUCT DIFFERS PROCESSED PER URL | 2023-07-21 | 2023-08-04 |  | 1365308 | 1365308 | EA | ACTUATOR,PNEU;CYL,128 IN |  |  | ACTUATOR,PNEUMATIC;TYPE:CYLINDER,TRAVEL:128 IN,ADDITIONAL FEATURES EN:8 INCH (BORE)C/W 50948 CLEVIS (LESS PIN),MNFR:01)PARKHANN, PTNO:01)8"-C-2A-R-5-4-A-128" | EN_01)CYLINDER,128 IN,01)8 INCH (BORE)C/W 50948 CLEV,01)PARKHANN,01)8"-C-2A-R-5-4-A-128" |  |  | PARKHANN | PARKHANN | 8"-C-2A-R-5-4-A-128" | [5 empty] | https://www.parker.com/content/dam/Parker-com/Literature/Industrial-Cylinder/HY08-0910-1NA.pdf | [10 empty] | Enriched | 27131701 Pneumatic cylinders | CYLINDER | PNEUMATIC | TYPE | Heavy Duty | BORE DIAMETER | 8 IN | STROKE | 128 IN | PRESSURE RATING | 250 PSI | PORT SIZE | 3/4 IN BSPP | MATERIAL | STEEL | ROD END TYPE |  | SHAFT DIAMETER | 2 IN | TEMPERATURE RATING | -10 TO 165 DEG F | MOUNTING TYPE | CLEVIS | CERTIFICATION/STANDARD |  | ADDITIONAL FEATURES | C/W 50948 CLEVIS (LESS PIN), CUSHION HEAD | [49 empty] | Production Completed
STP_009 - Lot4 | Data Enrichment | RMU | OK, PRODUCT DIFFERS PROCESSED PER URL | 2023-07-21 | 2023-08-04 |  | 1294811 | 1294811 | EA | ACTUATOR,PNEU;CYL,565 MM,PARKHANN |  |  | ACTUATOR,PNEUMATIC;TYPE:CYLINDER,TRAVEL:565 MM,MOUNTING TYPE:CLEVIS ROD 1-3/8 IN,ADDITIONAL FEATURES EN:4 IN (BORE) CLOSED LENGTH BETWEEN PINS = 820MM,MNFR:01)PARKHANN,PTNO:01)4"-C-BB-2A-R-3-4-A-565MM | EN_01)CYLINDER,565 MM,CLEVIS ROD 1-3/8 IN,01)4 IN (BORE) CLOSED LENGTH B,01)PARKHANN,01)4"-C-BB-2A-R-3-4-A-565MM |  |  | PARKHANN | PARKHANN | 4"-C-BB-2A-R-3-4-A-565MM | [5 empty] | https://www.parker.com/content/dam/Parker-com/Literature/Industrial-Cylinder/HY08-0910-1NA.pdf | [10 empty] | Enriched | 27131701 Pneumatic cylinders | CYLINDER | PNEUMATIC | TYPE | Heavy Duty | BORE DIAMETER | 4 IN | STROKE | 565 MM | PRESSURE RATING | 250 PSI | PORT SIZE | 1/2 IN BSPP | MATERIAL | STEEL | ROD END TYPE |  | SHAFT DIAMETER | 1-3/8 IN | TEMPERATURE RATING | -10 TO 165 DEG F | MOUNTING TYPE | Cap Fixed Clevis | CERTIFICATION/STANDARD |  | ADDITIONAL FEATURES | CLOSED LENGTH BETWEEN PINS: 820MM, C/W CUSHION HEAD | [49 empty] | Production Completed
STP_009 - Lot4 | Data Enrichment | RMU | OK, PRODUCT DIFFERS PROCESSED PER URL | 2023-07-21 | 2023-08-04 |  | 1365477 | 1365477 | EA | ACTUATOR,PNEU;CYL,6 IN,6INCH (BORE) |  |  | ACTUATOR,PNEUMATIC;TYPE:CYLINDER,TRAVEL:6 IN,ADDITIONAL FEATURES EN:6INCH (BORE),MNFR:01)PARKHANN,PTNO:01)6-C-BB-2A-R-S-1-4-AC-6" | EN_01)CYLINDER,6 IN,01)6INCH (BORE),01)PARKHANN,01)6-C-BB-2A-R-S-1-4-AC-6" |  |  | PARKHANN | PARKHANN | 6-C-BB-2A-R-S-1-4-AC-6" | [5 empty] | https://www.parker.com/content/dam/Parker-com/Literature/Industrial-Cylinder/HY08-0910-1NA.pdf | [10 empty] | Enriched | 27131701 Pneumatic cylinders | CYLINDER | PNEUMATIC | TYPE | Heavy Duty | BORE DIAMETER | 6 IN | STROKE | 6 IN | PRESSURE RATING | 250 PSI | PORT SIZE | 1/2 IN BSPP | MATERIAL | STEEL | ROD END TYPE |  | SHAFT DIAMETER | 1-3/8 IN | TEMPERATURE RATING | -10 TO 165 DEG F | MOUNTING TYPE | Cap Fixed Clevis | CERTIFICATION/STANDARD |  | ADDITIONAL FEATURES | C/W CUSHION HEAD | [49 empty] | Production Completed
STP_009 - Lot4 | Data Enrichment | RMU | OK | 2023-07-21 | 2023-08-04 |  | 1359363 | 1359363 | EA | BREAKER,EARTH LEAK;250 A,65 KA,DIN RL |  |  | BREAKER,EARTH LEAKAGE;CURRENT RATING:250 A,INTERRUPT RATING:65 KA,MOUNTING METHOD:DIN RAIL,ADDITIONAL FEATURES EN:T2, 3 A, NUMBER OF POLES: 4P,MNFR:01)TERISAKI,PTNO:01)ZS250GJ4250 | 01)TERISAKI,01)ZS250GJ4250,250 A,65 KA,DIN RAIL,01)T2, 3 A, NUMBER OF POLES: 4 |  |  | TERISAKI | TERISAKI | ZS250GJ4250 | [5 empty] | https://prdsccdnstorage.blob.core.windows.net/techdatasheets/ZS250GJ4250-12046-datasheet.pdf?sv=2019-02-02&ss=b&srt=sco&sp=rwdlac&se=2050-02-24T14:36:22Z&st=2020-02-24T06:36:22Z&spr=https&sig=ZYSSzNvPIpdF2duj%2B0Q%2Fxscgj9MvyEATcIdm%2Bn6Urmc%3D | [10 empty] | Enriched | 39121614 Earth leakage circuit breakers | BREAKER | EARTH LEAKAGE | TYPE | MINIATURE | LEAKAGE CURRENT | 3 A | VOLTAGE RATING | 525 VAC | NUMBER OF POLES | 4 | CURRENT RATING | 250 A | INTERRUPT RATING | 65 KA | MOUNTING METHOD | DIN RAIL | CURVE |  | DIMENSIONS | 140 WDX165 HTX68 DP MM | ENCLOSURE |  | HAZARD CLASS |  | CERTIFICATION/STANDARD | CE, ASTA | ADDITIONAL FEATURES | T2 | [47 empty] | Production Completed
STP_009 - Lot4 | Data Enrichment | RMU | OK | 2023-07-21 | 2023-08-04 |  | 1348809 | 1348809 | EA | BREAKER,EARTH LEAK;440 VAC,63 A,65 KA |  |  | BREAKER,EARTH LEAKAGE;VOLTAGE RATING:440 VAC,CURRENT RATING:63 A,INTERRUPT RATING:65 KA,ADDITIONAL FEATURES EN:TEMBREAK 2, 2P, MNFR:01)TERASAKI,PTNO:01)ZS125GJ63 | 01)TERASAKI,01)ZS125GJ63,440 VAC,63 A,65 KA,01)TEMBREAK 2, 2P |  |  | TERASAKI | TERASAKI | ZS125GJ63 | [5 empty] | https://media.goelectrical.com.au/Datasheets/Terasaki/Terasaki_ZS125GJ.pdf | [10 empty] | Enriched | 39121614 Earth leakage circuit breakers | BREAKER | EARTH LEAKAGE | TYPE |  | LEAKAGE CURRENT |  | VOLTAGE RATING | 440 VAC | NUMBER OF POLES | 2 | CURRENT RATING | 63 A | INTERRUPT RATING | 65 KA | MOUNTING METHOD |  | CURVE |  | DIMENSIONS |  | ENCLOSURE |  | HAZARD CLASS |  | CERTIFICATION/STANDARD | AS/NZS 60947-2, IEC 60947-2, Annex B, EN/IEC 60755 | ADDITIONAL FEATURES | TEMBREAK 2 | [47 empty] | Production Completed
STP_009 - Lot4 | Data Enrichment | RMU | OK | 2023-07-21 | 2023-08-04 |  | 1290275 | 1290275 | EA | BREAKER,EARTH LEAK;63 A,65 KA,DIN RL |  |  | BREAKER,EARTH LEAKAGE;CURRENT RATING:63 A,INTERRUPT RATING:65 KA,MOUNTING METHOD:DIN RAIL,ADDITIONAL FEATURES EN:3P, 3 A,MNFR:01) NHP,PTNO:01)ZS125GJ363 | 01)NHP,01)ZS125GJ363,63 A,65 KA,DIN RAIL,01)3P, 3 A |  |  | NHP | NHP | ZS125GJ363 | NHP |  |  |  |  | https://prdsccdnstorage.blob.core.windows.net/techdatasheets/ZS125GJ363-12030-datasheet.pdf?sv=2019-02-02&ss=b&srt=sco&sp=rwdlac&se=2050-02-24T14:36:22Z&st=2020-02-24T06:36:22Z&spr=https&sig=ZYSSzNvPIpdF2duj%2B0Q%2Fxscgj9MvyEATcIdm%2Bn6Urmc%3D | [10 empty] | Enriched | 39121614 Earth leakage circuit breakers | BREAKER | EARTH LEAKAGE | TYPE | Molded Case | LEAKAGE CURRENT | 3 A | VOLTAGE RATING | 525 VAC | NUMBER OF POLES | 3 | CURRENT RATING | 63 A | INTERRUPT RATING | 65 KA | MOUNTING METHOD | DIN RAIL | CURVE |  | DIMENSIONS | 90 WDX155 HTX68 DP MM | ENCLOSURE |  | HAZARD CLASS |  | CERTIFICATION/STANDARD | CE, ASTA | ADDITIONAL FEATURES | [48 empty] | Production Completed
STP_009 - Lot4 | Data Enrichment | RMU | OK | 2023-07-21 | 2023-08-04 |  | 1348813 | 1348813 | EA | BREAKER,EARTH LEAK;ADJUSTABLE THERMAL/MA |  |  | BREAKER,EARTH LEAKAGE;TYPE:ADJUSTABLE THERMAL/MAGNETIC,CURRENT RATING:20 A,ADDITIONAL FEATURES EN:TEMBREAK, 125A FRAME, HIGH BREAKING, GUIDE ROPE,MNFR:01)TERASAKI,PTNO:01)ZS125GJ20 | 01)TERASAKI,01)ZS125GJ20,ADJUSTABLE THERMAL/MAGNETIC,20 A,01)TEMBREAK, 125A FRAME, HIGH |  |  | TERASAKI | TERASAKI | ZS125GJ20 | [5 empty] | https://media.goelectrical.com.au/Datasheets/Terasaki/Terasaki_ZS125GJ.pdf | [10 empty] | Enriched | 39121614 Earth leakage circuit breakers | BREAKER | EARTH LEAKAGE | TYPE | ADJUSTABLE THERMAL/MAGNETIC | LEAKAGE CURRENT |  | VOLTAGE RATING | 200 TO 580 VAC | NUMBER OF POLES |  | CURRENT RATING | 20 A | INTERRUPT RATING |  | MOUNTING METHOD |  | CURVE |  | DIMENSIONS |  | ENCLOSURE |  | HAZARD CLASS |  | CERTIFICATION/STANDARD | AS/NZS 60947-2, IEC 60947-2, Annex B, EN/IEC 60755 | ADDITIONAL FEATURES | TEMBREAK, 125A FRAME, HIGH BREAKING, GUIDE ROPE | [47 empty] | Production Completed
STP_009 - Lot4 | Data Enrichment | RMU | OK, SERIES MATCH | 2023-07-21 | 2023-08-04 |  | 1280396 | 1280396 | EA | BREAKER,EARTH LEAK;MINIATURE RCD RCBO |  |  | BREAKER,EARTH LEAKAGE;TYPE:MINIATURE RCD RCBO,LEAKAGE CURRENT:30 MA,CURRENT RATING:10 A,INTERRUPT RATING:6 KA,ADDITIONAL FEATURES EN:1P, SERIES NO: MOD6,MNFR:01)CNW (MOUNT ISA) ELECT WHOLESALER,PTNO:01)4 NHPM6RCBS1030C MCB/RCD RCBO | 01)CNW (MOUNT ISA) ELECT WHOLE,01)4 NHPM6RCBS1030C MCB/RCD RC,MINIATURE RCD RCBO,30 MA,10 A,6 KA,01)1P, SERIES NO: MOD6 |  |  | CNW (MOUNT ISA) ELECT WHOLESALER | CNW (MOUNT ISA) ELECT WHOLESALER | 4 NHPM6RCBS1030C MCB/RCD RCBO | NHP |  |  |  |  | https://shop.cnw.com.au/cnw/en/AUD/All-Categories/Electrical-Distribution/Circuit-Protection/Residual-Current-with-Overcurrent/RCBO-MOD6-1P%2BN-6KA-10A-C-CURVE-30MA-TYPE/p/NHPM6RCBS1030CANI15 | https://prdsccdnstorage.blob.core.windows.net/techdatasheets/M6RCBS1030CAN-162248-datasheet.pdf?sv=2019-02-02&ss=b&srt=sco&sp=rwdlac&se=2050-02-24T14:36:22Z&st=2020-02-24T06:36:22Z&spr=https&sig=ZYSSzNvPIpdF2duj%2B0Q%2Fxscgj9MvyEATcIdm%2Bn6Urmc%3D | [9 empty] | Enriched | 39121614 Earth leakage circuit breakers | BREAKER | EARTH LEAKAGE | TYPE | MINIATURE, RCD RCBO | LEAKAGE CURRENT | 30 MA | VOLTAGE RATING | 240 VAC | NUMBER OF POLES | 1P+N | CURRENT RATING | 10 A | INTERRUPT RATING | 6 KA | MOUNTING METHOD | DIN-35 Rail | CURVE | C | DIMENSIONS | 18 WDX86 HTX76 DP MM | ENCLOSURE | IP20/40 | HAZARD CLASS |  | CERTIFICATION/STANDARD | AS/NZS 61008, AS/NZS 61008-1, AS/NZS 61009, IEC 60077-16-3, IEC 60947-2 | ADDITIONAL FEATURES | [47 empty] | SERIES NO: MOD6 | Production Completed
STP_009 - Lot4 | Data Enrichment | RMU | OK | 2023-07-21 | 2023-08-04 |  | 1280389 | 1280389 | EA | BREAKER,EARTH LEAK;MINIATURE RCD,240 VAC |  |  | BREAKER,EARTH LEAKAGE;TYPE:MINIATURE RCD,LEAKAGE CURRENT:30 MA,VOLTAGE RATING:240 VAC,CURRENT RATING:40 A,INTERRUPT RATING:6 KA, MOUNTING METHOD:DIN RAIL 35,ADDITIONAL FEATURES EN:4 POLE CNW, SERIES NO: MOD6,MNFR:01)CNW (MOUNT ISA) ELECT WHOLESALER,PTNO:01) NHPMOD6RCCB44030 | 01)CNW (MOUNT ISA) ELECT WHOLE,01)NHPMOD6RCCB44030,MINIATURE RCD,30 MA,240 VAC,40 A,6 KA,DIN RAIL 35,01)4 POLE CNW, SERIES NO: MOD6 |  |  | CNW (MOUNT ISA) ELECT WHOLESALER | CNW (MOUNT ISA) ELECT WHOLESALER | NHPMOD6RCCB44030 | NHP |  |  |  |  | https://shop.cnw.com.au/cnw/en/AUD/All-Categories/Electrical-Distribution/RCD---RCCB/RCCB-MOD6-3P%2BN-6KA-40A-30MA-TYPE-AC/p/NHPMOD6RCCB44030I15 | https://shop.cnw.com.au/medias/NHPMOD6RCCB44030.pdf?context=bWFzdGVyfHJvb3R8MTM1MDc3MXxhcHBsaWNhdGlvbi9wZGZ8aDRkL2hjMS85ODIzODk2NTM1MDcwL05IUE1PRDZSQ0NCNDQwMzAucGRmfDgxOTJkNWNiNTQwY2Q0Y2QxMDk0YzQ0NTNkYjJiYjc5NDE2ZDIwNjliODc0YTllNjEyZWMxY2FhMzNmYjA5NTA | [9 empty] | Enriched | 39121614 Earth leakage circuit breakers | BREAKER | EARTH LEAKAGE | TYPE | MINIATURE, RCD RCBO | LEAKAGE CURRENT | 30 MA | VOLTAGE RATING | 240 VAC | NUMBER OF POLES | 4 | CURRENT RATING | 40 A | INTERRUPT RATING | 6 KA | MOUNTING METHOD | DIN-35 Rail | CURVE |  | DIMENSIONS | 72 WDX86 HTX76 DP MM | ENCLOSURE | IP20/40 | HAZARD CLASS |  | CERTIFICATION/STANDARD | AS/NZS 61008, AS/NZS 61008-1, AS/NZS 61009, IEC 60077-16-3, IEC 60947-2 | ADDITIONAL FEATURES | [47 empty] | SERIES NO: MOD6 | Production Completed
STP_009 - Lot4 | Data Enrichment | RMU | OK | 2023-07-21 | 2023-08-04 |  | 1299367 | 1299367 | EA | BREAKER,EARTH LEAK;MINTR, RCD,LEAK 30 MA |  |  | BREAKER,EARTH LEAKAGE;TYPE:MINIATURE, RCD,LEAKAGE CURRENT:30 MA,VOLTAGE RATING:240 VAC,CURRENT RATING:16 A,INTERRUPT RATING:6 KA, CERTIFICATION/STANDARD:AS 3111, 3190,ADDITIONAL FEATURES EN:NUMBER OF POLES: 1P, OVERLOAD, SHORT CIRCUIT,MNFR:01)NHP,PTNO:01) SRCB1630 | 01)NHP,01)SRCB1630,MINIATURE, RCD,30 MA,240 VAC,16 A,6 KA,EN_01)AS 3111, 3190,01)NUMBER OF POLES: 1P, OVERLO |  |  | NHP | NHP | SRCB1630 | [5 empty] | https://prdsccdnstorage.blob.core.windows.net/techdatasheets/SRCB1630-10604-datasheet.pdf?sv=2019-02-02&ss=b&srt=sco&sp=rwdlac&se=2050-02-24T14:36:22Z&st=2020-02-24T06:36:22Z&spr=https&sig=ZYSSzNvPIpdF2duj%2B0Q%2Fxscgj9MvyEATcIdm%2Bn6Urmc%3D | [10 empty] | Enriched | 39121614 Earth leakage circuit breakers | BREAKER | EARTH LEAKAGE | TYPE | MINIATURE, RCD RCBO | LEAKAGE CURRENT | 30 MA | VOLTAGE RATING | 240 VAC | NUMBER OF POLES | 1P+N | CURRENT RATING | 16 A | INTERRUPT RATING | 6 KA | MOUNTING METHOD | CLIP TRAY | CURVE |  | DIMENSIONS | 25 WDX110 HTX60 DP MM | ENCLOSURE |  | HAZARD CLASS |  | CERTIFICATION/STANDARD | AS/NZS 3111, AS/NZS 3190 | ADDITIONAL FEATURES | OVERLOAD,SHORT CIRCUIT | [47 empty] | Production Completed
STP_009 - Lot4 | Data Enrichment | RMU | OK | 2023-07-21 | 2023-08-04 |  | 1347694 | 1347694 | EA | BREAKER,EARTH LEAK;MINTR, RCD,LEAK 30 MA |  |  | BREAKER,EARTH LEAKAGE;TYPE:MINIATURE, RCD,LEAKAGE CURRENT:30 MA,VOLTAGE RATING:240 VAC,CURRENT RATING:20 A,INTERRUPT RATING:6 KA, CERTIFICATION/STANDARD:AS 3111, 3190,ADDITIONAL FEATURES EN:NUMBER OF POLES: 1P, OVERLOAD, SHORT CIRCUIT,MNFR:01)NHP,PTNO:01) SRCB2030 | 01)NHP,01)SRCB2030,MINIATURE, RCD,30 MA,240 VAC,20 A,6 KA,EN_01)AS 3111, 3190,01)NUMBER OF POLES: 1P, OVERLO |  |  | NHP | NHP | SRCB2030 | [5 empty] | https://prdsccdnstorage.blob.core.windows.net/techdatasheets/SRCB2030-10606-datasheet.pdf?sv=2019-02-02&ss=b&srt=sco&sp=rwdlac&se=2050-02-24T14:36:22Z&st=2020-02-24T06:36:22Z&spr=https&sig=ZYSSzNvPIpdF2duj%2B0Q%2Fxscgj9MvyEATcIdm%2Bn6Urmc%3D | [10 empty] | Enriched | 39121614 Earth leakage circuit breakers | BREAKER | EARTH LEAKAGE | TYPE | MINIATURE, RCD RCBO | LEAKAGE CURRENT | 30 MA | VOLTAGE RATING | 240 VAC | NUMBER OF POLES | 1P+N | CURRENT RATING | 20 A | INTERRUPT RATING | 6 KA | MOUNTING METHOD | CLIP TRAY | CURVE |  | DIMENSIONS | 25 WDX110 HTX60 DP MM | ENCLOSURE |  | HAZARD CLASS |  | CERTIFICATION/STANDARD | AS/NZS 3111, AS/NZS 3190 | ADDITIONAL FEATURES | OVERLOAD,SHORT CIRCUIT | [47 empty] | Production Completed
STP_009 - Lot4 | Data Enrichment | RMU | OK | 2023-07-21 | 2023-08-04 |  | 1299366 | 1299366 | EA | BREAKER,EARTH LEAK;MINTR, RCD,LEAK 30 MA |  |  | BREAKER,EARTH LEAKAGE;TYPE:MINIATURE, RCD,LEAKAGE CURRENT:30 MA,VOLTAGE RATING:240 VAC,CURRENT RATING:10 A,INTERRUPT RATING:6 KA, MOUNTING METHOD:CLIP TRAY,DIMENSIONS:WD 25 X HT 110 X DP 60 MM,CERTIFICATION/STANDARD:AS 3111, 3190,ADDITIONAL FEATURES EN:NUMBER OF POLES: 1P, OVERLOAD, SHORT CIRCUIT,MNFR:01)CNW,PTNO:01)NHPSRCB1030,MNFR:02)TERASAKI,PTNO:02)SAFE-T ELTZ 101P | 01)CNW,02)TERASAKI,01)NHPSRCB1030,02)SAFE-T ELTZ 101P,MINIATURE, RCD,30 MA,240 VAC,10 A,6 KA,CLIP TRAY,WD 25 X HT 110 X DP 60 MM,EN_01)AS 3111, 3190,01)NUMBER OF POLES: 1P, OVERLO |  |  | TERASAKI | CNW | NHPSRCB1030 | NHP | TERASAKI | SAFE-T ELTZ 101P |  |  | https://prdsccdnstorage.blob.core.windows.net/techdatasheets/SRCB1030-10602-datasheet.pdf?sv=2019-02-02&ss=b&srt=sco&sp=rwdlac&se=2050-02-24T14:36:22Z&st=2020-02-24T06:36:22Z&spr=https&sig=ZYSSzNvPIpdF2duj%2B0Q%2Fxscgj9MvyEATcIdm%2Bn6Urmc%3D | https://shop.cnw.com.au/cnw/en/AUD/All-Categories/Electrical-Distribution/Circuit-Protection/Residual-Current-with-Overcurrent/MCB-RCD-RCBO-1P-10A-30MA-SAFE-T/p/NHPSRCB1030I15 | [9 empty] | Enriched | 39121614 Earth leakage circuit breakers | BREAKER | EARTH LEAKAGE | TYPE | MINIATURE, RCD RCBO | LEAKAGE CURRENT | 30 MA | VOLTAGE RATING | 240 VAC | NUMBER OF POLES | 1P+N | CURRENT RATING | 10 A | INTERRUPT RATING | 6 KA | MOUNTING METHOD | CLIP TRAY | CURVE |  | DIMENSIONS | 25 WDX110 HTX60 DP MM | ENCLOSURE |  | HAZARD CLASS |  | CERTIFICATION/STANDARD | AS/NZS 3111, AS/NZS 3190 | ADDITIONAL FEATURES | OVERLOAD,SHORT CIRCUIT | [47 empty] | Production Completed
STP_009 - Lot4 | Data Enrichment | RMU | OK | 2023-07-21 | 2023-08-04 |  | 1280225 | 1280225 | EA | BREAKER,EARTH LEAK;MINTR,LEAK 30 MA,20 A |  |  | BREAKER,EARTH LEAKAGE;TYPE:MINIATURE,LEAKAGE CURRENT:30 MA,VOLTAGE RATING:415 V,CURRENT RATING:20 A,INTERRUPT RATING:10 KA, MOUNTING METHOD:DIN 35,MNFR:01)CNW (MOUNT ISA) ELECT WHOLESALER,PTNO:01)NHPDTCB10320C | 01)CNW (MOUNT ISA) ELECT WHOLE,01)NHPDTCB10320C,MINIATURE,30 MA,415 V,20 A,10 KA,DIN 35 |  |  | CNW (MOUNT ISA) ELECT WHOLESALER | CNW (MOUNT ISA) ELECT WHOLESALER | NHPDTCB10320C | NHP |  |  |  |  | https://prdsccdnstorage.blob.core.windows.net/techdatasheets/DTCB10320C-6547-datasheet.pdf?sv=2019-02-02&ss=b&srt=sco&sp=rwdlac&se=2050-02-24T14:36:22Z&st=2020-02-24T06:36:22Z&spr=https&sig=ZYSSzNvPIpdF2duj%2B0Q%2Fxscgj9MvyEATcIdm%2Bn6Urmc%3D | https://shop.cnw.com.au/cnw/en/AUD/All-Categories/Electrical-Distribution/Breakers/MCB-DIN-T10-10KA-3P-20A-C-CURVE-DIN/p/NHPDTCB10320CI13 | [9 empty] | Enriched | 39121614 Earth leakage circuit breakers | BREAKER | EARTH LEAKAGE | TYPE | MINIATURE, RCD RCBO | LEAKAGE CURRENT | 30 MA | VOLTAGE RATING | 415 VAC | NUMBER OF POLES | 3 | CURRENT RATING | 20 A | INTERRUPT RATING | 10 KA | MOUNTING METHOD | DIN-35 Rail | CURVE | C | DIMENSIONS | 54 WDX86 HTX76 DP MM | ENCLOSURE | IP20/40 | HAZARD CLASS |  | CERTIFICATION/STANDARD | IEC 60898, IEC 60077-16-3, IEC 60947-2, IEC 60068-2, DIN 40046, UL 94 V-2, AS/NZS 3111:2009 | ADDITIONAL FEATURES | [48 empty] | Production Completed
STP_009 - Lot4 | Data Enrichment | RMU | OK | 2023-07-21 | 2023-08-04 |  | 1299368 | 1299368 | EA | BREAKER,EARTH LEAK;MOULDED CASE,65 KA |  |  | BREAKER,EARTH LEAKAGE;TYPE:MOULDED CASE,LEAKAGE CURRENT:100-160 A,CURRENT RATING:160/250 A,INTERRUPT RATING:65 KA,ADDITIONAL FEATURES EN:3P, INTEGRAL,MNFR:01)TERASAKI,PTNO:01)ZS250 GJ 3 160 | 01)TERASAKI,01)ZS250 GJ 3 160,MOULDED CASE,100-160 A,160/250 A,65 KA,01)3P, INTEGRAL |  |  | TERASAKI | TERASAKI | ZS250 GJ 3 160 | [5 empty] | https://prdsccdnstorage.blob.core.windows.net/techdatasheets/ZS250GJ3160-648-datasheet.pdf?sv=2019-02-02&ss=b&srt=sco&sp=rwdlac&se=2050-02-24T14:36:22Z&st=2020-02-24T06:36:22Z&spr=https&sig=ZYSSzNvPIpdF2duj%2B0Q%2Fxscgj9MvyEATcIdm%2Bn6Urmc%3D | [10 empty] | Enriched | 39121614 Earth leakage circuit breakers | BREAKER | EARTH LEAKAGE | TYPE | MOULDED CASE | LEAKAGE CURRENT | 100 MA | VOLTAGE RATING | 525 VAC | NUMBER OF POLES | 3 | CURRENT RATING | 160 A | INTERRUPT RATING | 65 KA | MOUNTING METHOD |  | CURVE |  | DIMENSIONS | 105 WDX165 HTX68 DP MM | ENCLOSURE |  | HAZARD CLASS |  | CERTIFICATION/STANDARD | CE, ASTA | ADDITIONAL FEATURES | INTEGRAL | [47 empty] | Production Completed
STP_009 - Lot4 | Data Enrichment | RMU | OK | 2023-07-21 | 2023-08-04 |  | 1353296 | 1353296 | EA | BREAKER,EARTH LEAK;RCD MCCB E/L,32 A,NHP |  |  | BREAKER,EARTH LEAKAGE;TYPE:RCD MCCB E/L,LEAKAGE CURRENT:30 MA TO 3 A,CURRENT RATING:32 A,INTERRUPT RATING:50 KA,MOUNTING METHOD: DIN RAIL,DIMENSIONS:WD 90 X HT 155 X DP 68 MM,MNFR:01)NHP,PTNO:01)ZS125GJ332 | 01)NHP,01)ZS125GJ332,RCD MCCB E/L,30 MA TO 3 A,32 A,50 KA,DIN RAIL,WD 90 X HT 155 X DP 68 MM |  |  | NHP | NHP | ZS125GJ332 | [5 empty] | https://prdsccdnstorage.blob.core.windows.net/techdatasheets/ZS125GJ332-12028-datasheet.pdf?sv=2019-02-02&ss=b&srt=sco&sp=rwdlac&se=2050-02-24T14:36:22Z&st=2020-02-24T06:36:22Z&spr=https&sig=ZYSSzNvPIpdF2duj%2B0Q%2Fxscgj9MvyEATcIdm%2Bn6Urmc%3D | [10 empty] | Enriched | 39121614 Earth leakage circuit breakers | BREAKER | EARTH LEAKAGE | TYPE | Molded Case, RCD | LEAKAGE CURRENT | 30 MA/3 A | VOLTAGE RATING | 525 VAC | NUMBER OF POLES | 3 | CURRENT RATING | 32 A | INTERRUPT RATING | 65 KA | MOUNTING METHOD | DIN RAIL | CURVE |  | DIMENSIONS | 90 WDX155 HTX68 DP MM | ENCLOSURE |  | HAZARD CLASS |  | CERTIFICATION/STANDARD | CE, ASTA | ADDITIONAL FEATURES | [48 empty] | Production Completed
STP_009 - Lot4 | Data Enrichment | RMU | OK | 2023-07-21 | 2023-08-04 |  | 1299705 | 1299705 | EA | BREAKER,EARTH LEAK;RCD,16 A,6 KA,DIN RL |  |  | BREAKER,EARTH LEAKAGE;TYPE:RCD,CURRENT RATING:16 A,INTERRUPT RATING:6 KA,MOUNTING METHOD:DIN RAIL,MNFR:01)VYNCKIER,PTNO:01) RCB016031 | 01)VYNCKIER,01)RCB016031,RCD,16 A,6 KA,DIN RAIL |  |  | VYNCKIER | VYNCKIER | RCB016031 | [5 empty] | URL NOT FOUND | [10 empty] | Cleansed | 39121614 Earth leakage circuit breakers | BREAKER | EARTH LEAKAGE | TYPE | RCD | LEAKAGE CURRENT |  | VOLTAGE RATING |  | NUMBER OF POLES |  | CURRENT RATING | 16 A | INTERRUPT RATING | 6 KA | MOUNTING METHOD | DIN RAIL | CURVE |  | DIMENSIONS |  | ENCLOSURE |  | HAZARD CLASS |  | CERTIFICATION/STANDARD |  | ADDITIONAL FEATURES | [48 empty] | Production Completed
STP_009 - Lot4 | Data Enrichment | RMU | OK | 2023-07-21 | 2023-08-04 |  | 1299704 | 1299704 | EA | BREAKER,EARTH LEAK;RCD,63 A,VYNCKIER |  |  | BREAKER,EARTH LEAKAGE;TYPE:RCD,CURRENT RATING:63 A,MNFR:01)VYNCKIER,PTNO:01)DOC-G46030 | 01)VYNCKIER,01)DOC-G46030,RCD,63 A |  |  | VYNCKIER | VYNCKIER | DOC-G46030 | [5 empty] | URL NOT FOUND | [10 empty] | Cleansed | 39121614 Earth leakage circuit breakers | BREAKER | EARTH LEAKAGE | TYPE | RCD | LEAKAGE CURRENT |  | VOLTAGE RATING |  | NUMBER OF POLES |  | CURRENT RATING | 63 A | INTERRUPT RATING |  | MOUNTING METHOD |  | CURVE |  | DIMENSIONS |  | ENCLOSURE |  | HAZARD CLASS |  | CERTIFICATION/STANDARD |  | ADDITIONAL FEATURES | [48 empty] | Production Completed
STP_009 - Lot4 | Data Enrichment | RMU | OK | 2023-07-21 | 2023-08-04 |  | 1381760 | 1381760 | EA | BREAKER,EARTH LEAK;RCD,TZS-6,TERASAKI |  |  | BREAKER,EARTH LEAKAGE;TYPE:RCD,ADDITIONAL FEATURES EN:TZS-6,MNFR:01)TERASAKI,PTNO:01)TZS-68HC | 01)TERASAKI,01)TZS-68HC,RCD,01)TZS-6 |  |  | TERASAKI | TERASAKI | TZS-68HC | [5 empty] | URL NOT FOUND | [10 empty] | Cleansed | 39121614 Earth leakage circuit breakers | BREAKER | EARTH LEAKAGE | TYPE | RCD | LEAKAGE CURRENT |  | VOLTAGE RATING |  | NUMBER OF POLES |  | CURRENT RATING |  | INTERRUPT RATING |  | MOUNTING METHOD |  | CURVE |  | DIMENSIONS |  | ENCLOSURE |  | HAZARD CLASS |  | CERTIFICATION/STANDARD |  | ADDITIONAL FEATURES | [48 empty] | Production Completed
STP_009 - Lot4 | Data Enrichment | RMU | OK | 2023-07-21 | 2023-08-04 |  | 1386604 | 1386604 | EA | BREAKER;ABB,S202-B20 |  |  |  | BREAKER | S202-B20 | 3000014 | ABB | ABB | S202-B20 | [5 empty] | https://new.abb.com/products/2CDS252001R0205/s202-b20 | [10 empty] | Enriched | 39121603 Miniature circuit breakers | CIRCUIT BREAKER | MINIATURE | TYPE |  | CURRENT RATING | 20 A | VOLTAGE RATING | 440 VAC | NUMBER OF POLES | 2 | INTERRUPT RATING | 10 KA | FREQUENCY RATING | 50/60 HZ | TRIP CLASS | CLASS B | TRIP SETTING |  | MOUNTING TYPE | DIN RAIL | TERMINAL TYPE | SCREW | SIZE | 35 WDX88 HTX69 DP MM | CERTIFICATION/STANDARD | IEC/EN 60898-1, IEC/EN 60947-2, UL 1077 | ADDITIONAL FEATURES | [48 empty] | Production Completed
STP_009 - Lot4 | Data Enrichment | RMU | OK | 2023-07-21 | 2023-08-04 |  | 1386603 | 1386603 | EA | BREAKER;ABB,S202-B6 |  |  |  | BREAKER | S202-B6 | 3000014 | ABB | ABB | S202-B6 | [5 empty] | https://new.abb.com/products/S202-B6/s202-b6 | [10 empty] | Enriched | 39121603 Miniature circuit breakers | CIRCUIT BREAKER | MINIATURE | TYPE |  | CURRENT RATING | 6 A | VOLTAGE RATING | 440 VAC | NUMBER OF POLES | 2 | INTERRUPT RATING | 10 KA | FREQUENCY RATING | 50/60 HZ | TRIP CLASS | CLASS B | TRIP SETTING |  | MOUNTING TYPE | DIN RAIL | TERMINAL TYPE | SCREW | SIZE | 35 WDX88 HTX69 DP MM | CERTIFICATION/STANDARD | IEC/EN 60898-1, IEC/EN 60947-2, UL 1077 | ADDITIONAL FEATURES | [48 empty] | Production Completed
STP_009 - Lot4 | Data Enrichment | RMU | OK | 2023-07-21 | 2023-08-04 |  | 1383459 | 1383459 | EA | BREAKER;BOLT,ITEM REF TO SUIT 2E CLIPS |  |  | BREAKER;TYPE:BOLT,ADDITIONAL FEATURES EN:ITEM REF TO SUIT 2E CLIPS,MNFR:01)TIPTOP INDUSTRIAL PTY LTD,PTNO:01)530475 2 | BOLT,01)ITEM REF TO SUIT 2E CLIPS,01)TIPTOP INDUSTRIAL PTY LTD,01)530475 2 |  |  | TIPTOP INDUSTRIAL PTY LTD | TIPTOP INDUSTRIAL PTY LTD | 530475 2 | [5 empty] | URL NOT FOUND | [10 empty] | Cleansed | 23153100 Industrial machinery components and accessories | BREAKER | No Modifier | TYPE | BOLT | SIZE |  | MATERIAL |  | HAZARD CLASS |  | CERTIFICATION/STANDARD |  | ADDITIONAL FEATURES | ITEM REF TO SUIT 2E CLIPS | [61 empty] | Production Completed
STP_009 - Lot4 | Data Enrichment | RMU | OK | 2023-07-21 | 2023-08-04 |  | 1386861 | 1386861 | EA | BREAKER;SCHN,5100023204-B1,SCHN,51000232 | DISYUNTOR;SCHN,5100023204-B1, | DISJONCTEUR;SCHN,5100023204-B1, |  | 01)SCHN,5100023204-B1 | 5100023204-B1 | 3000344 | SCHNEIDER INC | SCHNEIDER INC | 5100023204-B1 | [5 empty] | URL NOT FOUND | [10 empty] | Cleansed | 23153100 Industrial machinery components and accessories | BREAKER | No Modifier | TYPE |  | SIZE |  | MATERIAL |  | HAZARD CLASS |  | CERTIFICATION/STANDARD |  | ADDITIONAL FEATURES | [62 empty] | Production Completed
STP_009 - Lot4 | Data Enrichment | RMU | OK | 2023-07-21 | 2023-08-04 |  | 1351062 | 1351062 | EA | COLLAR,BRG;INACTIVE THRUST |  |  | COLLAR,BEARING;TYPE:INACTIVE THRUST,ADDITIONAL FEATURES EN:C/W THREADED AXLE, SPECIAL,MNFR:01)CENTAC,PTNO:01)5X10071 | 01)CENTAC,01)5X10071,INACTIVE THRUST,01)C/W THREADED AXLE, SPECIAL |  |  | CENTAC | CENTAC | 5X10071 | [5 empty] | https://www.bandgresco.com/documents/IR%20CENTAC%20BEARINGS.pdf | [10 empty] | Cleansed | 31171500 Bearings | COLLAR | BEARING | TYPE | INACTIVE THRUST | INSIDE DIAMETER |  | OUTSIDE DIAMETER |  | WIDTH |  | THREAD SIZE |  | MATERIAL |  | HAZARD CLASS |  | CERTIFICATION/STANDARD |  | ADDITIONAL FEATURES | C/W THREADED AXLE, SPECIAL | [55 empty] | Production Completed
STP_009 - Lot4 | Data Enrichment | RMU | OK, PRODUCT DIFFERS PROCESSED PER URL | 2023-07-21 | 2023-08-04 |  | 1281628 | 1281628 | EA | COLLAR,BRG;LOCATING RING,ID 10 MM,STL |  |  | COLLAR,BEARING;TYPE:LOCATING RING,INSIDE DIAMETER:10 MM,OUTSIDE DIAMETER:300 MM,MATERIAL:STEEL,MNFR:01)APPLIED INDUSTRIAL TECHNOLOGIES,PTNO:01)FRB10/300 | 01)APPLIED INDUSTRIAL TECHNOLO,01)FRB10/300,LOCATING RING,10 MM,300 MM,STEEL |  |  | APPLIED INDUSTRIAL TECHNOLOGIES | APPLIED INDUSTRIAL TECHNOLOGIES | FRB10/300 | SKF |  |  |  |  | https://www.skf.com/us/products/mounted-bearings/bearing-housings/housing_accessories/productid-FRB%2010%2F300 | [10 empty] | Enriched | 31162800 Miscellaneous hardware | RING | NO MODIFIER | TYPE | LOCATING | DIMENSIONS | 280 IDX300 ODX10 WD MM | MATERIAL | STEEL | MATERIAL SPECIFICATION |  | HAZARD CLASS |  | CERTIFICATION/STANDARD |  | ADDITIONAL FEATURES | [60 empty] | Production Completed
STP_009 - Lot4 | Data Enrichment | RMU | OK, PRODUCT DIFFERS PROCESSED PER URL | 2023-07-21 | 2023-08-04 |  | 1281709 | 1281709 | EA | COLLAR,BRG;LOCATING RING,ID 10 MM,STL |  |  | COLLAR,BEARING;TYPE:LOCATING RING,INSIDE DIAMETER:10 MM,OUTSIDE DIAMETER:250 MM,MATERIAL:STEEL,MNFR:01)APPLIED INDUSTRIAL TECHNOLOGIES,PTNO:01)FRB10/250 | 01)APPLIED INDUSTRIAL TECHNOLO,01)FRB10/250,LOCATING RING,10 MM,250 MM,STEEL |  |  | APPLIED INDUSTRIAL TECHNOLOGIES | APPLIED INDUSTRIAL TECHNOLOGIES | FRB10/250 | SKF |  |  |  |  | https://www.skf.com/us/products/mounted-bearings/bearing-housings/housing_accessories/productid-FRB%2010%2F250 | [10 empty] | Enriched | 31162800 Miscellaneous hardware | RING | NO MODIFIER | TYPE | LOCATING | DIMENSIONS | 230 IDX250 ODX10 WD MM | MATERIAL | STEEL | MATERIAL SPECIFICATION |  | HAZARD CLASS |  | CERTIFICATION/STANDARD |  | ADDITIONAL FEATURES | [60 empty] | Production Completed
STP_009 - Lot4 | Data Enrichment | RMU | OK, PRODUCT DIFFERS PROCESSED PER URL | 2023-07-21 | 2023-08-04 |  | 1281627 | 1281627 | EA | COLLAR,BRG;LOCATING RING,ID 17 MM,STL |  |  | COLLAR,BEARING;TYPE:LOCATING RING,INSIDE DIAMETER:17 MM,OUTSIDE DIAMETER:290 MM,MATERIAL:STEEL,MNFR:01)APPLIED INDUSTRIAL TECHNOLOGIES,PTNO:01)FRB17/290 | 01)APPLIED INDUSTRIAL TECHNOLO,01)FRB17/290,LOCATING RING,17 MM,290 MM,STEEL |  |  | APPLIED INDUSTRIAL TECHNOLOGIES | APPLIED INDUSTRIAL TECHNOLOGIES | FRB17/290 | SKF |  |  |  |  | https://www.skf.com/us/products/mounted-bearings/bearing-housings/housing_accessories/productid-FRB%2017%2F290 | [10 empty] | Enriched | 31162800 Miscellaneous hardware | RING | NO MODIFIER | TYPE | LOCATING | DIMENSIONS | 275 IDX290 ODX17 WD MM | MATERIAL | STEEL | MATERIAL SPECIFICATION |  | HAZARD CLASS |  | CERTIFICATION/STANDARD |  | ADDITIONAL FEATURES | [60 empty] | Production Completed
STP_009 - Lot4 | Data Enrichment | RMU | OK, VALUES CAPTURED FROM WEB SOURCE | 2023-07-21 | 2023-08-04 |  | 1319320 | 1319320 | EA | DIVIDER;BIN,255X153X6MM,PLASTIC,BLACK | DIVISOR; | DIVISEUR; | DIVIDER;TYPE:BIN,SIZE:255X153X6MM,MATERIAL:PLASTIC,COLOUR:BLACK,ADDITIONAL FEATURES EN:F1H-063/FIH-064,MNFR:FISHER |  |  |  | FISHER | FISHER | F1H-063/F1H-064 | [5 empty] | https://www.aimsindustrial.com.au/assets/files/EHI-Industria-V.7-Catalogue.pdf | [10 empty] | Cleansed |  | KIT | NO MODIFIER | TYPE |  | CONTENTS | BIN BLACK SIZE: 200 WDX275 DPX165 HT MM P/N: F1H-063, BIN BLACK SIZE: 410 WDX275 DPX165 HT MM P/N: F1H-064 | NUMBER OF ITEMS |  | HAZARD CLASS |  | CERTIFICATION/STANDARD |  | ADDITIONAL FEATURES | [62 empty] | Production Completed
STP_009 - Lot4 | Data Enrichment | RMU | OK | 2023-07-21 | 2023-08-04 |  | 1319317 | 1319317 | EA | DIVIDER;BIN,415X195X6MM,PLASTIC,BLACK | DIVISOR; | DIVISEUR; | DIVIDER;TYPE:BIN,SIZE:415X195X6MM,MATERIAL:PLASTIC,COLOUR:BLACK,ADDITIONAL FEATURES EN:MNFR:FISCHER |  |  |  | FISCHER | FISCHER | [6 empty] | URL NOT FOUND | [10 empty] | Cleansed | 12142100 Industrial use gases | DIVIDER | No Modifier | TYPE | BIN | SIZE | 415X195X6MM | MATERIAL | PLASTIC | COLOUR | BLACK | HAZARD CLASS |  | CERTIFICATION/STANDARD |  | ADDITIONAL FEATURES | [60 empty] | Production Completed
STP_009 - Lot4 | Data Enrichment | RMU | OK | 2023-07-21 | 2023-08-04 |  | 1295633 | 1295633 | EA | DIVIDER;MECHANICS,150 MM,TOLEDO,50-150 |  |  | DIVIDER;TYPE:MECHANICS,SIZE:150 MM,MNFR:01)TOLEDO,PTNO:01)50-150 | EN_01)MECHANICS,EN_01)150 MM,01)TOLEDO,01)50-150 |  |  | TOLEDO | TOLEDO | 50-150 | [5 empty] | https://www.tradetools.com/toledo-150mm-6-spring-divider-50-150 | [10 empty] | Enriched | 12142100 Industrial use gases | DIVIDER | No Modifier | TYPE | MECHANICS, Spring, SOLID Nut | SIZE | 150 MM LG | MATERIAL | stainless steel | COLOUR |  | HAZARD CLASS |  | CERTIFICATION/STANDARD |  | ADDITIONAL FEATURES | [60 empty] | Production Completed
STP_009 - Lot4 | Data Enrichment | RMU | OK | 2023-07-21 | 2023-08-04 |  | 1318078 | 1318078 | EA | DIVIDER;MECHANICS,200 MM,STAINLESS STEEL |  |  | DIVIDER;TYPE:MECHANICS,SIZE:200 MM,MATERIAL:STAINLESS STEEL,MNFR:01)BLKWOODS,PTNO:01)3009008,MNFR:02)ATOMSUP,PTNO:02)06968609 | EN_01)MECHANICS,EN_01)200 MM,STAINLESS STEEL,01)BLKWOODS,02)ATOMSUP,01)3009008,02)06968609 |  |  | ATOM SUPPLY | ATOMSUP | 3009008 |  | BLKWOODS | 06968609 |  |  | https://www.atom.com.au/divider-spring-quick-nut-150mm-3009008 | [10 empty] | Enriched | 12142100 Industrial use gases | DIVIDER | No Modifier | TYPE | MECHANICS, Spring, Quick Nut | SIZE | 200 MM LG | MATERIAL | STAINLESS STEEL | COLOUR |  | HAZARD CLASS |  | CERTIFICATION/STANDARD |  | ADDITIONAL FEATURES | [60 empty] | Production Completed
STP_009 - Lot4 | Data Enrichment | RMU | OK | 2023-07-21 | 2023-08-04 |  | 1295634 | 1295634 | EA | DIVIDER;MECHANICS,300 MM,STAINLESS STEEL |  |  | DIVIDER;TYPE:MECHANICS,SIZE:300 MM,MATERIAL:STAINLESS STEEL,MNFR:01)BLKWOODS,PTNO:01)06968803 | EN_01)MECHANICS,EN_01)300 MM,STAINLESS STEEL,01)BLKWOODS,01)06968803 |  |  | BLACKWOODS | BLKWOODS | 06968803 |  | Toledo | 50300 |  |  | https://www.blackwoods.com.au/tools-hand-measuring-precision/measuring-tools/inside-outside-calipers-dividers-solid-nut-spring-type-toledo/divider-spring-solid-nut-50-300mm/p/06968803 | [10 empty] | Enriched | 12142100 Industrial use gases | DIVIDER | No Modifier | TYPE | MECHANICS, Spring, SOLID Nut | SIZE | 300 MM LG | MATERIAL | STAINLESS STEEL | COLOUR |  | HAZARD CLASS |  | CERTIFICATION/STANDARD |  | ADDITIONAL FEATURES | [60 empty] | Production Completed
STP_009 - Lot4 | Data Enrichment | RMU | OK | 2023-07-21 | 2023-08-04 |  | 1383177 | 1383177 | EA | DIVIDER;SPR,100 MM |  |  | DIVIDER;TYPE:SPRING,SIZE:100 MM,ADDITIONAL FEATURES EN:SOLID NUT ALLOW 7-12 WORKING DAYS,MNFR:01)ATOM SUPPLY,PTNO:01)DIV100SP | EN_01)SPRING,EN_01)100 MM,01)SOLID NUT ALLOW 7-12 WORKIN,01)ATOM SUPPLY,01)DIV100SP |  |  | ATOM SUPPLY | ATOM SUPPLY | DIV100SP | [5 empty] | URL NOT FOUND | [10 empty] | Cleansed | 12142100 Industrial use gases | DIVIDER | No Modifier | TYPE | SPRING, SOLID NUT | SIZE | 100 MM | MATERIAL |  | COLOUR |  | HAZARD CLASS |  | CERTIFICATION/STANDARD |  | ADDITIONAL FEATURES | ALLOW 7-12 WORKING DAYS | [59 empty] | Production Completed
STP_009 - Lot4 | Data Enrichment | RMU | OK | 2023-07-21 | 2023-08-04 |  | 1383179 | 1383179 | EA | DIVIDER;SPR,300 MM,SOLID NUT |  |  | DIVIDER;TYPE:SPRING,SIZE:300 MM,ADDITIONAL FEATURES EN:SOLID NUT,MNFR:01)ATOM SUPPLY,PTNO:01)3009011 | EN_01)SPRING,EN_01)300 MM,01)SOLID NUT,01)ATOM SUPPLY,01)3009011 |  |  | ATOM SUPPLY | ATOM SUPPLY | 3009011 | [5 empty] | https://www.atom.com.au/divider-spring-solid-nut-250mm-3009011 | [10 empty] | Enriched | 12142100 Industrial use gases | DIVIDER | No Modifier | TYPE | SPRING, SOLID NUT | SIZE | 300 MM LG | MATERIAL | STAINLESS STEEL | COLOUR |  | HAZARD CLASS |  | CERTIFICATION/STANDARD |  | ADDITIONAL FEATURES | [60 empty] | Production Completed
STP_009 - Lot4 | Data Enrichment | RMU | OK | 2023-07-21 | 2023-08-04 |  | 1383210 | 1383210 | EA | DIVIDER;SPR,300 MM,SOLID NUT |  |  | DIVIDER;TYPE:SPRING,SIZE:300 MM,ADDITIONAL FEATURES EN:SOLID NUT,MNFR:01)ATOM SUPPLY,PTNO:01)DIV300SP | EN_01)SPRING,EN_01)300 MM,01)SOLID NUT,01)ATOM SUPPLY,01)DIV300SP |  |  | ATOM SUPPLY | ATOM SUPPLY | DIV300SP | [5 empty] | URL NOT FOUND | [10 empty] | Cleansed | 12142100 Industrial use gases | DIVIDER | No Modifier | TYPE | SPRING, SOLID NUT | SIZE | 300 MM LG | MATERIAL |  | COLOUR |  | HAZARD CLASS |  | CERTIFICATION/STANDARD |  | ADDITIONAL FEATURES | [60 empty] | Production Completed
STP_009 - Lot4 | Data Enrichment | RMU | OK | 2023-07-21 | 2023-08-04 |  | 1383281 | 1383281 | EA | DIVIDER;SPR,450 MM,16-20 WORKING DAYS |  |  | DIVIDER;TYPE:SPRING,SIZE:450 MM,ADDITIONAL FEATURES EN:16-20 WORKING DAYS,MNFR:01)ATOM SUPPLY,PTNO:01)DIV450SD | EN_01)SPRING,EN_01)450 MM,01)16-20 WORKING DAYS,01)ATOM SUPPLY,01)DIV450SD |  |  | ATOM SUPPLY | ATOM SUPPLY | DIV450SD | [5 empty] | URL NOT FOUND | [10 empty] | Cleansed | 12142100 Industrial use gases | DIVIDER | No Modifier | TYPE | SPRING | SIZE | 450 MM LG | MATERIAL |  | COLOUR |  | HAZARD CLASS |  | CERTIFICATION/STANDARD |  | ADDITIONAL FEATURES | 16-20 WORKING DAYS | [59 empty] | Production Completed
STP_009 - Lot4 | Data Enrichment | RMU | OK | 2023-07-21 | 2023-08-04 |  | 1383597 | 1383597 | EA | DIVIDER;STACKABLE PARTS BIN,PLASTIC |  |  | DIVIDER;TYPE:STACKABLE PARTS BIN,MATERIAL:PLASTIC,COLOUR:YELLOW,MNFR:01)CONITSOL,PTNO:01)CIH1003-N30 | EN_01)STACKABLE PARTS BIN,PLASTIC,YELLOW,01)CONITSOL,01)CIH1003-N30 |  |  | CONITSOL | CONITSOL | CIH1003-N30 | [5 empty] | https://www.containit.com.au/product/plastic-divider-to-suit-cih1003-n30-and-cih1004-n40/ | [10 empty] | Cleansed | 12142100 Industrial use gases | DIVIDER | No Modifier | TYPE | STACKABLE PARTS BIN | SIZE |  | MATERIAL | PLASTIC | COLOUR | YELLOW | HAZARD CLASS |  | CERTIFICATION/STANDARD |  | ADDITIONAL FEATURES | [60 empty] | Production Completed
STP_009 - Lot4 | Data Enrichment | RMU | OK | 2023-07-21 | 2023-08-04 |  | 1383234 | 1383234 | EA | DIVIDER;SUIT,PLASTIC,3PK |  |  | DIVIDER;TYPE:SUIT,MATERIAL:PLASTIC,ADDITIONAL FEATURES EN:3PK,MNFR:01)CNW MOUNT ISA ELECT WHOLESALER,PTNO:01)WATRCPLD | EN_01)SUIT,PLASTIC,01)3PK,01)CNW MOUNT ISA ELECT WHOLESA,01)WATRCPLD |  |  | CNW MOUNT ISA ELECT WHOLESALER | CNW MOUNT ISA ELECT WHOLESALER | WATRCPLD | [5 empty] | URL NOT FOUND | [10 empty] | Cleansed |  | DIVIDER | No Modifier | TYPE | SUIT | SIZE |  | MATERIAL | PLASTIC | COLOUR |  | HAZARD CLASS |  | CERTIFICATION/STANDARD |  | ADDITIONAL FEATURES | QUANTITY: 3 PACK, SUIT | [59 empty] | Production Completed
STP_009 - Lot4 | Data Enrichment | RMU | OK | 2023-07-21 | 2023-08-04 |  | 1353398 | 1353398 | EA | DIVIDER,PWR;RADIO FREQUENCY,3 DB,0.5 DB |  |  | DIVIDER,POWER;TYPE:RADIO FREQUENCY,NOMINAL POWER SPLITTING:3 DB,POWER RATING:COMBINER 1, SPLITTER 10 W,FREQUENCY RANGE:4-50 GHZ, AMPLITUDE BALANCE:0.5 DB,ADDITIONAL FEATURES EN:SURFACE MOUNT,MNFR:01)REMCONT,PTNO:01)0450 | RADIO FREQUENCY,3 DB,COMBINER 1, SPLITTER 10 W,4-50 GHZ,0.5 DB,01)SURFACE MOUNT,01)REMCONT,01)0450 |  |  | REMCONT | REMCONT | 0450 | [5 empty] | https://rct-global.com/part/power-divider/ | [10 empty] | Cleansed | 32101525 Power dividers | DIVIDER | POWER | TYPE | RADIO FREQUENCY | NOMINAL POWER SPLITTING | 3 DB | POWER RATING | COMBINER 1 W, SPLITTER 10 W | FREQUENCY RANGE | 4 TO 50 GHZ | AMPLITUDE BALANCE | 0.5 DB | PORT TYPE |  | COMMON PORT |  | HAZARD CLASS |  | CERTIFICATION/STANDARD |  | ADDITIONAL FEATURES | SURFACE MOUNT | [53 empty] | Production Completed
STP_009 - Lot4 | Data Enrichment | RMU | OK | 2023-07-21 | 2023-08-04 |  | 1278328 | 1278328 | EA | FAN,ELEC;100 M3/HR,230 V AC 110 MA 17 W |  |  | FAN,ELECTRICAL;FLOW RATING:100 M3/HR,ELECTRICAL RATING:230 V AC 110 MA 17 W,ENCLOSURE:IP54,OVERALL SIZE:SQ 204 MM,ADDITIONAL FEATURES EN:WITH FILTER,MNFR:01)RS COMPONENTS PTY LTD,PTNO:01)756-9777 | EN_01)100 M3/HR,EN_01)230 V AC 110 MA 17 W,IP54,EN_01)SQ 204 MM,01)WITH FILTER,01)RS COMPONENTS PTY LTD,01)756-9777 |  |  | RS COMPONENTS PTY LTD | RS COMPONENTS PTY LTD | 756-9777 |  | RITTAL | 3239100 |  |  | https://au.rs-online.com/web/p/filter-fans/7569777 | [10 empty] | Enriched | 40101604 Fans | FAN | ELECTRICAL | TYPE |  | BLADE DIAMETER |  | FLOW RATING | 100 M3/HR | SPEED RATING |  | NUMBER OF BLADES |  | ELECTRICAL RATING | 230 VAC, 110 MA, 17 W | DRIVE DETAILS |  | MATERIAL |  | MOUNTING TYPE |  | ENCLOSURE | IP54 | OVERALL SIZE | 204 WDX204 HT MM | CONNECTION LOCATION |  | DIRECTION |  | HAZARD CLASS |  | CERTIFICATION/STANDARD |  | ADDITIONAL FEATURES | C/W FILTER | [41 empty] | Production Completed
STP_009 - Lot4 | Data Enrichment | RMU | OK | 2023-07-21 | 2023-08-04 |  | 1364466 | 1364466 | EA | FAN,ELEC;AIR CONDITIONING, AXIAL, SUCTIO |  |  | FAN,ELECTRICAL;TYPE:AIR CONDITIONING, AXIAL, SUCTION,BLADE DIAMETER:300 MM,ELECTRICAL RATING:1 PH 4P,ADDITIONAL FEATURES EN: CIRCULATING, ASSEMBLY,MNFR:01)MIRAS,PTNO:01)MOEL-MPB45-1 | AIR CONDITIONING, AXIAL, SUCTI,300 MM,EN_01)1 PH 4P,01)CIRCULATING, ASSEMBLY,01)MIRAS,01)MOEL-MPB45-1 |  |  | MIRAS | MIRAS | MOEL-MPB45-1 | [5 empty] | URL NOT FOUND | [10 empty] | Cleansed | 40101604 Fans | FAN | ELECTRICAL | TYPE | AIR CONDITIONING, AXIAL, SUCTION, CIRCULATING | BLADE DIAMETER | 300 MM | FLOW RATING |  | SPEED RATING |  | NUMBER OF BLADES |  | ELECTRICAL RATING | 1 PH, 4P | DRIVE DETAILS |  | MATERIAL |  | MOUNTING TYPE |  | ENCLOSURE |  | OVERALL SIZE |  | CONNECTION LOCATION |  | DIRECTION |  | HAZARD CLASS |  | CERTIFICATION/STANDARD |  | ADDITIONAL FEATURES | ASSEMBLY | [41 empty] | Production Completed
STP_009 - Lot4 | Data Enrichment | RMU | OK | 2023-07-21 | 2023-08-04 |  | 1296196 | 1296196 | EA | FAN,ELEC;AUTO LOUVRE, EXHAUST,PLASTIC |  |  | FAN,ELECTRICAL;TYPE:AUTO LOUVRE, EXHAUST,BLADE DIAMETER:150 MM,ELECTRICAL RATING:240 V 0.27 A 40 W,MATERIAL:PLASTIC,MOUNTING TYPE: WALL,OVERALL SIZE:SQ 245 X DP 190 MM,ADDITIONAL FEATURES EN:VENTILATING,MNFR:01)REXELAUS,PTNO:01)AIR7006A | AUTO LOUVRE, EXHAUST,150 MM,EN_01)240 V 0.27 A 40 W,PLASTIC,WALL,EN_01)SQ 245 X DP 190 MM,01)VENTILATING,01)REXELAUS,01)AIR7006A |  |  | REXELAUS | REXELAUS | AIR7006A | [5 empty] | https://www.rexel.com.au/are/category/HVAC/Ventilation/Exhaust-Fan/EXHAUST-FAN-WALL-150MM-AUTO-LOUVRE/AIR7006A/p/10081739 | [10 empty] | Enriched | 40101604 Fans | FAN | EXHAUST | TYPE | AUTO LOUVRE, EXHAUST, VENTILATING | BLADE DIAMETER | 150 MM | FLOW RATING | 360 M3/HR | SPEED RATING |  | NUMBER OF BLADES |  | ELECTRICAL RATING | 240 V, 0.27 A, 40 W | DRIVE DETAILS |  | MATERIAL | PLASTIC | MOUNTING TYPE | WALL | ENCLOSURE |  | OVERALL SIZE | SQ 245 X DP 190 MM | CONNECTION LOCATION |  | DIRECTION |  | HAZARD CLASS |  | CERTIFICATION/STANDARD |  | ADDITIONAL FEATURES | [42 empty] | Production Completed
STP_009 - Lot4 | Data Enrichment | RMU | OK | 2023-07-21 | 2023-08-04 |  | 1278449 | 1278449 | EA | FAN,ELEC;AXIAL, CONDENSER,9600 M3/HR,P |  |  | FAN,ELECTRICAL;TYPE:AXIAL, CONDENSER,FLOW RATING:9600 M3/HR,SPEED RATING:920 R/MIN,ELECTRICAL RATING:230 V AC 470 W,OVERALL SIZE: DIA 627 X LG 225 MM,ADDITIONAL FEATURES EN:P,MNFR:01)NORTHERN AIRCONDITIONING,PTNO:01)ZIEHL CONDENSER FAN | AXIAL, CONDENSER,EN_01)9600 M3/HR,EN_01)920 R/MIN,EN_01)230 V AC 470 W,EN_01)DIA 627 X LG 225 MM,01)P,01)NORTHERN AIRCONDITIONING,01)ZIEHL CONDENSER FAN |  |  | NORTHERN AIRCONDITIONING | NORTHERN AIRCONDITIONING |  |  | ZIEHL |  |  |  | URL NOT FOUND | [10 empty] | Cleansed | 40101604 Fans | FAN | ELECTRICAL | TYPE | AXIAL,CONDENSER | BLADE DIAMETER |  | FLOW RATING | 9600 M3/HR | SPEED RATING | 920 RPM | NUMBER OF BLADES |  | ELECTRICAL RATING | 230 VAC, 470 W | DRIVE DETAILS |  | MATERIAL |  | MOUNTING TYPE |  | ENCLOSURE |  | OVERALL SIZE | 627 DIAX225 LG MM | CONNECTION LOCATION |  | DIRECTION |  | HAZARD CLASS |  | CERTIFICATION/STANDARD |  | ADDITIONAL FEATURES | [42 empty] | Production Completed
STP_009 - Lot4 | Data Enrichment | RMU | OK | 2023-07-21 | 2023-08-04 |  | 1229376 | 1229376 | EA | FAN,ELEC;AXIAL,55 M3/HR,115 V AC 50 HZ |  |  | FAN,ELECTRICAL;TYPE:AXIAL,FLOW RATING:55 M3/HR,ELECTRICAL RATING:115 V AC 50 HZ,MOUNTING TYPE:PANEL,OVERALL SIZE:WD 148.5 X HT 148.5 MM,ADDITIONAL FEATURES EN:CIRCULATING, SELF-STARTING SHADED POLE MOTOR, C,ER,MNFR:01)RITTAL,PTNO:01)SK3238110 | AXIAL,EN_01)55 M3/HR,EN_01)115 V AC 50 HZ,PANEL,EN_01)WD 148.5 X HT 148.5 MM,01)CIRCULATING, SELF-STARTING,02)ER,01)RITTAL,01)SK3238110 |  |  | RITTAL | RITTAL | SK3238110 | [5 empty] | https://www.rittal.com/ca-en/products/PG0168KLIMA1/PGR1952KLIMA1/PRO0299?variantId=3238110 | [12 empty] | FAN | ELECTRICAL | TYPE | Axial, CIRCULATING | BLADE DIAMETER |  | FLOW RATING | 52 M3/HR | SPEED RATING |  | NUMBER OF BLADES |  | ELECTRICAL RATING | 115 VAC, 50 HZ | DRIVE DETAILS | SELF-STARTING SHADED POLE MOTOR | MATERIAL |  | MOUNTING TYPE | PANEL | ENCLOSURE | IP54 | OVERALL SIZE | 148.5 WDX148.5 HT MM | CONNECTION LOCATION |  | DIRECTION |  | HAZARD CLASS |  | CERTIFICATION/STANDARD |  | ADDITIONAL FEATURES | [42 empty] | Production Completed
STP_009 - Lot4 | Data Enrichment | RMU | OK | 2023-07-21 | 2023-08-04 |  | 1346521 | 1346521 | EA | FAN,ELEC;CENTRIFUGAL, COOLING,7,MIMPNO |  |  | FAN,ELECTRICAL;TYPE:CENTRIFUGAL, COOLING,NUMBER OF BLADES:7,ELECTRICAL RATING:415 V AC 4 KW 3 PH 50 HZ,OVERALL SIZE:DIA 630 MM, ADDITIONAL FEATURES EN:C/W GUARD,MNFR:01)MIMPNO,PTNO:01)Z05823 | CENTRIFUGAL, COOLING,EN_01)415 V AC 4 KW 3 PH 50 HZ,EN_01)DIA 630 MM,01)C/W GUARD,01)MIMPNO,01)Z05823 |  |  | MIMPNO | MIMPNO | Z05823 | [18 empty] | FAN | ELECTRICAL | TYPE | CENTRIFUGAL,COOLING | BLADE DIAMETER | 630 MM | FLOW RATING |  | SPEED RATING |  | NUMBER OF BLADES | 7 | ELECTRICAL RATING | 415 VAC, 4 KW, 3 PH, 50 HZ | DRIVE DETAILS |  | MATERIAL |  | MOUNTING TYPE |  | ENCLOSURE |  | OVERALL SIZE |  | CONNECTION LOCATION |  | DIRECTION |  | HAZARD CLASS |  | CERTIFICATION/STANDARD |  | ADDITIONAL FEATURES | C/W GUARD | [41 empty] | Production Completed
STP_009 - Lot4 | Data Enrichment | RMU | OK | 2023-07-21 | 2023-08-04 |  | 1229159 | 1229159 | EA | FAN,ELEC;TUBE AXIAL,19 R/MIN,230 V 50 HZ |  |  | FAN,ELECTRICAL;TYPE:TUBE AXIAL,SPEED RATING:19 R/MIN,ELECTRICAL RATING:230 V 50 HZ,MATERIAL:STEEL GALVANIZED,ENCLOSURE:IP44, OVERALL SIZE:460 MM,ADDITIONAL FEATURES EN:ASSY,MNFR:01)FANTECH,PTNO:01)RP356 | TUBE AXIAL,EN_01)19 R/MIN,EN_01)230 V 50 HZ,STEEL GALVANIZED,IP44,EN_01)460 MM,01)ASSY,01)FANTECH,01)RP356 |  |  | FANTECH | FANTECH | RP356 | [5 empty] | https://www.fantech.com.au/FanData.aspx?RangeID=3&Pid=RP356 | [10 empty] | Enriched | 40101604 Fans | FAN | ELECTRICAL | TYPE | TUBE AXIAL | BLADE DIAMETER |  | FLOW RATING |  | SPEED RATING | 19 RPS | NUMBER OF BLADES |  | ELECTRICAL RATING | 230 VAC, 0.58 A, 50 HZ | DRIVE DETAILS | MOTOR | MATERIAL | STEEL GALVANIZED | MOUNTING TYPE | wall/ceiling | ENCLOSURE | IP44 | OVERALL SIZE | 460X422 MM | CONNECTION LOCATION |  | DIRECTION |  | HAZARD CLASS |  | CERTIFICATION/STANDARD |  | ADDITIONAL FEATURES | ASSEMBLY | [41 empty] | Production Completed
STP_009 - Lot4 | Data Enrichment | RMU | OK | 2023-07-21 | 2023-08-04 |  | 1359715 | 1359715 | EA | FAN;AUTO LOUVRE EXHAUST DUCT,360 M3/HR |  |  | FAN;TYPE:AUTO LOUVRE EXHAUST DUCT,BLADE DIAMETER:148 MM,FLOW RATING:360 M3/HR,MOUNTING TYPE:WINDOW,OVERALL SIZE:150 MM,MNFR:01) CLIPSAL,PTNO:01)7005A | 01)CLIPSAL,01)7005A,EN_01)AUTO LOUVRE EXHAUST DUCT,148 MM,360 M3/HR,WINDOW,150 MM |  |  | CLIPSAL | CLIPSAL | 7005A | [5 empty] | https://eref.se.com/au/en/clipsal/product-pdf/7005A | [10 empty] | Enriched | 40101604 Fans | FAN | EXHAUST | TYPE | AUTO LOUVRE | BLADE DIAMETER | 148 MM | FLOW RATING | 360 M3/HR | SPEED RATING |  | NUMBER OF BLADES |  | ELECTRICAL RATING | 230 TO 240 VAC, 45 W | DRIVE DETAILS |  | MATERIAL |  | MOUNTING TYPE | WINDOW | ENCLOSURE | IPx4 | OVERALL SIZE | 150 MM | CERTIFICATION/STANDARD |  | ADDITIONAL FEATURES | [48 empty] | Production Completed
STP_009 - Lot4 | Data Enrichment | RMU | OK | 2023-07-21 | 2023-08-04 |  | 1229749 | 1229749 | EA | FAN;COLNG, COVER,ASSY, SUIT ABUS A,ABUS |  |  | FAN;COOLING, COVER,ADDITIONAL FEATURES EN:ASSY, SUIT ABUS A,MNFR:01)ABUS,PTNO:01)AN13388 | 01)ABUS,01)AN13388,EN_01)COOLING, COVER,01)ASSY, SUIT ABUS A |  |  | ABUS | ABUS | AN13388 | [5 empty] | https://store.konecranes.com/cpc/en/COVER-FAN-COVER/p?p=km2LfxL4Bzm9O4cOd17ZNA%3D%3D_AN-13388 | [10 empty] | Cleansed | 40101600 Air circulation and parts and accessories | COVER | NO MODIFIER | TYPE | COOLING FAN | SIZE |  | MATERIAL |  | HAZARD CLASS |  | CERTIFICATION/STANDARD |  | ADDITIONAL FEATURES | ASSEMBLY | [61 empty] | Production Completed
STP_009 - Lot4 | Data Enrichment | RMU | OK | 2023-07-21 | 2023-08-04 |  | 1229753 | 1229753 | EA | FAN;COLNG, LONG TRAVEL,ASSY, SUIT,ABUS |  |  | FAN;COOLING, LONG TRAVEL,ADDITIONAL FEATURES EN:ASSY, SUIT,MNFR:01)ABUS,PTNO:01)AN101146 | 01)ABUS,01)AN101146,EN_01)COOLING, LONG TRAVEL,01)ASSY, SUIT |  |  | ABUS | ABUS | AN101146 | [5 empty] | https://store.konecranes.com/cpc/en/FAN/p?p=wC9NIlq7xxm9O4cOd17ZNA%3D%3D_AN-101146 | [10 empty] | Cleansed | 40101604 Fans | FAN | COOLING | TYPE | LONG TRAVEL | BLADE DIAMETER |  | FLOW RATING |  | SPEED RATING |  | NUMBER OF BLADES |  | ELECTRICAL RATING |  | DRIVE DETAILS |  | MATERIAL |  | MOUNTING TYPE |  | ENCLOSURE |  | OVERALL SIZE |  | CERTIFICATION/STANDARD |  | ADDITIONAL FEATURES | ASSEMBLY | [47 empty] | Production Completed
STP_009 - Lot4 | Data Enrichment | RMU | OK, SERIES MATCH | 2023-07-21 | 2023-08-04 |  | 1229158 | 1229158 | EA | FAN;TUBE AXIAL,FANTECH,SQB031-4G1050 |  |  | FAN;TYPE:TUBE AXIAL,MNFR:01)FANTECH,PTNO:01)SQB031-4G1050 | 01)FANTECH,01)SQB031-4G1050,EN_01)TUBE AXIAL |  |  | FANTECH | FANTECH | SQB031-4G1050 | [5 empty] | https://www.fantech.com.au/FanData.aspx?AppID=M3&RangeID=1014&Pid=SQB0314 | [10 empty] | Cleansed | 40101604 Fans | FAN | No Modifier | TYPE | TUBE AXIAL | BLADE DIAMETER | 315 MM | FLOW RATING |  | SPEED RATING | 24 RPS | NUMBER OF BLADES |  | DRIVE DETAILS | MOTOR | MATERIAL | stainless steel CASE | MOUNTING TYPE |  | OVERALL SIZE | 430X380 MM | HAZARD CLASS |  | CERTIFICATION/STANDARD |  | ADDITIONAL FEATURES | [50 empty] | Production Completed
STP_009 - Lot4 | Data Enrichment | RMU | OK, SERIES MATCH, PRODUCT DIFFERS PROCESSED PER URL | 2023-07-21 | 2023-08-04 |  | 1253682 | 1253682 | EA | HOLDER,FUS;100 A,PLSTC,PLP,D-K490 | PORTAFUSIBLE;100 A | SUPPRT FUSIBLE;100 A | HOLDER,FUSE;CURRENT RATING:100 A,HOLDER MATERIAL:PLASTIC,ADDITIONAL FEATURES EN:PLP,D-K490 | 100 A,EN_01)PLASTIC,01)PLP,D-K490,01)PREFORMED LINE PRODUCTS,01)D-K490,01)PREFORMED LINE PRODUCTS,01)D-K490 | D-K490 | 1068388 | PREFORMED LINE PRODUCTS (AUST) | PREFORMED LINE PRODUCTS (AUST) | D-K490 | [5 empty] | https://www.transnet.co.nz/shop/Circuit+Protection+%26+Fuses/LV+Overhead+Fuse+Switches/K491+Insulation+Piercing+%28IPC%29+Fuse+Carrier.html | [10 empty] | Enriched | 39121624 Fuse holder | HOLDER | FUSE | TYPE | CARRIER | FUSE TYPE |  | NUMBER OF FUSES/POLES |  | FUSE SIZE | 22X58 mm | VOLTAGE RATING |  | CURRENT RATING | 100 A | HOLDER MATERIAL | PLASTIC | TERMINAL TYPE |  | SIZE |  | HAZARD CLASS |  | CERTIFICATION/STANDARD |  | ADDITIONAL FEATURES | [50 empty] | Production Completed
STP_009 - Lot4 | Data Enrichment | RMU | OK | 2023-07-21 | 2023-08-04 |  | 1282428 | 1282428 | EA | HOLDER,FUS;415 VAC,100 A |  |  | HOLDER,FUSE;VOLTAGE RATING:415 VAC,CURRENT RATING:100 A,ADDITIONAL FEATURES EN:6/35MM2, SERVICE ITEM 13 (SCM) (P20), QESI27/97, MNFR:01)ENERGYQLD,PTNO:01)426142 | 415 VAC,100 A,01)6/35MM2, SERVICE ITEM 13 (S,01)ENERGYQLD,01)426142 |  |  | ENERGYQLD | ENERGYQLD | 426142 | [5 empty] | URL NOT FOUND | [10 empty] | Cleansed | 39121624 Fuse holder | HOLDER | FUSE | TYPE |  | FUSE TYPE |  | NUMBER OF FUSES/POLES |  | FUSE SIZE |  | VOLTAGE RATING | 415 VAC | CURRENT RATING | 100 A | HOLDER MATERIAL |  | TERMINAL TYPE |  | SIZE |  | HAZARD CLASS |  | CERTIFICATION/STANDARD |  | ADDITIONAL FEATURES | CONDUCTOR SIZE: 6/35 MM2, SERVICE ITEM 13 (SCM) (P20), QESI27/97 | [49 empty] | Production Completed
STP_009 - Lot4 | Data Enrichment | RMU | OK | 2023-07-21 | 2023-08-04 |  | 1282157 | 1282157 | EA | HOLDER,FUS;440 VAC,32 A |  |  | HOLDER,FUSE;VOLTAGE RATING:440 VAC,CURRENT RATING:32 A,ADDITIONAL FEATURES EN:BACK WIRED TO 2 STUDS, BLACK, SUIT NS LINKS (P5, MNFR:01)ENERGYQLD,PTNO:01)2406242 | 440 VAC,32 A,01)BACK WIRED TO 2 STUDS, BLAC,01)ENERGYQLD,01)2406242 |  |  | ENERGYQLD | ENERGYQLD | 2406242 | [5 empty] | URL NOT FOUND | [10 empty] | Cleansed | 39121624 Fuse holder | HOLDER | FUSE | TYPE |  | FUSE TYPE |  | NUMBER OF FUSES/POLES |  | FUSE SIZE |  | VOLTAGE RATING | 440 VAC | CURRENT RATING | 32 A | HOLDER MATERIAL |  | TERMINAL TYPE |  | SIZE |  | HAZARD CLASS |  | CERTIFICATION/STANDARD |  | ADDITIONAL FEATURES | BACK WIRED TO 2 STUDS, COLOUR: BLACK, FOR NS LINKS P5 | [49 empty] | Production Completed
STP_009 - Lot4 | Data Enrichment | RMU | OK | 2023-07-21 | 2023-08-04 |  | 1298390 | 1298390 | EA | HOLDER,FUS;660 VAC,200 A,CERMC, REDSP |  |  | HOLDER,FUSE;VOLTAGE RATING:660 VAC,CURRENT RATING:200 A,ADDITIONAL FEATURES EN:CERAMIC, REDSP,MNFR:01)GEC,PTNO:01)RS200H | 660 VAC,200 A,01)CERAMIC, REDSP,01)GEC,01)RS200H |  |  | GEC | GEC | RS200H | EATON |  |  |  |  | https://www.eaton.com/content/dam/eaton/products/electrical-circuit-protection/bussmann-iec-low-voltage-fuses/bussmann-british-standard-fuse-holders/eaton-bussmann-redspot-fuseholders-datasheet-10024-en-uk.pdf | [10 empty] | Enriched | 39121624 Fuse holder | HOLDER | FUSE | TYPE | Front connected | FUSE TYPE |  | NUMBER OF FUSES/POLES |  | FUSE SIZE |  | VOLTAGE RATING | 660 VAC | CURRENT RATING | 200 A | HOLDER MATERIAL |  | TERMINAL TYPE |  | SIZE |  | HAZARD CLASS |  | CERTIFICATION/STANDARD | BS88-2, IEC 60269-2 | ADDITIONAL FEATURES | CERAMIC FUSE, SERIES: RED SPOT | [49 empty] | Production Completed
STP_009 - Lot4 | Data Enrichment | RMU | OK | 2023-07-21 | 2023-08-04 |  | 1344570 | 1344570 | EA | HOLDER,FUS;690 VAC,100 A,GEC,RS100PH |  |  | HOLDER,FUSE;VOLTAGE RATING:690 VAC,CURRENT RATING:100 A,ADDITIONAL FEATURES EN:FRONT/BACK CONNECTING TCP10,MNFR:01)GEC,PTNO:01) RS100PH | 690 VAC,100 A,01)FRONT/BACK CONNECTING TCP10,01)GEC,01)RS100PH |  |  | GEC | GEC | RS100PH | EATON |  |  |  |  | https://www.eaton.com/content/dam/eaton/products/electrical-circuit-protection/bussmann-iec-low-voltage-fuses/bussmann-british-standard-fuse-holders/eaton-bussmann-redspot-fuseholders-datasheet-10024-en-uk.pdf | [10 empty] | Cleansed | 39121624 Fuse holder | HOLDER | FUSE | TYPE | Front/Back stud connected | FUSE TYPE |  | NUMBER OF FUSES/POLES |  | FUSE SIZE |  | VOLTAGE RATING | 690 VAC | CURRENT RATING | 100 A | HOLDER MATERIAL |  | TERMINAL TYPE |  | SIZE |  | HAZARD CLASS |  | CERTIFICATION/STANDARD | BS88-2, IEC 60269-2 | ADDITIONAL FEATURES | TCP10 FUSE | [49 empty] | Production Completed
STP_009 - Lot4 | Data Enrichment | RMU | OK | 2023-07-21 | 2023-08-04 |  | 1282572 | 1282572 | EA | HOLDER,FUS;BASE AND CARRIER,500 VAC |  |  | HOLDER,FUSE;TYPE:BASE AND CARRIER,VOLTAGE RATING:500 VAC,CURRENT RATING:100 A,ADDITIONAL FEATURES EN:6/50MM2, ETS 14-04-01 (P20) (SCM),MNFR:01)ENERGYQLD,PTNO:01)141106 | BASE AND CARRIER,500 VAC,100 A,01)6/50MM2, ETS 14-04-01 (P20),01)ENERGYQLD,01)141106 |  |  | ENERGYQLD | ENERGYQLD | 141106 | [5 empty] | URL NOT FOUND | [10 empty] | Cleansed | 39121624 Fuse holder | HOLDER | FUSE | TYPE | BASE AND CARRIER | FUSE TYPE |  | NUMBER OF FUSES/POLES |  | FUSE SIZE |  | VOLTAGE RATING | 500 VAC | CURRENT RATING | 100 A | HOLDER MATERIAL |  | TERMINAL TYPE |  | SIZE |  | HAZARD CLASS |  | CERTIFICATION/STANDARD |  | ADDITIONAL FEATURES | CONDUCTOR SIZE: 6/50 MM2, ETS 14-04-01 (P20) (SCM) | [49 empty] | Production Completed
STP_009 - Lot4 | Data Enrichment | RMU | OK | 2023-07-21 | 2023-08-04 |  | 1282253 | 1282253 | EA | HOLDER,FUS;CARRIER,24 KV,100 A |  |  | HOLDER,FUSE;TYPE:CARRIER,VOLTAGE RATING:24 KV,CURRENT RATING:100 A,ADDITIONAL FEATURES EN:SUIT EXPULSION DROP OUT FUSE, ETS 06-03- 0,MNFR:01)ENERGYQLD,PTNO:01)2406244 | CARRIER,24 KV,100 A,01)SUIT EXPULSION DROP OUT FUS,01)ENERGYQLD,01)2406244 |  |  | ENERGYQLD | ENERGYQLD | 2406244 | [5 empty] | URL NOT FOUND | [10 empty] | Cleansed | 39121624 Fuse holder | HOLDER | FUSE | TYPE | CARRIER | FUSE TYPE |  | NUMBER OF FUSES/POLES |  | FUSE SIZE |  | VOLTAGE RATING | 24 KV | CURRENT RATING | 100 A | HOLDER MATERIAL |  | TERMINAL TYPE |  | SIZE |  | HAZARD CLASS |  | CERTIFICATION/STANDARD |  | ADDITIONAL FEATURES | FOR EXPULSION DROP OUT FUSE, ETS 06-03- 0 | [49 empty] | Production Completed
STP_009 - Lot4 | Data Enrichment | RMU | OK, NM SUGGESTED BY MUF | 2023-07-21 | 2023-08-04 |  | 1381681 | 1381681 | EA | HOLDER,FUS;FAILURE INDICATING,NE,CRL |  |  | HOLDER,FUSE;TYPE:FAILURE INDICATING,ADDITIONAL FEATURES EN:NEON,MNFR:01)CRL,PTNO:01)3061 | FAILURE INDICATING,01)NEON,01)CRL,01)3061 |  |  | CRL | CRL | 3061 | [5 empty] | URL NOT FOUND | [10 empty] | Cleansed | 39121624 Fuse holder | HOLDER | FUSE | TYPE | FAILURE INDICATING, NEON | FUSE TYPE |  | NUMBER OF FUSES/POLES |  | FUSE SIZE |  | VOLTAGE RATING |  | CURRENT RATING |  | HOLDER MATERIAL |  | TERMINAL TYPE |  | SIZE |  | HAZARD CLASS |  | CERTIFICATION/STANDARD |  | ADDITIONAL FEATURES | [50 empty] | Production Completed
STP_009 - Lot4 | Data Enrichment | RMU | OK | 2023-07-21 | 2023-08-04 |  | 1282596 | 1282596 | EA | HOLDER,FUS;HRC,415 VAC,160 A,DIN,00 |  |  | HOLDER,FUSE;TYPE:HRC,VOLTAGE RATING:415 VAC,CURRENT RATING:160 A,TERMINAL TYPE:DIN,SIZE:00,ADDITIONAL FEATURES EN:6/95MM2, SERVICE, IPC TERMINALS, TO SUIT LINKS, (P24) (SCM),MNFR:01)ENERGYQLD,PTNO:01)426146 | HRC,415 VAC,160 A,DIN,EN_01)00,01)6/95MM2, SERVICE, IPC TERMI,02) (P24) (SCM),01)ENERGYQLD,01)426146 |  |  | ENERGYQLD | ENERGYQLD | 426146 | [5 empty] | URL NOT FOUND | [10 empty] | Cleansed | 39121624 Fuse holder | HOLDER | FUSE | TYPE |  | FUSE TYPE | HRC | NUMBER OF FUSES/POLES |  | FUSE SIZE | 00 | VOLTAGE RATING | 415 VAC | CURRENT RATING | 160 A | HOLDER MATERIAL |  | TERMINAL TYPE | Insulation Piercing | SIZE |  | HAZARD CLASS |  | CERTIFICATION/STANDARD |  | ADDITIONAL FEATURES | CONDUCTOR SIZE: 6/95 MM2,SERVICE, DIN MOUNT, FOR LINKS,(P24) (SCM) | [49 empty] | Production Completed
STP_009 - Lot4 | Data Enrichment | RMU | OK | 2023-07-21 | 2023-08-04 |  | 1282208 | 1282208 | EA | HOLDER,FUS;PANEL |  |  | HOLDER,FUSE;TYPE:PANEL,ADDITIONAL FEATURES EN:TERMINAL PANEL WIDTH TO BE 46MM,MNFR:01)ENERGYQLD,PTNO:01)1103813 | PANEL,01)TERMINAL PANEL WIDTH TO BE,01)ENERGYQLD,01)1103813 |  |  | ENERGYQLD | ENERGYQLD | 1103813 | [5 empty] | URL NOT FOUND | [10 empty] | Cleansed | 39121624 Fuse holder | HOLDER | FUSE | TYPE | PANEL | FUSE TYPE |  | NUMBER OF FUSES/POLES |  | FUSE SIZE |  | VOLTAGE RATING |  | CURRENT RATING |  | HOLDER MATERIAL |  | TERMINAL TYPE |  | SIZE |  | HAZARD CLASS |  | CERTIFICATION/STANDARD |  | ADDITIONAL FEATURES | TERMINAL PANEL WIDTH TO BE 46MM | [49 empty] | Production Completed
STP_009 - Lot4 | Data Enrichment | RMU | OK | 2023-07-21 | 2023-08-04 |  | 1282219 | 1282219 | EA | HOLDER,FUS;PANEL |  |  | HOLDER,FUSE;TYPE:PANEL,MNFR:01)ENERGYQLD,PTNO:01)1103815 | PANEL,01)ENERGYQLD,01)1103815 |  |  | ENERGYQLD | ENERGYQLD | 1103815 | [5 empty] | URL NOT FOUND | [10 empty] | Cleansed | 39121624 Fuse holder | HOLDER | FUSE | TYPE | PANEL | FUSE TYPE |  | NUMBER OF FUSES/POLES |  | FUSE SIZE |  | VOLTAGE RATING |  | CURRENT RATING |  | HOLDER MATERIAL |  | TERMINAL TYPE |  | SIZE |  | HAZARD CLASS |  | CERTIFICATION/STANDARD |  | ADDITIONAL FEATURES | [50 empty] | Production Completed
STP_009 - Lot4 | Data Enrichment | RMU | OK | 2023-07-21 | 2023-08-04 |  | 1353569 | 1353569 | EA | HOLDER,FUS;WATERPROOF,30 A,PKT OF 10 |  |  | HOLDER,FUSE;TYPE:WATERPROOF,CURRENT RATING:30 A,TERMINAL TYPE:BLADE STANDARD,ADDITIONAL FEATURES EN:PKT OF 10,MNFR:01)ASHDOWN, PTNO:01)54407/10 | WATERPROOF,30 A,BLADE STANDARD,01)PKT OF 10,01)ASHDOWN,01)54407/10 |  |  | ASHDOWN | ASHDOWN | 54407/10 | [5 empty] | https://www.blackwoods.com.au/automotive/workshop-tools-equipment/automotive-tools/narva-54407-10-weatherproof-standard-ats-blade-fuse-holder-30amp-box-of-10/p/01975523 | [10 empty] | Cleansed | 39121624 Fuse holder | HOLDER | FUSE | TYPE | WATERPROOF | FUSE TYPE |  | NUMBER OF FUSES/POLES |  | FUSE SIZE |  | VOLTAGE RATING |  | CURRENT RATING | 30 A | HOLDER MATERIAL |  | TERMINAL TYPE | STANDARD BLADE | SIZE |  | HAZARD CLASS |  | CERTIFICATION/STANDARD |  | ADDITIONAL FEATURES | QUANTITY: 10 PACK | [49 empty] | Production Completed
STP_009 - Lot4 | Data Enrichment | RMU | OK | 2023-07-21 | 2023-08-04 |  | 1229355 | 1229355 | EA | HOLDER,LMP;TOMBSTONE SHAPE,FLUORESCENT |  |  | HOLDER,LAMP;TYPE:TOMBSTONE SHAPE,LAMP TYPE:FLUORESCENT,POWER RATING:40 W,VOLTAGE RATING:250 V,MOUNTING TYPE:SCREW,TERMINAL TYPE: SCREW,ADDITIONAL FEATURES EN:SINGLE, NB: SHAPE ONLY ACCEPTABLE,MNFR:01)HPMLGRND,PTNO:01)380 | TOMBSTONE SHAPE,FLUORESCENT,40 W,250 V,SCREW,EN_01)SCREW,01)SINGLE, NB: SHAPE ONLY ACCE,01)HPMLGRND,01)380 |  |  | HPMLGRND | HPMLGRND | 380 | [5 empty] | URL NOT FOUND | [10 empty] | Cleansed | 39101803 Lamp base | HOLDER | LAMP | TYPE | TOMBSTONE SHAPE | LAMP TYPE | FLUORESCENT | POWER RATING | 40 W | VOLTAGE RATING | 250 V | LAMP BASE |  | HOLDER MATERIAL |  | SIZE |  | MOUNTING TYPE |  | TERMINAL TYPE | SCREW | HAZARD CLASS |  | CERTIFICATION/STANDARD |  | ADDITIONAL FEATURES | SINGLE, NB: SHAPE ONLY ACCEPTABLE | [48 empty] | NB: SHAPE ONLY ACCEPTABLE | Production Completed
STP_009 - Lot4 | Data Enrichment | RMU | OK | 2023-07-21 | 2023-08-04 |  | 1294829 | 1294829 | EA | HOLDER,MACHNG TL;CUTTING, PARTING-OFF |  |  | HOLDER,MACHINING TOOL;STYLE:CUTTING, PARTING-OFF,HOLDER SIZE:WD 3 X LG 109 MM,ADDITIONAL FEATURES EN:BLOCK TYPE, 21.4MM H, 26MM H, MNFR:01)SUMITOMO,PTNO:01)STFH26-3 | CUTTING, PARTING-OFF,EN_01)WD 3 X LG 109 MM,01)BLOCK TYPE, 21.4MM H, 26MM,01)SUMITOMO,01)STFH26-3 |  |  | SUMITOMO | SUMITOMO | STFH26-3 | [5 empty] | https://id.c.misumi-ec.com/book/SED1_ENG_T01/digitalcatalog.html?page_num=F36 | https://www.toolsunited.com/App/EN/Article/ArticleDetailsPage/24696400130734491 | [9 empty] | Cleansed | 23242100 Metal cutting machine attachments | HOLDER | MACHINING TOOL | STYLE | CUTTING, PARTING-OFF, BLOCK | HOLDER SIZE | 109 LGX3 WDX26 HT MM | MATERIAL |  | MATERIAL SPECIFICATION |  | HAZARD CLASS |  | CERTIFICATION/STANDARD |  | ADDITIONAL FEATURES | 21.4 MM HT | [59 empty] | Production Completed
STP_009 - Lot4 | Data Enrichment | RMU | OK | 2023-07-21 | 2023-08-04 |  | 1384337 | 1384337 | EA | HOLDER,MACHNG TL;FLOATING TAP,M3-M25 |  |  | HOLDER,MACHINING TOOL;STYLE:FLOATING TAP,HOLDER SIZE:M3-M25,ADDITIONAL FEATURES EN:T007 BT40 X ER32 INTERNET QUOTATION,MNFR:01) HARE | FLOATING TAP,EN_01)M3-M25,01)T007 BT40 X ER32 INTERNET Q,01)HARE & FORBES,01)M3-M25 |  |  | HARE | HARE | T007 BT40 X ER32 | [5 empty] | https://www.machines4u.com.au/view/advert/T007-BT40-x-ER32-Floating-Tap-Holder-M3-M25/211111/ | [10 empty] | Cleansed | 23242100 Metal cutting machine attachments | HOLDER | MACHINING TOOL | STYLE | FLOATING TAP | HOLDER SIZE | M3 TO M25 | MATERIAL |  | MATERIAL SPECIFICATION |  | HAZARD CLASS |  | CERTIFICATION/STANDARD |  | ADDITIONAL FEATURES | [60 empty] | Production Completed
STP_009 - Lot4 | Data Enrichment | RMU | OK | 2023-07-21 | 2023-08-04 |  | 1384219 | 1384219 | EA | HOLDER,MACHNG TL;SCREW IN, RH,16 MM |  |  | HOLDER,MACHINING TOOL;STYLE:SCREW IN, RH,HOLDER SIZE:16 MM,ADDITIONAL FEATURES EN:NUMBER: 1909413,MNFR:01)HARE AND FORBES,PTNO:01) L | SCREW IN, RH,EN_01)16 MM,01)NUMBER: 1909413,01)HARE & FORBES,01)L017 |  |  | HARE AND FORBES | HARE AND FORBES | 1909413 | [5 empty] | URL NOT FOUND | [10 empty] | Cleansed | 23242100 Metal cutting machine attachments | HOLDER | MACHINING TOOL | STYLE | SCREW IN,RH | HOLDER SIZE | 16 MM | MATERIAL |  | MATERIAL SPECIFICATION |  | HAZARD CLASS |  | CERTIFICATION/STANDARD |  | ADDITIONAL FEATURES | [60 empty] | Production Completed
STP_009 - Lot4 | Data Enrichment | RMU | OK, PRODUCT DIFFERS PROCESSED PER URL | 2023-07-21 | 2023-08-04 |  | 1286295 | 1286295 | EA | HOLDER;ROLR, OUTER CONVEYOR RETURN BRACK |  |  | HOLDER;TYPE:ROLLER, OUTER CONVEYOR RETURN BRACKET,MNFR:01)LINCOM,PTNO:01)48.11.0055 | 01)LINCOM,01)48.11.0055,EN_01)ROLLER, OUTER CONVEYOR R |  |  | LINCOM | LINCOM | 48.11.0055 | [5 empty] | URL NOT FOUND | [10 empty] | Cleansed | 24101700 Conveyors and accessories | BRACKET | NO MODIFIER | TYPE | ROLLER, OUTER CONVEYOR RETURN | SIZE |  | HOLE/SLOT SIZE |  | NUMBER OF HOLES/SLOTS |  | MATERIAL |  | CAPACITY |  | COATING/FINISH |  | COLOUR |  | HAZARD CLASS |  | CERTIFICATION/STANDARD |  | ADDITIONAL FEATURES | [52 empty] | Production Completed
STP_009 - Lot4 | Data Enrichment | RMU | OK, PRODUCT DIFFERS PROCESSED PER URL | 2023-07-21 | 2023-08-04 |  | 1299952 | 1299952 | EA | HOLDER;ROLR, RETURN IDLER BRACKET |  |  | HOLDER;TYPE:ROLLER, RETURN IDLER BRACKET,MATERIAL:STEEL GALVANIZED,MNFR:01)PROK,PTNO:01)1035-22-038 | 01)PROK,01)1035-22-038,EN_01)ROLLER, RETURN IDLER BRA,EN_01)STEEL GALVANIZED |  |  | PROK | PROK | 1035-22-038 | [5 empty] | https://www.web-tech.com.au/wp-content/uploads/Prok-Sandvick-Idler-Selection-Data.pdf | https://www.blackwoods.com.au/manual-handling-storage/site-equipment/conveyor-equipments/prok-bracket-return-galvanised-1035-22-038/p/00410537 | [9 empty] | Cleansed | 24101733 Conveyor return idler bracket | BRACKET | NO MODIFIER | TYPE | ROLLER, RETURN IDLER | SIZE |  | HOLE/SLOT SIZE |  | NUMBER OF HOLES/SLOTS |  | MATERIAL | STEEL GALVANIZED | CAPACITY |  | COATING/FINISH |  | COLOUR |  | HAZARD CLASS |  | CERTIFICATION/STANDARD |  | ADDITIONAL FEATURES | [52 empty] | Production Completed
STP_009 - Lot4 | Data Enrichment | RMU | OK | 2023-07-21 | 2023-08-04 |  | 1384146 | 1384146 | EA | HOLDER;WHIP CHECK,L,STL |  |  | HOLDER;TYPE:WHIP CHECK,SIZE:L,MATERIAL:STEEL,MNFR:01)BURWELL TECHNOLOGIES P/L,PTNO:01)0503-5013 | 01)BURWELL TECHNOLOGIES P/L,01)0503-5013,EN_01)WHIP CHECK,EN_01)L,EN_01)STEEL |  |  | BURWELL TECHNOLOGIES P/L | BURWELL TECHNOLOGIES P/L | 0503-5013 | [5 empty] | https://www.burwell.com.au/assets/volumes/downloads/PRODUCT-GUIDE-2020_OCTOBER.pdf | [10 empty] | Enriched | 12142100 Industrial use gases | HOLDER | No Modifier | TYPE | LARGE WHIP CHECK | SIZE | 45 TO 90 MM OD | MATERIAL | STEEL | HAZARD CLASS |  | CERTIFICATION/STANDARD |  | ADDITIONAL FEATURES | [62 empty] | Production Completed
STP_009 - Lot4 | Data Enrichment | RMU | OK | 2023-07-21 | 2023-08-04 |  | 1384484 | 1384484 | EA | HOLDER;WHIP CHECK,S,STL |  |  | HOLDER;TYPE:WHIP CHECK,SIZE:S,MATERIAL:STEEL,ADDITIONAL FEATURES EN:QUOTE REFERS TV3509,MNFR:01)BURWELL TECHNOLOGIES,PTNO:01)0503- 5012 | 01)BURWELL TECHNOLOGIES,01)0503-5012,EN_01)WHIP CHECK,EN_01)S,EN_01)STEEL,01)QUOTE REFERS TV3509 |  |  | BURWELL TECHNOLOGIES | BURWELL TECHNOLOGIES | 0503-5012 | [5 empty] | https://www.burwell.com.au/assets/volumes/downloads/PRODUCT-GUIDE-2020_OCTOBER.pdf | [10 empty] | Enriched | 12142100 Industrial use gases | HOLDER | No Modifier | TYPE | SMALL WHIP CHECK | SIZE | 15 TO 60 MM OD | MATERIAL | STEEL | HAZARD CLASS |  | CERTIFICATION/STANDARD |  | ADDITIONAL FEATURES | QUOTE REFERS TV3509 | [61 empty] | Production Completed
STP_009 - Lot4 | Data Enrichment | RMU | OK, PRODUCT DIFFERS PROCESSED PER URL | 2023-07-21 | 2023-08-04 |  | 1302709 | 1302709 | EA | HOLDER,SPR;KSB E100-20 PUMP SEAL |  |  | HOLDER,SPRING;ADDITIONAL FEATURES EN:KSB E100-20 PUMP SEAL,MNFR:01)AJAXPUMP,PTNO:01)21361HF | 01)KSB E100-20 PUMP SEAL,01)AJAXPUMP,01)21361HF |  |  | AJAXPUMP | AJAXPUMP | 21361HF | [5 empty] | http://firepump.com.sg/attachments/Firepump/products/2/Ajax%20Elite%20Type%20Series%20Booklet.pdf | [10 empty] | Enriched | 31411700 Mechanical seals | SEAL | NO MODIFIER | TYPE | spring | DIMENSIONS |  | MATERIAL |  | HAZARD CLASS |  | CERTIFICATION/STANDARD |  | ADDITIONAL FEATURES | FOR KSB E100-20 PUMP | [61 empty] | Production Completed
STP_009 - Lot4 | Data Enrichment | RMU | OK, PRODUCT DIFFERS PROCESSED PER URL | 2023-07-21 | 2023-08-04 |  | 1302714 | 1302714 | EA | HOLDER,SPR;KSB E100-40 SHAFT SEAL S |  |  | HOLDER,SPRING;ADDITIONAL FEATURES EN:KSB E100-40 SHAFT SEAL S,MNFR:01)AJAXPUMP,PTNO:01)36-45-HF | 01)KSB E100-40 SHAFT SEAL S,01)AJAXPUMP,01)36-45-HF |  |  | AJAXPUMP | AJAXPUMP | 36-45-HF | [5 empty] | http://firepump.com.sg/attachments/Firepump/products/2/Ajax%20Elite%20Type%20Series%20Booklet.pdf | [10 empty] | Cleansed | 31411700 Mechanical seals | SEAL | NO MODIFIER | TYPE | SHAFT, spring | DIMENSIONS |  | MATERIAL |  | HAZARD CLASS |  | CERTIFICATION/STANDARD |  | ADDITIONAL FEATURES | FOR KSB E100-40 PUMP | [61 empty] | Production Completed
STP_009 - Lot4 | Data Enrichment | RMU | OK, PRODUCT DIFFERS PROCESSED PER URL | 2023-07-21 | 2023-08-04 |  | 1302704 | 1302704 | EA | HOLDER,SPR;KSB IS250-315 SHAFT SEAL |  |  | HOLDER,SPRING;ADDITIONAL FEATURES EN:KSB IS250-315 SHAFT SEAL,MNFR:01)AJAXPUMP,PTNO:01)36AE31-HG | 01)KSB IS250-315 SHAFT SEAL,01)AJAXPUMP,01)36AE31-HG |  |  | AJAXPUMP | AJAXPUMP | 36AE31-HG | [5 empty] | URL NOT FOUND | [10 empty] | Cleansed | 31411700 Mechanical seals | SEAL | NO MODIFIER | TYPE | SHAFT | DIMENSIONS |  | MATERIAL |  | HAZARD CLASS |  | CERTIFICATION/STANDARD |  | ADDITIONAL FEATURES | FOR KSB IS250-315 PUMP | [61 empty] | Production Completed