## Sheet1
Project | Activities | Production User | Production Comments | Start Date | End Date | Remarks | Griha ID | MATNR | MEINS | MAKTX_EN | MAKTX_ES | MAKTX_FR | TEXT_EN | Class_Char_Catted | MFRPN | MFRNR | MFRNR DES | MNFR | PTNO | Verified MNFR from web | MNFR 1 | PTNO 1 | MNFR 2 | PTNO 2 | Reference URL | Reference URL1 | Item Number | Equipment Type | Equipment Manufacturer | Equipment Model | Equipment Serial | DWG | DRAWING VERSION | POS/TAG | Unused Text | Enriched/Cleansed | UNSPSC Ver.23.07 | Noun | Modifier | Attribute Name 1 | Attribute Value 1 | Attribute Name 2 | Attribute Value 2 | Attribute Name 3 | Attribute Value 3 | Attribute Name 4 | Attribute Value 4 | Attribute Name 5 | Attribute Value 5 | Attribute Name 6 | Attribute Value 6 | Attribute Name 7 | Attribute Value 7 | Attribute Name 8 | Attribute Value 8 | Attribute Name 9 | Attribute Value 9 | Attribute Name 10 | Attribute Value 10 | Attribute Name 11 | Attribute Value 11 | Attribute Name 12 | Attribute Value 12 | Attribute Name 13 | Attribute Value 13 | Attribute Name 14 | Attribute Value 14 | Attribute Name 15 | Attribute Value 15 | Attribute Name 16 | Attribute Value 16 | Attribute Name 17 | Attribute Value 17 | Attribute Name 18 | Attribute Value 18 | Attribute Name 19 | Attribute Value 19 | Attribute Name 20 | Attribute Value 20 | Attribute Name 21 | Attribute Value 21 | Attribute Name 22 | Attribute Value 22 | Attribute Name 23 | Attribute Value 23 | Attribute Name 24 | Attribute Value 24 | Attribute Name 25 | Attribute Value 25 | Attribute Name 26 | Attribute Value 26 | Attribute Name 27 | Attribute Value 27 | Attribute Name 28 | Attribute Value 28 | Attribute Name 29 | Attribute Value 29 | Attribute Name 30 | Attribute Value 30 | Attribute Name 31 | Attribute Value 31 | Attribute Name 32 | Attribute Value 32 | Attribute Name 33 | Attribute Value 33 | Attribute Name 34 | Attribute Value 34 | Attribute Name 35 | Attribute Value 35 | Attribute Name 36 | Attribute Value 36 | Remaining_Information | Status
STP_009 - Lot4 | Data Enrichment | CIR | ok | 2023-07-21 | 4/8/2023 | MFR Name not valid | 1279944 | 1279944 | EA | BATTERY PACK;110 V,NI-MH |  |  | BATTERY PACK;VOLTAGE RATING:110 V,ELECTROCHEMICAL SYSTEM:NI-MH,MNFR:01)ALNCSAFE,PTNO:01)8322244 | 01)ALNCSAFE,01)8322244,110 V,NI-MH |  |  | ALNCSAFE | ALNCSAFE | 8322244 | [5 empty] | URL NOT FOUND | [10 empty] | CLEANSED | 26111710 Product specific battery packs | BATTERY PACK | NO MODIFIER | TYPE | NI-MH | VOLTAGE RATING | 110 V | CAPACITY |  | ELECTROCHEMICAL SYSTEM |  | NUMBER OF CELLS |  | DISCHARGE RATING |  | TERMINAL TYPE |  | SIZE |  | HAZARD CLASS |  | CERTIFICATION/STANDARD |  | ADDITIONAL FEATURES | [52 empty] | Production Completed
STP_009 - Lot4 | Data Enrichment | CIR | ok | 2023-07-21 | 4/8/2023 | Source URL not opening | 1279582 | 1279582 | EA | BATTERY PACK;12 V,12 A HR |  |  | BATTERY PACK;VOLTAGE RATING:12 V,CAPACITY:12 A HR,ADDITIONAL FEATURES EN:NON SPILLABLE MICROVOL 1100,MNFR:01)ECOTECH,PTNO:01)ECO- MIC11001 | 01)ECOTECH,01)ECO- MIC11001,12 V,12 A HR,01)NON SPILLABLE MICROVOL 1100 |  |  | ECOTECH | ECOTECH | ECO- MIC11001 | [5 empty] | https://www.ecotech.com/wp-content/uploads/2015/03/HTO-3003-MicroVol-Low-Volume-Air-Samplers-V2.pdf | [10 empty] | CLEANSED | 26111710 Product specific battery packs | BATTERY PACK | NO MODIFIER | TYPE |  | VOLTAGE RATING | 12 V | CAPACITY | 12 A HR | ELECTROCHEMICAL SYSTEM |  | NUMBER OF CELLS |  | DISCHARGE RATING |  | TERMINAL TYPE |  | SIZE |  | HAZARD CLASS |  | CERTIFICATION/STANDARD |  | ADDITIONAL FEATURES | NON SPILLABLE MICROVOL 1100 | [51 empty] | Production Completed
STP_009 - Lot4 | Data Enrichment | CIR | ok | 2023-07-21 | 4/8/2023 |  | 1233118 | 1233118 | EA | BATTERY PACK;2.4 V,1500 MA HR,NI-MH,YOKG |  |  | BATTERY PACK;VOLTAGE RATING:2.4 V,CAPACITY:1500 MA HR,ELECTROCHEMICAL SYSTEM:NI-MH,ADDITIONAL FEATURES EN:FCS ASSE,MNFR:01) YOKOGAWA,PTNO:01)S9129FA | 01)YOKOGAWA,01)S9129FA,2.4 VDC,1500 MA HR,NI-MH,01)FCS ASSE |  |  | YOKOGAWA | YOKOGAWA | S9129FA | [5 empty] | https://web-material3.yokogawa.com/Nickel%20Metal%20Hydride_Nickel%20Cadmium%20Batteries_201702.au.pdf | [10 empty] | CLEANSED | 26111710 Product specific battery packs | BATTERY PACK | NO MODIFIER | TYPE | NI-MH | VOLTAGE RATING | 2.4 V | CAPACITY | 1500 MA HR | ELECTROCHEMICAL SYSTEM |  | NUMBER OF CELLS |  | DISCHARGE RATING |  | TERMINAL TYPE |  | SIZE |  | HAZARD CLASS |  | CERTIFICATION/STANDARD |  | ADDITIONAL FEATURES | FCS ASSE | [51 empty] | Production Completed
STP_009 - Lot4 | Data Enrichment | CIR | ok | 2023-07-21 | 4/8/2023 |  | 1233117 | 1233117 | EA | BATTERY PACK;6 V,FCS ASSE,YOKG,S9400UK |  |  | BATTERY PACK;VOLTAGE RATING:6 V,ADDITIONAL FEATURES EN:FCS ASSE,MNFR:01)YOKOGAWA,PTNO:01)S9400UK | 01)YOKOGAWA,01)S9400UK,6 V,01)FCS ASSE |  |  | YOKOGAWA | YOKOGAWA | S9400UK | [5 empty] | https://web-material3.yokogawa.com/Nickel%20Metal%20Hydride_Nickel%20Cadmium%20Batteries_201702.au.pdf | [10 empty] | ENRICHED | 26111710 Product specific battery packs | BATTERY PACK | NO MODIFIER | TYPE | NI-MH | VOLTAGE RATING | 6 V | CAPACITY |  | ELECTROCHEMICAL SYSTEM |  | NUMBER OF CELLS |  | DISCHARGE RATING |  | TERMINAL TYPE |  | SIZE |  | HAZARD CLASS |  | CERTIFICATION/STANDARD |  | ADDITIONAL FEATURES | FCS ASSE | [51 empty] | Production Completed
STP_009 - Lot4 | Data Enrichment | CIR | ok | 2023-07-21 | 4/8/2023 |  | 1279878 | 1279878 | EA | BATTERY PACK;AS PER ITEM 1 OF QUOTE, REQ |  |  | BATTERY PACK;ADDITIONAL FEATURES EN:AS PER ITEM 1 OF QUOTE, REQUIRED URGENT, MANUFA,RENCE NO: 902113790100, A300001,MNFR:01)J. BLACK | 01)J.BLACKWOOD & SON LIMITED,01)04545853,01)AS PER ITEM 1 OF QUOTE, REQ,02)RENCE NO: 902113790100, A30 |  |  | J. BLACK | J.BLACKWOOD AND SON LIMITED | 4545853 |  |  | 902113790100 |  |  | URL NOT FOUND |  | 1 | [8 empty] | CLEANSED | 26111710 Product specific battery packs | BATTERY PACK | NO MODIFIER | TYPE |  | VOLTAGE RATING |  | CAPACITY |  | ELECTROCHEMICAL SYSTEM |  | NUMBER OF CELLS |  | DISCHARGE RATING |  | TERMINAL TYPE |  | SIZE |  | HAZARD CLASS |  | CERTIFICATION/STANDARD |  | ADDITIONAL FEATURES | REQUIRED URGENT | [50 empty] | RENCE NO: 902113790100,A300001 | Production Completed
STP_009 - Lot4 | Data Enrichment | CIR | ok | 2023-07-21 | 4/8/2023 |  | 1279779 | 1279779 | EA | BATTERY PACK;BOOST CHARGE,10000 MA HR |  |  | BATTERY PACK;TYPE:BOOST CHARGE,CAPACITY:10000 MA HR,TERMINAL TYPE:(1) USB A, (1) USB C,MNFR:01)MTI AVIT PTY LIMITED T/A MTI,PTNO: 01)BPZ002BTBKN,MNFR:02)MTI AVIT PTY LIMITED T/A MTI,PTNO:02)BPZ002BTBK | 01)MTI AVIT PTY LIMITED T/A MT,02)MTI AVIT PTY LIMITED T/A MT,01)BPZ002BTBKN,02)BPZ002BTBK,EN_01)BOOST CHARGE,10000 MA HR,(1) USB A, (1) USB C |  |  | MTI AVIT PTY LIMITED T/A MTI | MTI AVIT PTY LIMITED | BPZ002BTBKN |  | MTI AVIT PTY LIMITED T/A MTI | BPZ002BTBK |  |  | URL NOT FOUND | [10 empty] | CLEANSED | 26111710 Product specific battery packs | BATTERY PACK | NO MODIFIER | TYPE | BOOST CHARGE | VOLTAGE RATING |  | CAPACITY | 10000 MA HR | ELECTROCHEMICAL SYSTEM |  | NUMBER OF CELLS |  | DISCHARGE RATING |  | TERMINAL TYPE | (1) USB A,(1) USB C | SIZE |  | HAZARD CLASS |  | CERTIFICATION/STANDARD |  | ADDITIONAL FEATURES | [52 empty] | Production Completed
STP_009 - Lot4 | Data Enrichment | CIR | ok | 2023-07-21 | 4/8/2023 |  | 1294906 | 1294906 | EA | BATTERY PACK;EQUIPMENT TAG REPLACEMENT |  |  | BATTERY PACK;ADDITIONAL FEATURES EN:EQUIPMENT TAG REPLACEMENT,MNFR:01)MINESITE,PTNO:01)ET3324 | 01)MINESITE,01)ET3324,01)EQUIPMENT TAG REPLACEMENT |  |  | MINESITE | MINESITE | ET3324 | [5 empty] | URL NOT FOUND | [10 empty] | CLEANSED | 26111710 Product specific battery packs | BATTERY PACK | NO MODIFIER | TYPE |  | VOLTAGE RATING |  | CAPACITY |  | ELECTROCHEMICAL SYSTEM |  | NUMBER OF CELLS |  | DISCHARGE RATING |  | TERMINAL TYPE |  | SIZE |  | HAZARD CLASS |  | CERTIFICATION/STANDARD |  | ADDITIONAL FEATURES | EQUIPMENT TAG REPLACEMENT | [51 empty] | Production Completed
STP_009 - Lot4 | Data Enrichment | CIR | ok | 2023-07-21 | 4/8/2023 |  | 1279752 | 1279752 | EA | BATTERY PACK;HIGH OUTPUT,18 V,6 A HR |  |  | BATTERY PACK;TYPE:HIGH OUTPUT,VOLTAGE RATING:18 V,CAPACITY:6 A HR,ADDITIONAL FEATURES EN:SERIES NO: M18,MNFR:01)MOUNT ISA MINING SUPPLIES P/L,PTNO:01)M18HB6 | 01)MOUNT ISA MINING SUPPLIES P,01)M18HB6,EN_01)HIGH OUTPUT,18 V,6 A HR,01)SERIES NO: M18 |  |  | MOUNT ISA MINING SUPPLIES P/L | MOUNT ISA MINING SUPPLIES | M18HB6 | MILWAUKEE |  |  |  |  | https://www.milwaukeetool.com.au/power-tools/batteries-and-chargers/m18-batteries/M18HB6.html | [10 empty] | ENRICHED | 26111710 Product specific battery packs | BATTERY PACK | NO MODIFIER | TYPE | HIGH OUTPUT,RED LI-ION | VOLTAGE RATING | 18 V | CAPACITY | 6 A HR | ELECTROCHEMICAL SYSTEM |  | NUMBER OF CELLS |  | DISCHARGE RATING |  | TERMINAL TYPE |  | SIZE |  | HAZARD CLASS |  | CERTIFICATION/STANDARD |  | ADDITIONAL FEATURES | M18 SERIES | [51 empty] | Production Completed
STP_009 - Lot4 | Data Enrichment | CIR | ok | 2023-07-21 | 4/8/2023 |  | 1279959 | 1279959 | EA | BATTERY PACK;LI, RECHARGABLE,11.25 V |  |  | BATTERY PACK;TYPE:LITHIUM, RECHARGABLE,VOLTAGE RATING:11.25 V,CAPACITY:6400 MA HR,MNFR:01)ROHDE AND SCHWARZ (AUSTRALIA) P/L,PTNO:01) | 01)ROHDE & SCHWARZ (AUSTRALIA),01)1321.1334.02,EN_01)LITHIUM, RECHARGABLE,11.25 V,6400 MA HR |  |  | ROHDE AND SCHWARZ (AUSTRALIA) P/L | ROHDE AND SCHWARZ | 1321.1334.02 | [5 empty] | https://www.conrad.com/p/rohde-schwarz-1321133402-ha-z306-ha-z306-li-ion-rechargeable-battery-6400-mah-for-rth-and-fph-device-series-1-pcs-1663775 | [10 empty] | CLEANSED | 26111710 Product specific battery packs | BATTERY PACK | NO MODIFIER | TYPE | LITHIUM,RECHARGABLE | VOLTAGE RATING | 11.25 V | CAPACITY | 6400 MA HR | ELECTROCHEMICAL SYSTEM |  | NUMBER OF CELLS |  | DISCHARGE RATING |  | TERMINAL TYPE |  | SIZE |  | HAZARD CLASS |  | CERTIFICATION/STANDARD |  | ADDITIONAL FEATURES | [52 empty] | Production Completed
STP_009 - Lot4 | Data Enrichment | CIR | ok | 2023-07-21 | 4/8/2023 |  | 1279804 | 1279804 | EA | BATTERY PACK;LI-ION,11.25 V,6.4 A HR |  |  | BATTERY PACK;TYPE:LI-ION,VOLTAGE RATING:11.25 V,CAPACITY:6.4 A HR,MNFR:01)ROHDE AND SCHWARZ (AUSTRALIA) P/L,PTNO:01)HA-Z306 | 01)ROHDE & SCHWARZ (AUSTRALIA),01)HA-Z306,EN_01)LI-ION,11.25 V,6.4 A HR |  |  | ROHDE AND SCHWARZ (AUSTRALIA) P/L | ROHDE AND SCHWARZ | HA-Z306 | [5 empty] | https://scdn.rohde-schwarz.com/ur/pws/dl_downloads/pdm/cl_manuals/getting_started/1321_0944_01/ZPH_Getting_Started_en_12.pdf | https://au.element14.com/rohde-schwarz/ha-z306/lithium-ion-battery-pack-6-4ah/dp/2706816 | [9 empty] | CLEANSED | 26111710 Product specific battery packs | BATTERY PACK | NO MODIFIER | TYPE | LI-ION | VOLTAGE RATING | 11.25 V | CAPACITY | 6.4 A HR | ELECTROCHEMICAL SYSTEM |  | NUMBER OF CELLS |  | DISCHARGE RATING |  | TERMINAL TYPE |  | SIZE |  | HAZARD CLASS |  | CERTIFICATION/STANDARD |  | ADDITIONAL FEATURES | [52 empty] | Production Completed
STP_009 - Lot4 | Data Enrichment | CIR | ok | 2023-07-21 | 4/8/2023 |  | 1279705 | 1279705 | EA | BATTERY PACK;LI-ION,12 V,2 A HR |  |  | BATTERY PACK;TYPE:LI-ION,VOLTAGE RATING:12 V,CAPACITY:2 A HR,MNFR:01)MOUNT ISA MINING SUPPLIES P/L,PTNO:01)M12B2 | 01)MOUNT ISA MINING SUPPLIES P,01)M12B2,EN_01)LI-ION,12 V,2 A HR |  |  | MOUNT ISA MINING SUPPLIES P/L | MOUNT ISA MINING SUPPLIES | M12B2 | MILWAUKEE |  |  |  |  | https://www.milwaukeetool.com.au/power-tools/batteries-and-chargers/m12-batteries/M12B2.html | [10 empty] | ENRICHED | 26111710 Product specific battery packs | BATTERY PACK | NO MODIFIER | TYPE | RED LI-ION | VOLTAGE RATING | 12 V | CAPACITY | 2 A HR | ELECTROCHEMICAL SYSTEM |  | NUMBER OF CELLS |  | DISCHARGE RATING |  | TERMINAL TYPE |  | SIZE |  | HAZARD CLASS |  | CERTIFICATION/STANDARD |  | ADDITIONAL FEATURES | [52 empty] | Production Completed
STP_009 - Lot4 | Data Enrichment | CIR | ok | 2023-07-21 | 4/8/2023 |  | 1279601 | 1279601 | EA | BATTERY PACK;LI-ION,12 V,3 A HR |  |  | BATTERY PACK;TYPE:LI-ION,VOLTAGE RATING:12 V,CAPACITY:3 A HR,ADDITIONAL FEATURES EN:SERIES NO: M12,MNFR:01)J.BLACKWOOD AND SON LIMIT | 01)J.BLACKWOOD & SON LIMITED,01)BW03609295,EN_01)LI-ION,12 V,3 A HR,01)SERIES NO: M12 |  |  | J.BLACKWOOD AND SON LIMIT | MILWAUKEE | M12B3 |  | BLACKWOODS | 03609295 |  |  | https://www.milwaukeetool.com.au/power-tools/batteries-and-chargers/m12-batteries/M12B3.html | https://www.blackwoods.com.au/power-tools/cordless-power-tools/cordless-battery-packs-milwaukee/battery-red-lithium-3-0ah-m12/p/03609295 | [9 empty] | ENRICHED | 26111710 Product specific battery packs | BATTERY PACK | NO MODIFIER | TYPE | RED LI-ION | VOLTAGE RATING | 12 V | CAPACITY | 3 A HR | ELECTROCHEMICAL SYSTEM |  | NUMBER OF CELLS |  | DISCHARGE RATING |  | TERMINAL TYPE |  | SIZE |  | HAZARD CLASS |  | CERTIFICATION/STANDARD |  | ADDITIONAL FEATURES | M12 SERIES | [51 empty] | Production Completed
STP_009 - Lot4 | Data Enrichment | CIR | ok | 2023-07-21 | 4/8/2023 |  | 1280057 | 1280057 | EA | BATTERY PACK;LI-ION,12 V,4 A HR |  |  | BATTERY PACK;TYPE:LI-ION,VOLTAGE RATING:12 V,CAPACITY:4 A HR,ADDITIONAL FEATURES EN:MILWAUKEE, RED,MNFR:01)REECE,PTNO:01)6502605 | 01)REECE,01)6502605,EN_01)LI-ION,12 V,4 A HR,01)MILWAUKEE, RED |  |  | REECE | REECE | 6502605 | MILWAUKEE |  |  |  |  | https://www.reece.com.au/product/milwaukee-m12-redlithium-battery-4-0ah-12v-6502605 | [10 empty] | ENRICHED | 26111710 Product specific battery packs | BATTERY PACK | NO MODIFIER | TYPE | RED LI-ION | VOLTAGE RATING | 12 V | CAPACITY | 4 A HR | ELECTROCHEMICAL SYSTEM |  | NUMBER OF CELLS |  | DISCHARGE RATING |  | TERMINAL TYPE |  | SIZE |  | HAZARD CLASS |  | CERTIFICATION/STANDARD |  | ADDITIONAL FEATURES | COLOR:RED | [51 empty] | Production Completed
STP_009 - Lot4 | Data Enrichment | CIR | ok | 2023-07-21 | 4/8/2023 |  | 1352582 | 1352582 | EA | BATTERY PACK;LI-ION,12 V,6 A HR |  |  | BATTERY PACK;TYPE:LI-ION,VOLTAGE RATING:12 V,CAPACITY:6 A HR,ADDITIONAL FEATURES EN:MANUFACTURER: MILWAUKEE, SERIES NO: M18,MNFR: 01)MOUNT ISA MINING SUPPLIES P/L,PTNO:01)M12B6 | 01)MOUNT ISA MINING SUPPLIES P,01)M12B6,EN_01)LI-ION,12 V,6 A HR,01)MANUFACTURER: MILWAUKEE, SE |  |  | MILWAUKEE | MOUNT ISA MINING SUPPLIES | M12B6 | MILWAUKEE |  |  |  |  | https://www.milwaukeetool.com.au/power-tools/batteries-and-chargers/m12-batteries/M12B6.html | [10 empty] | ENRICHED | 26111710 Product specific battery packs | BATTERY PACK | NO MODIFIER | TYPE | RED LI-ION | VOLTAGE RATING | 12 V | CAPACITY | 6 A HR | ELECTROCHEMICAL SYSTEM |  | NUMBER OF CELLS |  | DISCHARGE RATING |  | TERMINAL TYPE |  | SIZE |  | HAZARD CLASS |  | CERTIFICATION/STANDARD |  | ADDITIONAL FEATURES | M18 SERIES | [50 empty] | SERIES NO: M18 | Production Completed
STP_009 - Lot4 | Data Enrichment | CIR | ok | 2023-07-21 | 4/8/2023 |  | 1279743 | 1279743 | EA | BATTERY PACK;LI-ION,12 V,6 A HR |  |  | BATTERY PACK;TYPE:LI-ION,VOLTAGE RATING:12 V,CAPACITY:6 A HR,MNFR:01)MOUNT ISA MINING SUPPLIES P/L,PTNO:01)M12B6 | 01)MOUNT ISA MINING SUPPLIES P,01)M12B6,EN_01)LI-ION,12 V,6 A HR |  |  | MOUNT ISA MINING SUPPLIES P/L | MOUNT ISA MINING SUPPLIES | M12B6 | MILWAUKEE |  |  |  |  | https://www.milwaukeetool.com.au/power-tools/batteries-and-chargers/m12-batteries/M12B6.html | [10 empty] | ENRICHED | 26111710 Product specific battery packs | BATTERY PACK | NO MODIFIER | TYPE | RED LI-ION | VOLTAGE RATING | 12 V | CAPACITY | 6 A HR | ELECTROCHEMICAL SYSTEM |  | NUMBER OF CELLS |  | DISCHARGE RATING |  | TERMINAL TYPE |  | SIZE |  | HAZARD CLASS |  | CERTIFICATION/STANDARD |  | ADDITIONAL FEATURES | [52 empty] | Production Completed
STP_009 - Lot4 | Data Enrichment | CIR | ok | 2023-07-21 | 4/8/2023 |  | 1279842 | 1279842 | EA | BATTERY PACK;LI-ION,18 V,12 A HR |  |  | BATTERY PACK;TYPE:LI-ION,VOLTAGE RATING:18 V,CAPACITY:12 A HR,ADDITIONAL FEATURES EN:OUTPUT, RED HIGH OUTPUT, SERIES NO: M18,MNFR: 01)MOUNT ISA MINING SUPPLIES P/L,PTNO:01)M18HB12 | 01)MOUNT ISA MINING SUPPLIES P,01)M18HB12,EN_01)LI-ION,18 V,12 A HR,01)OUTPUT, RED HIGH OUTPUT, SE |  |  | MOUNT ISA MINING SUPPLIES P/L | MOUNT ISA MINING SUPPLIES | M18HB12 | MILWAUKEE |  |  |  |  | https://www.milwaukeetool.com.au/power-tools/batteries-and-chargers/m18-batteries/M18HB12.html | [10 empty] | ENRICHED | 26111710 Product specific battery packs | BATTERY PACK | NO MODIFIER | TYPE | RED LI-ION | VOLTAGE RATING | 18 V | CAPACITY | 12 A HR | ELECTROCHEMICAL SYSTEM |  | NUMBER OF CELLS |  | DISCHARGE RATING |  | TERMINAL TYPE |  | SIZE |  | HAZARD CLASS |  | CERTIFICATION/STANDARD |  | ADDITIONAL FEATURES | OUTPUT,RED HIGH OUTPUT | [50 empty] | SERIES NO: M18 | Production Completed
STP_009 - Lot4 | Data Enrichment | CIR | ok | 2023-07-21 | 4/8/2023 | MPN Updated as per Web source | 1279912 | 1279912 | EA | BATTERY PACK;LI-ION,18 V,5 A HR |  |  | BATTERY PACK;TYPE:LI-ION,VOLTAGE RATING:18 V,CAPACITY:5 A HR,MNFR:01)TOOL 'N' TACKLE,PTNO:01)1600A001Z9 | 01)TOOL 'N' TACKLE,01)1600A001Z9,EN_01)LI-ION,18 V,5 A HR |  |  | TOOL 'N' TACKLE | TOOL 'N' TACKLE | 1 600 A00 1Z9 | BOSCH |  |  |  |  | https://www.bosch-pt.co.nz/nz/en/products/gba-18v-5-0ah-1600A001Z9 | https://www.alltools.com.au/product/bosch-professional-gba-18v-5-0ah-battery | [9 empty] | CLEANSED | 26111710 Product specific battery packs | BATTERY PACK | NO MODIFIER | TYPE | LI-ION | VOLTAGE RATING | 18 V | CAPACITY | 5 A HR | ELECTROCHEMICAL SYSTEM |  | NUMBER OF CELLS |  | DISCHARGE RATING |  | TERMINAL TYPE |  | SIZE |  | HAZARD CLASS |  | CERTIFICATION/STANDARD |  | ADDITIONAL FEATURES | [52 empty] | Production Completed
STP_009 - Lot4 | Data Enrichment | CIR | ok | 2023-07-21 | 4/8/2023 |  | 1293829 | 1293829 | EA | BATTERY PACK;LI-ION,18 V,5.2 A HR,METABO |  |  | BATTERY PACK;TYPE:LI-ION,VOLTAGE RATING:18 V,CAPACITY:5.2 A HR,MNFR:01)METABO,PTNO:01)321000350 | 01)METABO,01)321000350,EN_01)LI-ION,18 V,5.2 A HR |  |  | METABO | METABO | 321000350 | [5 empty] | https://www.metabo.com/t3/fileadmin/metabo/au/070_news/What_s_New/GB_18_LTX_BL_Q_i.pdf | https://sydneytools.com.au/product/metabo-18v-5-2ah-li-power-battery-18v-5-2ah-li-ion-cordless-battery | [9 empty] | ENRICHED | 26111710 Product specific battery packs | BATTERY PACK | NO MODIFIER | TYPE | LI-ION,CORDLESS | VOLTAGE RATING | 18 V | CAPACITY | 5.2 A HR | ELECTROCHEMICAL SYSTEM |  | NUMBER OF CELLS |  | DISCHARGE RATING |  | TERMINAL TYPE |  | SIZE |  | HAZARD CLASS |  | CERTIFICATION/STANDARD |  | ADDITIONAL FEATURES | [52 empty] | Production Completed
STP_009 - Lot4 | Data Enrichment | CIR | ok | 2023-07-21 | 4/8/2023 |  | 1279991 | 1279991 | EA | BATTERY PACK;LI-ION,18 V,8 A HR |  |  | BATTERY PACK;TYPE:LI-ION,VOLTAGE RATING:18 V,CAPACITY:8 A HR,ADDITIONAL FEATURES EN:MANUFACTURER: MILWAUKEE, SERIES NO: M18,MNFR: 01)MIMS,PTNO:01)M18HB8 | 01)MIMS,01)M18HB8,EN_01)LI-ION,18 V,8 A HR,01)MANUFACTURER: MILWAUKEE, SE |  |  | MILWAUKEE | MIMS | M18HB8 | MILWAUKEE |  |  |  |  | https://www.milwaukeetool.com.au/power-tools/batteries-and-chargers/m18-batteries/M18HB8.html | [10 empty] | ENRICHED | 26111710 Product specific battery packs | BATTERY PACK | NO MODIFIER | TYPE | RED LI-ION | VOLTAGE RATING | 18 V | CAPACITY | 8 A HR | ELECTROCHEMICAL SYSTEM |  | NUMBER OF CELLS |  | DISCHARGE RATING |  | TERMINAL TYPE |  | SIZE |  | HAZARD CLASS |  | CERTIFICATION/STANDARD |  | ADDITIONAL FEATURES | M18 SERIES | [50 empty] | SERIES NO: M18 | Production Completed
STP_009 - Lot4 | Data Enrichment | CIR | ok | 2023-07-21 | 4/8/2023 |  | 1347010 | 1347010 | EA | BATTERY PACK;LI-ION,18 V,8 A HR,M18 |  |  | BATTERY PACK;TYPE:LI-ION,VOLTAGE RATING:18 V,CAPACITY:8 A HR,TERMINAL TYPE:M18,ADDITIONAL FEATURES EN:QUOTE: 301227, MANUFACTURER: MILWAUKEE, SERIES,MNFR:01)MOUNT ISA MINING SUPPLIES P/L,PTNO:01)M18HB8 | 01)MOUNT ISA MINING SUPPLIES P,01)M18HB8,EN_01)LI-ION,18 V,8 A HR,M18,01)QUOTE: 301227, MANUFACTURER |  |  | MILWAUKEE | MOUNT ISA MINING SUPPLIES | M18HB8 | MILWAUKEE |  |  |  |  | https://www.milwaukeetool.com.au/power-tools/batteries-and-chargers/m18-batteries/M18HB8.html | [10 empty] | ENRICHED | 26111710 Product specific battery packs | BATTERY PACK | NO MODIFIER | TYPE | RED LI-ION | VOLTAGE RATING | 18 V | CAPACITY | 8 A HR | ELECTROCHEMICAL SYSTEM |  | NUMBER OF CELLS |  | DISCHARGE RATING |  | TERMINAL TYPE |  | SIZE |  | HAZARD CLASS |  | CERTIFICATION/STANDARD |  | ADDITIONAL FEATURES | M18 SERIES,QUOTE: 301227 | [50 empty] | MANUFACTURER: MILWAUKEE,SERIES | Production Completed
STP_009 - Lot4 | Data Enrichment | CIR | ok | 2023-07-21 | 4/8/2023 | MPN Updated as per Web source | 1279757 | 1279757 | EA | BATTERY PACK;LI-ION,18/54 V,6 A HR |  |  | BATTERY PACK;TYPE:LI-ION,VOLTAGE RATING:18/54 V,CAPACITY:6 A HR,SIZE:WD 90 X LG 130 X HT 100 MM,ADDITIONAL FEATURES EN:SERIES NO: XR FLEXVOLT,MNFR:01)TOTAL TOOLS TOWNSVILLE,PTNO:01)DCB546XE | 01)TOTAL TOOLS TOWNSVILLE,01)DCB546XE,EN_01)LI-ION,18/54 V,6 A HR,EN_01)WD 90 X LG 130 X HT 100,01)SERIES NO: XR FLEXVOLT |  |  | TOTAL TOOLS TOWNSVILLE | TOTAL TOOLS TOWNSVILLE | DCB546-XE | DEWALT |  |  |  |  | https://www.dewalt.com.au/product/dcb546-xe/dewalt-xr-flexvolt-battery-pack-60-amp-hour-fuel-guage | [10 empty] | CLEANSED | 26111710 Product specific battery packs | BATTERY PACK | NO MODIFIER | TYPE | LI-ION | VOLTAGE RATING | 18 TO 54 V | CAPACITY | 6 A HR | ELECTROCHEMICAL SYSTEM |  | NUMBER OF CELLS |  | DISCHARGE RATING |  | TERMINAL TYPE |  | SIZE | 130 LGX90 WDX100 HT MM | HAZARD CLASS |  | CERTIFICATION/STANDARD |  | ADDITIONAL FEATURES | SERIES NO: XR FLEXVOLT | [51 empty] | Production Completed
STP_009 - Lot4 | Data Enrichment | CIR | ok | 2023-07-21 | 4/8/2023 |  | 1352853 | 1352853 | EA | BATTERY PACK;LI-ION,2450 MA HR,RCSTELE |  |  | BATTERY PACK;TYPE:LI-ION,CAPACITY:2450 MA HR,ADDITIONAL FEATURES EN:HI-CAP, SUBMERSIBLE, IP68,MNFR:01)RCSTELE,PTNO:01)PMNN4544 | 01)RCSTELE,01)PMNN4544,EN_01)LI-ION,2450 MA HR,01)HI-CAP, SUBMERSIBLE, IP68 |  |  | RCSTELE | RCS TELECOMMUNICATIONS PTY LTD | PMNN4544 | MOTOROLA SOLUTIONS |  |  |  |  | https://shop.motorolasolutions.com.au/product/impres-hi-cap-li-ion-2450-mah-battery-pmnn4544#compatible_products | https://www.magnumelectronics.com/shop/pmnn4544a-motorola-pmnn4544-impres-ip68-2450-mah-battery-xpr-3000-xpr-7000-123657#attr= | [9 empty] | CLEANSED | 26111710 Product specific battery packs | BATTERY PACK | NO MODIFIER | TYPE | LI-ION | VOLTAGE RATING |  | CAPACITY | 2450 MA HR | ELECTROCHEMICAL SYSTEM |  | NUMBER OF CELLS |  | DISCHARGE RATING |  | TERMINAL TYPE |  | SIZE |  | HAZARD CLASS |  | CERTIFICATION/STANDARD |  | ADDITIONAL FEATURES | HI-CAP,SUBMERSIBLE,IP68 | [51 empty] | Production Completed
STP_009 - Lot4 | Data Enrichment | CIR | ok | 2023-07-21 | 4/8/2023 |  | 1279805 | 1279805 | EA | BATTERY PACK;LI-ION,36 V,5.2 A HR |  |  | BATTERY PACK;TYPE:LI-ION,VOLTAGE RATING:36 V,CAPACITY:5.2 A HR,SIZE:WD 92 X LG 167 X HT 81 MM,ADDITIONAL FEATURES EN:DG CLASS 9- UN3480,MNFR:01)ISA PARTY HIRE PTY LTD,PTNO:01)B36/5.2 | 01)ISA PARTY HIRE PTY LTD,01)B36/5.2,EN_01)LI-ION,36 V,5.2 A HR,EN_01)WD 92 X LG 167 X HT 81 M,01)DG CLASS 9-UN3480 |  |  | ISA PARTY HIRE PTY LTD | ISA PARTY HIRE PTY LTD | B36/5.2 | HILTI |  |  |  |  | https://www.hilti.in/c/CLS_POWER_TOOLS_7124/CLS_BATTERIES_CHARGERS_7124/CLS_BATTERIES_7124/r4634159 | [10 empty] | CLEANSED | 26111710 Product specific battery packs | BATTERY PACK | NO MODIFIER | TYPE | LI-ION | VOLTAGE RATING | 36 V | CAPACITY | 5.2 A HR | ELECTROCHEMICAL SYSTEM |  | NUMBER OF CELLS |  | DISCHARGE RATING |  | TERMINAL TYPE |  | SIZE | 167 LGX92 WDX81 HT MM | HAZARD CLASS |  | CERTIFICATION/STANDARD |  | ADDITIONAL FEATURES | DG CLASS 9- UN3480 | [51 empty] | Production Completed
STP_009 - Lot4 | Data Enrichment | CIR | ok | 2023-07-21 | 4/8/2023 |  | 1279930 | 1279930 | EA | BATTERY PACK;MAKITA, A300001 |  |  | BATTERY PACK;ADDITIONAL FEATURES EN:MAKITA, A300001,MNFR:01)BLKWOODS,PTNO:01)04545853 | 01)BLKWOODS,01)04545853,01)MAKITA, A300001 |  |  | BLACKWOODS | BLACKWOODS | 04545853 |  | MAKITA | A300001 |  |  | https://www.nsndepot.com/NSN/6140-66-130-6294 | [10 empty] | CLEANSED | 26111710 Product specific battery packs | BATTERY PACK | NO MODIFIER | TYPE |  | VOLTAGE RATING |  | CAPACITY |  | ELECTROCHEMICAL SYSTEM |  | NUMBER OF CELLS |  | DISCHARGE RATING |  | TERMINAL TYPE |  | SIZE |  | HAZARD CLASS |  | CERTIFICATION/STANDARD |  | ADDITIONAL FEATURES | [52 empty] | Production Completed
STP_009 - Lot4 | Data Enrichment | CIR | ok | 2023-07-21 | 4/8/2023 |  | 1279733 | 1279733 | EA | BATTERY PACK;NI-MH,13.2 V,4 A HR |  |  | BATTERY PACK;TYPE:NI-MH,VOLTAGE RATING:13.2 V,CAPACITY:4 A HR,MNFR:01)AFL TELECOMMUNICATIONS AUSTRALIA,PTNO:01)FUJFSM-BTR08 | 01)AFL TELECOMMUNICATIONS AUST,01)FUJFSM-BTR08,EN_01)NI-MH,13.2 V,4 A HR |  |  | AFL TELECOMMUNICATIONS AUSTRALIA | AFL TELECOMMUNICATIONS AUSTRALIA | FUJFSM-BTR08 | FUJIKURA |  |  |  |  | http://www.tarluz.com/product-details/fujikura-detachable-splicer-battery-pack-btr-08/ | [10 empty] | ENRICHED | 26111710 Product specific battery packs | BATTERY PACK | NO MODIFIER | TYPE | NI-MH | VOLTAGE RATING | 13.2 V | CAPACITY | 4 A HR | ELECTROCHEMICAL SYSTEM |  | NUMBER OF CELLS |  | DISCHARGE RATING |  | TERMINAL TYPE |  | SIZE | 120 WDX38 HTX117 DP MM | HAZARD CLASS |  | CERTIFICATION/STANDARD |  | ADDITIONAL FEATURES | [52 empty] | Production Completed
STP_009 - Lot4 | Data Enrichment | CIR | ok | 2023-07-21 | 4/8/2023 |  | 1294839 | 1294839 | EA | BATTERY PACK;NI-MH,4.8 VDC,1.85 A HR,4 |  |  | BATTERY PACK;TYPE:NI-MH,VOLTAGE RATING:4.8 VDC,CAPACITY:1.85 A HR,NUMBER OF CELLS:4,SIZE:SQ 5 X HT 15 MM,ADDITIONAL FEATURES EN: SHORT CIRCUIT PROTECTED, 1 X 4 HRS, 2 X 8 HRS DURATION, PUREFLO PF2,3/33ESM,MNFR:01)PUREFLOW,PTNO:01)PR01030SP | 01)PUREFLOW,01)PR01030SP,EN_01)NI-MH,4.8 VDC,1.85 A HR,EN_01)SQ 5 X HT 15 MM,01)SHORT CIRCUIT PROTECTED, 1,02)3/33ESM |  |  | PUREFLOW | PUREFLOW | PR01030SP | [5 empty] | https://www.sentinel-laboratories.com/products/pureflo-esm-spares-and-accessories-spare-battery-pr01030sp | [10 empty] | CLEANSED | 26111710 Product specific battery packs | BATTERY PACK | NO MODIFIER | TYPE | NI-MH | VOLTAGE RATING | 4.8 VDC | CAPACITY | 1.85 A HR | ELECTROCHEMICAL SYSTEM |  | NUMBER OF CELLS | 4 | DISCHARGE RATING |  | TERMINAL TYPE |  | SIZE | 15 HTX5 SQ MM | HAZARD CLASS |  | CERTIFICATION/STANDARD |  | ADDITIONAL FEATURES | SHORT CIRCUIT PROTECTED,1 X 4 HRS,2 X 8 HRS DURATION,PUREFLO PF2,3/33ESM | [51 empty] | Production Completed
STP_009 - Lot4 | Data Enrichment | CIR | ok | 2023-07-21 | 4/8/2023 |  | 1316856 | 1316856 | EA | BATTERY PACK;PERMA STAR VARIO |  |  | BATTERY PACK;ADDITIONAL FEATURES EN:PERMA STAR VARIO,MNFR:01)PERMA INDUSTRIAL DIST P/L,PTNO:01)NPN-B | 01)PERMA INDUSTRIAL DIST P/L,01)NPN-B,01)PERMA STAR VARIO |  |  | PERMA INDUSTRIAL DIST P/L | PERMA INDUSTRIAL DIST P/L | NPN-B |  | BLACKWOODS | 05435417 |  |  | https://www.blackwoods.com.au/lubricants-lubrication-equipment/automatic-lubricators-and-accessories/htl-perma-installation-accessories/battery-pack-suit-perma-star-lubricator/p/05435417 | [10 empty] | ENRICHED | 26111710 Product specific battery packs | BATTERY PACK | NO MODIFIER | TYPE | LUBRICATOR | VOLTAGE RATING |  | CAPACITY |  | ELECTROCHEMICAL SYSTEM |  | NUMBER OF CELLS |  | DISCHARGE RATING |  | TERMINAL TYPE |  | SIZE |  | HAZARD CLASS |  | CERTIFICATION/STANDARD |  | ADDITIONAL FEATURES | PERMA STAR VARIO | [51 empty] | Production Completed
STP_009 - Lot4 | Data Enrichment | CIR | ok | 2023-07-21 | 4/8/2023 |  | 1279798 | 1279798 | EA | BATTERY PACK;PWR |  |  | BATTERY PACK;TYPE:POWER,ADDITIONAL FEATURES EN:AS PER QUOTATION WINCH PARTS, REFERENCE NO: 100,MNFR:01)JOY GLOBAL AUSTRALIA,PTNO: 01)SF165401 | 01)JOY GLOBAL AUSTRALIA,01)SF165401,EN_01)POWER,01)AS PER QUOTATION WINCH PART |  |  | JOY GLOBAL AUSTRALIA | JOY GLOBAL AUSTRALIA | SF165401 | [5 empty] | URL NOT FOUND | [10 empty] | CLEANSED | 26111710 Product specific battery packs | BATTERY PACK | NO MODIFIER | TYPE | POWER | VOLTAGE RATING |  | CAPACITY |  | ELECTROCHEMICAL SYSTEM |  | NUMBER OF CELLS |  | DISCHARGE RATING |  | TERMINAL TYPE |  | SIZE |  | HAZARD CLASS |  | CERTIFICATION/STANDARD |  | ADDITIONAL FEATURES | AS PER QUOTATION WINCH PARTS | [50 empty] | REFERENCE NO: 100 | Production Completed
STP_009 - Lot4 | Data Enrichment | CIR | ok | 2023-07-21 | 4/8/2023 |  | 1318903 | 1318903 | EA | BATTERY PACK;PWR,BERENDSN,W002629 |  |  | BATTERY PACK;TYPE:POWER,MNFR:01)BERENDSN,PTNO:01)W002629 | 01)BERENDSN,01)W002629,EN_01)POWER |  |  | BERENDSN | BERENDSEN | W002629 | [5 empty] | URL NOT FOUND | [10 empty] | CLEANSED | 26111710 Product specific battery packs | BATTERY PACK | NO MODIFIER | TYPE | POWER | VOLTAGE RATING |  | CAPACITY |  | ELECTROCHEMICAL SYSTEM |  | NUMBER OF CELLS |  | DISCHARGE RATING |  | TERMINAL TYPE |  | SIZE |  | HAZARD CLASS |  | CERTIFICATION/STANDARD |  | ADDITIONAL FEATURES | [52 empty] | Production Completed
STP_009 - Lot4 | Data Enrichment | CIR | ok | 2023-07-21 | 4/8/2023 |  | 1317631 | 1317631 | EA | BATTERY PACK;SEALD,12 V,50 A HR |  |  | BATTERY PACK;TYPE:SEALED,VOLTAGE RATING:12 V,CAPACITY:50 A HR,ELECTROCHEMICAL SYSTEM:LEAD ACID,SIZE:WD 128 X LG 236 X HT 221 MM, ADDITIONAL FEATURES EN:KUBOTA STANDBY GENERATOR,MNFR:01)ATLASBAT,PTNO:01)X60DPMF | 01)ATLASBAT,01)X60DPMF,EN_01)SEALED,12 V,50 A HR,LEAD ACID,EN_01)WD 128 X LG 236 X HT 221,01)KUBOTA STANDBY GENERATOR |  |  | ATLASBAT | ATLASBAT | X60DPMF | EXIDE EXTREME |  |  |  |  | https://www.beaurepaires.com.au/battery/exide/exide-x60dpmf-car-battery | [10 empty] | ENRICHED | 26111710 Product specific battery packs | BATTERY PACK | NO MODIFIER | TYPE | PASSENGER CAR,SEALED | VOLTAGE RATING | 12 V | CAPACITY | 50 A HR | ELECTROCHEMICAL SYSTEM | LEAD ACID | NUMBER OF CELLS |  | DISCHARGE RATING |  | TERMINAL TYPE |  | SIZE | 236 LGX128 WDX221 HT MM | HAZARD CLASS |  | CERTIFICATION/STANDARD |  | ADDITIONAL FEATURES | KUBOTA STANDBY GENERATOR | [51 empty] | Production Completed
STP_009 - Lot4 | Data Enrichment | CIR | ok | 2023-07-21 | 4/8/2023 |  | 1279819 | 1279819 | EA | BATTERY PACK;TO SUIT: SEAWARD PRIME TEST |  |  | BATTERY PACK;ADDITIONAL FEATURES EN:TO SUIT: SEAWARD PRIME TEST,MNFR:01)VENDOR LINK PTY LTD,PTNO:01)SEAPTBAT | 01)VENDOR LINK PTY LTD,01)SEAPTBAT,01)TO SUIT: SEAWARD PRIME TEST |  |  | VENDOR LINK PTY LTD | VENDOR LINK PTY LTD | SEAPTBAT | [5 empty] | URL NOT FOUND | [10 empty] | CLEANSED | 26111710 Product specific battery packs | BATTERY PACK | NO MODIFIER | TYPE |  | VOLTAGE RATING |  | CAPACITY |  | ELECTROCHEMICAL SYSTEM |  | NUMBER OF CELLS |  | DISCHARGE RATING |  | TERMINAL TYPE |  | SIZE |  | HAZARD CLASS |  | CERTIFICATION/STANDARD |  | ADDITIONAL FEATURES | TO SUIT: SEAWARD PRIME TEST | [51 empty] | Production Completed
STP_009 - Lot4 | Data Enrichment | CIR | ok | 2023-07-21 | 4/8/2023 |  | 1281987 | 1281987 | EA | BRUSH,ABRSV;CIRCULAR,DIA 75 MM,NYLON |  |  | BRUSH,ABRASIVE;TYPE:CIRCULAR,SIZE:DIA 75 MM,ABRASIVE MATERIAL:NYLON,SPEED RATING:2500 R/MIN,ADDITIONAL FEATURES EN:TIVOLY,MNFR:01) RS COMPONENTS PTY LTD,PTNO:01)221-5872 | CIRCULAR,DIA 75 MM,NYLON,2500 R/MIN,01)TIVOLY,01)RS COMPONENTS PTY LTD,01)221-5872 |  |  | RS COMPONENTS PTY LTD | TIVOLY | XT20222000777 |  | RS COMPONENTS | 221-5872 |  |  | https://pro-ecata-tivoly-com.translate.goog/es/productos/XT20402/XT20222000777?_x_tr_sl=es&_x_tr_tl=en&_x_tr_hl=en&_x_tr_pto=sc | https://in.rsdelivers.com/product/tivoly/xt20222000777/tivoly-nylon-circular-abrasive-brush-75mm-diameter/2215872 | [9 empty] | CLEANSED | 31191500 Abrasives and abrasive media | BRUSH | ABRASIVE | TYPE | CIRCULAR | SIZE | 75 MM DIA | ARBOR SIZE |  | ABRASIVE MATERIAL | NYLON | MOUNTING TYPE |  | GRIT |  | SHANK SIZE |  | TRIM LENGTH |  | BRISTLE SIZE |  | SPEED RATING | 2500 RPM | HAZARD CLASS |  | CERTIFICATION/STANDARD |  | ADDITIONAL FEATURES | [48 empty] | Production Completed
STP_009 - Lot4 | Data Enrichment | CIR | ok | 2023-07-21 | 4/8/2023 |  | 1281743 | 1281743 | EA | BRUSH,ABRSV;FLAP ROLOC,DIA 63 MM,NYLON |  |  | BRUSH,ABRASIVE;TYPE:FLAP ROLOC,SIZE:DIA 63 MM,ABRASIVE MATERIAL:NYLON,GRIT:P120,SPEED RATING:9000 R/MIN,ADDITIONAL FEATURES EN: 32MM, 3M MANUFACTURER: ATOM SUPPLY, SERIAL NO:,MNFR:01)ATOM,PTNO:01)92640071 | FLAP ROLOC,DIA 63 MM,NYLON,P120,9000 R/MIN,01)32MM, 3M MANUFACTURER: ATOM,01)ATOM,01)92640071 |  |  | ATOM SUPPLY | ATOM SUPPLY | 92640071 | [5 empty] | URL NOT FOUND | [10 empty] | CLEANSED | 31191500 Abrasives and abrasive media | BRUSH | ABRASIVE | TYPE | FLAP ROLOC | SIZE | 63 MM DIA | ARBOR SIZE |  | ABRASIVE MATERIAL | NYLON | MOUNTING TYPE |  | GRIT |  | SHANK SIZE |  | TRIM LENGTH |  | BRISTLE SIZE |  | SPEED RATING | 9000 RPM | HAZARD CLASS |  | CERTIFICATION/STANDARD |  | ADDITIONAL FEATURES | 32 MM,P120 | [46 empty] | 3M MANUFACTURER: ATOM SUPPLY,SERIAL NO: | Production Completed
STP_009 - Lot4 | Data Enrichment | CIR | ok | 2023-07-21 | 4/8/2023 |  | 1354612 | 1354612 | EA | BRUSH,ABRSV;ROTARY SWEEPER, CLEANER K |  |  | BRUSH,ABRASIVE;TYPE:ROTARY SWEEPER, CLEANER K,SIZE:DIA 300 MM,TRIM LENGTH:150 MM,BRISTLE SIZE:0.64 MM,ADDITIONAL FEATURES EN: COLOUR: BLACK, C/W 2 MOUNTING SCREWS, SET 16 SE,MNFR:01)KINDER,PTNO:01)K-CLE-B1493-3 X 0.025 | ROTARY SWEEPER, CLEANER K,DIA 300 MM,150 MM,0.64 MM,01)COLOUR: BLACK, C/W 2 MOUNTI,01)KINDER,01)K-CLE-B1493-3 X 0.025 |  |  | KINDER | KINDER | K-CLE-B1493-3 X 0.025 | [5 empty] | URL NOT FOUND | [10 empty] | CLEANSED | 31191500 Abrasives and abrasive media | BRUSH | ABRASIVE | TYPE | ROTARY SWEEPER | SIZE | 300 MM DIA | ARBOR SIZE |  | ABRASIVE MATERIAL |  | MOUNTING TYPE |  | GRIT |  | SHANK SIZE |  | TRIM LENGTH | 150 MM | BRISTLE SIZE | 0.64 MM | SPEED RATING |  | HAZARD CLASS |  | CERTIFICATION/STANDARD |  | ADDITIONAL FEATURES | CLEANER K,COLOR: BLACK,C/W 2 MOUNTING SCREWS,SET 16 SE | [47 empty] | Production Completed
STP_009 - Lot4 | Data Enrichment | CIR | ok | 2023-07-21 | 4/8/2023 |  | 1318082 | 1318082 | EA | BRUSH,ABRSV;ROTARY WIRE CUP,WIRE,14 MM |  |  | BRUSH,ABRASIVE;TYPE:ROTARY WIRE CUP,SIZE:DIA 125 X THK 20 MM,ABRASIVE MATERIAL:WIRE,SHANK SIZE:14 MM,BRISTLE SIZE:1.5 MM, ADDITIONAL FEATURES EN:25-SWG,MNFR:01)ATOMSUP,PTNO:01)40004913 | ROTARY WIRE CUP,DIA 125 X THK 20 MM,WIRE,14 MM,1.5 MM,01)25-SWG,01)ATOMSUP,01)40004913 |  |  | ATOM SUPPLY | SIT | T120 |  | ATOM SUPPLY | 40004913 |  |  | https://www.sitbrush.com/Brushes-for-Grinders/Crimped-Wire-Cup-T100-T120-T150.php | https://www.atom.com.au/brush-cup-wire-steel-crimped-120mm-x-14mm-x-2-0mm-40004913 | [9 empty] | ENRICHED | 31191500 Abrasives and abrasive media | BRUSH | ABRASIVE | TYPE | CRIMPED WIRE CUP | SIZE | 125 DIAX20 THK MM | ARBOR SIZE |  | ABRASIVE MATERIAL | CARBON STEEL | MOUNTING TYPE |  | GRIT |  | SHANK SIZE | 14 MM | TRIM LENGTH |  | BRISTLE SIZE | 1.5 MM | SPEED RATING | 8500 RPM | HAZARD CLASS |  | CERTIFICATION/STANDARD |  | ADDITIONAL FEATURES | ROTARY,25 SWG | [47 empty] | Production Completed
STP_009 - Lot4 | Data Enrichment | CIR | ok | 2023-07-21 | 4/8/2023 |  | 1294735 | 1294735 | EA | BRUSH,ABRSV;ROTARY WIRE,6 MM,15000 R/MIN |  |  | BRUSH,ABRASIVE;TYPE:ROTARY WIRE,SIZE:DIA 50 X THK 20 MM,SHANK SIZE:6 MM,SPEED RATING:15000 R/MIN,ADDITIONAL FEATURES EN:4 ROWS, MNFR:01)ATOMSUP,PTNO:01)723001 | ROTARY WIRE,DIA 50 X THK 20 MM,6 MM,15000 R/MIN,01)4 ROWS,01)ATOMSUP,01)723001 |  |  | ATOM SUPPLY | PFERD | 43104001 |  | ATOM SUPPLY | 723001 |  |  | https://uk.pferd.com/en/wheel-brushes-crimped-shank-mounted?a%5Bdiam-outer-tds%5D=50+mm&a%5Bfilament-material-tds%5D=Steel+wire+%28ST%29&a%5Bdiam-filament-material-tds%5D=0.2+mm&a%5Bpacking-tds%5D=Industrial+packaging&a%5Bwidth-tds%5D=15+mm&a%5Bsap-marm-umrezs%5D=10 | https://www.atom.com.au/wheel-wire-steel-crimped-50-x-16mm-pferd-723001 | [9 empty] | ENRICHED | 31191500 Abrasives and abrasive media | BRUSH | ABRASIVE | TYPE | CRIMPED WIRE,WHEEL | SIZE | 50 DIAX15 THK MM | ARBOR SIZE |  | ABRASIVE MATERIAL | STEEL | MOUNTING TYPE |  | GRIT |  | SHANK SIZE | 6 MM | TRIM LENGTH |  | BRISTLE SIZE | 0.2 MM | SPEED RATING | 15000 RPM | HAZARD CLASS |  | CERTIFICATION/STANDARD |  | ADDITIONAL FEATURES | ROTARY,4 ROWS | [47 empty] | Production Completed
STP_009 - Lot4 | Data Enrichment | CIR | ok | 2023-07-21 | 4/8/2023 |  | 1294826 | 1294826 | EA | BRUSH,ABRSV;ROTARY WIRE,CARBON STEEL |  |  | BRUSH,ABRASIVE;TYPE:ROTARY WIRE,SIZE:DIA 150 X THK 28 MM,ABRASIVE MATERIAL:CARBON STEEL,ADDITIONAL FEATURES EN:CIRCULAR CRIMPED, UNI BORE,MNFR:01)ATOMSUP,PTNO:01)92638041 | ROTARY WIRE,DIA 150 X THK 28 MM,CARBON STEEL,01)CIRCULAR CRIMPED, UNI BORE,01)ATOMSUP,01)92638041 |  |  | ATOM SUPPLY | FLEXOVIT | 00310421353 |  | ATOM SUPPLY | 92638041 |  |  | https://www.atom.com.au/wheel-wire-steel-crimped-150-x-28mm-multi-bore-28g-flexovit-92638041 | https://www.aimsindustrial.com.au/assets/files/Saint-Gobain-Product-Catalogue.pdf | [9 empty] | CLEANSED | 31191500 Abrasives and abrasive media | BRUSH | ABRASIVE | TYPE | CRIMPED WIRE,MULTI BORE | SIZE | 150 DIAX28 THK MM | ARBOR SIZE |  | ABRASIVE MATERIAL | CARBON STEEL | MOUNTING TYPE |  | GRIT |  | SHANK SIZE |  | TRIM LENGTH |  | BRISTLE SIZE |  | SPEED RATING |  | HAZARD CLASS |  | CERTIFICATION/STANDARD |  | ADDITIONAL FEATURES | CIRCULAR | [47 empty] | Production Completed
STP_009 - Lot4 | Data Enrichment | CIR | ok | 2023-07-21 | 4/8/2023 | OBSOLETE ITEM | 1285669 | 1285669 | EA | BRUSH,CARBN;ELEC CONT,THK 3/8 IN |  |  | BRUSH,CARBON;TYPE:ELECTRICAL CONTACT,THICKNESS:3/8 IN,WIDTH:3/4 IN,LENGTH:3/4 IN,MNFR:01)DELCREMY,PTNO:01)1946445 | EN_01)ELECTRICAL CONTACT,3/8 IN,3/4 IN,3/4 IN,01)DELCREMY,01)1946445 |  |  | DELCREMY | DELCO REMY | 1946445 | [5 empty] | https://www.delcoremy.com/find-a-part/product-details/1946445 | [10 empty] | CLEANSED | 26101404 Motor brush | BRUSH | CARBON | TYPE | ELECTRICAL CONTACT | THICKNESS | 3/8 IN | WIDTH | 3/4 IN | LENGTH | 3/4 IN | CONNECTION TYPE |  | CURRENT RATING |  | HAZARD CLASS |  | CERTIFICATION/STANDARD |  | ADDITIONAL FEATURES | [56 empty] | Production Completed
STP_009 - Lot4 | Data Enrichment | CIR | ok | 2023-07-21 | 4/8/2023 | OBSOLETE ITEM | 1290013 | 1290013 | EA | BRUSH,CARBN;ELECTRIC CONTACT,THK 10 MM |  |  | BRUSH,CARBON;TYPE:ELECTRIC CONTACT,THICKNESS:10 MM,WIDTH:18 MM,LENGTH:20 MM,ADDITIONAL FEATURES EN:SUPPLIED PACKAGED IN SETS OF 4, MNFR:01)DELCREMY,PTNO:01)1852880 | EN_01)ELECTRIC CONTACT,10 MM,18 MM,20 MM,01)SUPPLIED PACKAGED IN SETS O,01)DELCREMY,01)1852880 |  |  | DELCREMY | DELCO REMY | 1852880 | [5 empty] | https://www.delcoremy.com/find-a-part/product-details/1852880 | [10 empty] | CLEANSED | 26101404 Motor brush | BRUSH | CARBON | TYPE | ELECTRIC CONTACT | THICKNESS | 10 MM | WIDTH | 18 MM | LENGTH | 20 MM | CONNECTION TYPE |  | CURRENT RATING |  | HAZARD CLASS |  | CERTIFICATION/STANDARD |  | ADDITIONAL FEATURES | PACKAGE QUANTITY:4/PK | [55 empty] | Production Completed
STP_009 - Lot4 | Data Enrichment | CIR | ok | 2023-07-21 | 4/8/2023 |  | 1285119 | 1285119 | EA | BRUSH,CARBN;GEAR MOTOR |  |  | BRUSH,CARBON;TYPE:GEAR MOTOR,ADDITIONAL FEATURES EN:ASSEMBLY, MANUFACTURE 1 PAIR OF REDESIGNED, INS,MNFR:01)E.M.A.C.S ELECTRIC MOTORS P/L,PTNO:01)IR15072020GF | EN_01)GEAR MOTOR,01)ASSEMBLY, MANUFACTURE 1 PAI,01)E.M.A.C.S ELECTRIC MOTORS P,01)IR15072020GF |  |  | E.M.A.C.S ELECTRIC MOTORS P/L | E.M.A.C.S ELECTRIC MOTORS P/L | IR15072020GF | [5 empty] | URL NOT FOUND | [10 empty] | CLEANSED | 26101404 Motor brush | BRUSH | CARBON | TYPE | GEAR MOTOR | THICKNESS |  | WIDTH |  | LENGTH |  | CONNECTION TYPE |  | CURRENT RATING |  | HAZARD CLASS |  | CERTIFICATION/STANDARD |  | ADDITIONAL FEATURES | ASSEMBLY,MANUFACTURE 1 PAIR OF REDESIGNED,INS | [55 empty] | Production Completed
STP_009 - Lot4 | Data Enrichment | CIR | ok | 2023-07-21 | 4/8/2023 |  | 1284826 | 1284826 | EA | BRUSH,CARBN;GRADE: R783, REFERENCE NO: B |  |  | BRUSH,CARBON;ADDITIONAL FEATURES EN:GRADE: R783, REFERENCE NO: B055CNBPDAC2,MNFR:01)MORGAN ADVANCED MATERIALS,PTNO:01)E000008348 | 01)GRADE: R783, REFERENCE NO:,01)MORGAN ADVANCED MATERIALS,01)E000008348 |  |  | MORGAN ADVANCED MATERIALS | MORGAN ADVANCED MATERIALS | E000008348 |  |  | B055CNBPDAC2 |  |  | URL NOT FOUND | [10 empty] | CLEANSED | 26101404 Motor brush | BRUSH | CARBON | TYPE |  | THICKNESS |  | WIDTH |  | LENGTH |  | CONNECTION TYPE |  | CURRENT RATING |  | HAZARD CLASS |  | CERTIFICATION/STANDARD |  | ADDITIONAL FEATURES | GRADE: R783 | [54 empty] | REFERENCE NO: B055CNBPDAC2 | Production Completed
STP_009 - Lot4 | Data Enrichment | CIR | ok | 2023-07-21 | 4/8/2023 |  | 1284811 | 1284811 | EA | BRUSH,CARBN;REFERENCE NO: B055CNBPDAA15R |  |  | BRUSH,CARBON;ADDITIONAL FEATURES EN:REFERENCE NO: B055CNBPDAA15R783,MNFR:01)MORGAN ADVANCED MATERIALS,PTNO:01)E000008581 | 01)REFERENCE NO: B055CNBPDAA15,01)MORGAN ADVANCED MATERIALS,01)E000008581 |  |  | MORGAN ADVANCED MATERIALS | MORGAN ADVANCED MATERIALS | E000008581 |  |  | B055CNBPDAA15R783 |  |  | URL NOT FOUND | [10 empty] | CLEANSED | 26101404 Motor brush | BRUSH | CARBON | TYPE |  | THICKNESS |  | WIDTH |  | LENGTH |  | CONNECTION TYPE |  | CURRENT RATING |  | HAZARD CLASS |  | CERTIFICATION/STANDARD |  | ADDITIONAL FEATURES | [56 empty] | Production Completed
STP_009 - Lot4 | Data Enrichment | CIR | ok | 2023-07-21 | 4/8/2023 |  | 1284828 | 1284828 | EA | BRUSH,CARBN;THK 32 MM,WD 25 MM,LG 50 MM |  |  | BRUSH,CARBON;THICKNESS:32 MM,WIDTH:25 MM,LENGTH:50 MM,ADDITIONAL FEATURES EN:GRADE CG 677,MNFR:01)MERSEN OCEANIA PTY LTD,PTNO:01) Q1100 | 32 MM,25 MM,50 MM,01)GRADE CG 677,01)MERSEN OCEANIA PTY LTD,01)Q1100 |  |  | MERSEN OCEANIA PTY LTD | MERSEN OCEANIA PTY LTD | Q1100 | [5 empty] | URL NOT FOUND | [10 empty] | CLEANSED | 26101404 Motor brush | BRUSH | CARBON | TYPE |  | THICKNESS | 32 MM | WIDTH | 25 MM | LENGTH | 50 MM | CONNECTION TYPE |  | CURRENT RATING |  | HAZARD CLASS |  | CERTIFICATION/STANDARD |  | ADDITIONAL FEATURES | GRADE CG 677 | [55 empty] | Production Completed
STP_009 - Lot4 | Data Enrichment | CIR | ok | 2023-07-21 | 4/8/2023 |  | 1285136 | 1285136 | EA | BRUSH,CARBN;TOP ANGLE 20 DEG,THK 16 MM |  |  | BRUSH,CARBON;TYPE:TOP ANGLE 20 DEG,THICKNESS:16 MM,WIDTH:32 MM,LENGTH:40 MM,MNFR:01)MERSEN OCEANIA PTY LTD,PTNO:01)Q1105 | EN_01)TOP ANGLE 20 DEG,16 MM,32 MM,40 MM,01)MERSEN OCEANIA PTY LTD,01)Q1105 |  |  | MERSEN OCEANIA PTY LTD | MERSEN OCEANIA PTY LTD | Q1105 | [5 empty] | URL NOT FOUND | [10 empty] | CLEANSED | 26101404 Motor brush | BRUSH | CARBON | TYPE |  | THICKNESS | 16 MM | WIDTH | 32 MM | LENGTH | 40 MM | CONNECTION TYPE |  | CURRENT RATING |  | HAZARD CLASS |  | CERTIFICATION/STANDARD |  | ADDITIONAL FEATURES | TOP ANGLE 20 DEG | [55 empty] | Production Completed
STP_009 - Lot4 | Data Enrichment | CIR | ok | 2023-07-21 | 4/8/2023 |  | 1285971 | 1285971 | EA | BRUSH,CLEAN;ASSEMBLE 2.4 EXT HANDLE |  |  | BRUSH,CLEANING;ADDITIONAL FEATURES EN:ASSEMBLE 2.4 EXT HANDLE,MNFR:01)AUTOBARN,PTNO:01)51161 | 01)ASSEMBLE 2.4 EXT HANDLE,01)AUTOBARN,01)51161 |  |  | AUTOBARN | AUTOBARN | 51161 | [5 empty] | https://autobarn.com.au/ab/Autobarn-Category/Shop-our-Full-Ranges-by-Brand-%7C-Autobarn/Kenco/Kenco-Body-%26-Wheel-Brush---51115/p/CC01258 | [10 empty] | ENRICHED | 47131605 Cleaning brushes | BRUSH | CLEANING | TYPE | WHEEL | OVERALL LENGTH |  | TRIM LENGTH |  | BRISTLE MATERIAL |  | DIAMETER |  | SIZE |  | BRISTLE SIZE |  | HANDLE SIZE |  | HAZARD CLASS |  | CERTIFICATION/STANDARD |  | ADDITIONAL FEATURES | ASSEMBLE 2.4 EXT HANDLE | [51 empty] | Production Completed
STP_009 - Lot4 | Data Enrichment | CIR | ok | 2023-07-21 | 4/8/2023 |  | 1296889 | 1296889 | EA | BRUSH,CLEAN;HAND,LG 355 MM,DIA 95 MM |  |  | BRUSH,CLEANING;TYPE:HAND,OVERALL LENGTH:355 MM,DIAMETER:95 MM,SIZE:45 MM,ADDITIONAL FEATURES EN:AQUA CUBE, CLEANING STATION, WATERFEED, STIFF BRISTLES,MNFR:01)FMCGIND,PTNO:01)24/7056 | HAND,355 MM,95 MM,45 MM,01)AQUA CUBE, CLEANING STATION,01)FMCGIND,01)24/7056 |  |  | FMCGIND | FMCGIND | 24/7056 | [5 empty] | URL NOT FOUND | [10 empty] | CLEANSED | 47131605 Cleaning brushes | BRUSH | CLEANING | TYPE | HAND | OVERALL LENGTH | 355 MM | TRIM LENGTH |  | BRISTLE MATERIAL |  | DIAMETER | 95 MM | SIZE | 45 MM | BRISTLE SIZE |  | HANDLE SIZE |  | HAZARD CLASS |  | CERTIFICATION/STANDARD |  | ADDITIONAL FEATURES | AQUA CUBE,CLEANING STATION,WATERFEED,STIFF BRISTLES | [51 empty] | Production Completed
STP_009 - Lot4 | Data Enrichment | CIR | ok | 2023-07-21 | 4/8/2023 |  | 1350762 | 1350762 | EA | BRUSH,CLEAN;NO 18 |  |  | BRUSH,CLEANING;SIZE:NO 18,ADDITIONAL FEATURES EN:FILTER 39.15, MATERIAL: STAINLESS STEEL,MNFR:01)AMIAD,PTNO:01)2.15.00.14 | NO 18,01)FILTER 39.15, MATERIAL: STA,01)AMIAD,01)2.15.00.14 |  |  | AMIAD | AMIAD | 2.15.00.14 | [5 empty] | URL NOT FOUND | [10 empty] | CLEANSED | 47131605 Cleaning brushes | BRUSH | CLEANING | TYPE |  | OVERALL LENGTH |  | TRIM LENGTH |  | BRISTLE MATERIAL |  | DIAMETER |  | SIZE | 18 | BRISTLE SIZE |  | HANDLE SIZE |  | HAZARD CLASS |  | CERTIFICATION/STANDARD |  | ADDITIONAL FEATURES | FILTER 39.15 | [50 empty] | MATERIAL: STAINLESS STEEL | Production Completed
STP_009 - Lot4 | Data Enrichment | CIR | ok | 2023-07-21 | 4/8/2023 |  | 1285787 | 1285787 | EA | BRUSH,CLEAN;NYLON,DIA 3/4 IN |  |  | BRUSH,CLEANING;BRISTLE MATERIAL:NYLON,DIAMETER:3/4 IN,MNFR:01)VENDOR LINK PTY LTD,PTNO:01)GTC-211-3/4 | NYLON,3/4 IN,01)VENDOR LINK PTY LTD,01)GTC-211-3/4 |  |  | VENDOR LINK PTY LTD | VENDOR LINK PTY LTD | GTC-211-3/4 | GOODWAY |  |  |  |  | https://www.goodway.com/accessories/tube-cleaner-shafts-brushes-machine-accessories/tube-cleaning-brush-blue-nylon?v=4220 | https://www.goodway.com/sites/default/files/TRANE-Goodway%20XREF%20for%20PDF%20FINAL.pdf | [9 empty] | ENRICHED | 47131605 Cleaning brushes | BRUSH | CLEANING | TYPE | TUBE | OVERALL LENGTH |  | TRIM LENGTH |  | BRISTLE MATERIAL | NYLON | DIAMETER | 3/4 IN | SIZE |  | BRISTLE SIZE |  | HANDLE SIZE |  | HAZARD CLASS |  | CERTIFICATION/STANDARD |  | ADDITIONAL FEATURES | COLOR:BLUE | [51 empty] | Production Completed
STP_009 - Lot4 | Data Enrichment | CIR | ok | 2023-07-21 | 4/8/2023 |  | 1387471 | 1387471 | EA | BRUSH,SWEEPER,FLOOR,50 IN,FLOOR,35326 |  |  |  |  | 35326 | 3000358 | TENNANT | TENNANT | 35326 | [5 empty] | https://www.tennantco.com/en_ca/1/parts/pc_cat_consumables/pc_cat_brushes/product.polypropylene-double-row-brush-&-8211-50-x-16-in.35326.html | [10 empty] | ENRICHED | 27113000 Brushes | BRUSH | NO MODIFIER | TYPE | FLOOR SWEEPER,DOUBLE ROW | SIZE | 16 DIAX50 LG IN | MATERIAL | POLYPROPYLENE | HAZARD CLASS |  | CERTIFICATION/STANDARD |  | ADDITIONAL FEATURES | SHAPE:CYLINDRICAL,COLOR:BLACK | [61 empty] | Production Completed
STP_009 - Lot4 | Data Enrichment | CIR | ok | 2023-07-21 | 4/8/2023 |  | 1285370 | 1285370 | EA | BRUSH;1 IN,NYL |  |  | BRUSH;SIZE:1 IN,MATERIAL:NYLON,MNFR:01)VENDOR LINK PTY LTD,PTNO:01)GTC-211-1 | 01)VENDOR LINK PTY LTD,01)GTC-211-1,EN_01)1 IN,EN_01)NYLON |  |  | VENDOR LINK PTY LTD | VENDOR LINK PTY LTD | GTC-211-1 | GOODWAY |  |  |  |  | https://www.goodway.com/accessories/tube-cleaner-shafts-brushes-machine-accessories/tube-cleaning-brush-blue-nylon?v=4208 | [10 empty] | ENRICHED | 47131605 Cleaning brushes | BRUSH | CLEANING | TYPE | TUBE | OVERALL LENGTH |  | TRIM LENGTH |  | BRISTLE MATERIAL | NYLON | DIAMETER | 1 IN | SIZE |  | BRISTLE SIZE |  | HANDLE SIZE |  | HAZARD CLASS |  | CERTIFICATION/STANDARD |  | ADDITIONAL FEATURES | COLOR:BLUE | [51 empty] | Production Completed
STP_009 - Lot4 | Data Enrichment | CIR | ok | 2023-07-21 | 4/8/2023 |  | 1386602 | 1386602 | EA | BRUSH;ABB,2 137 014 014 |  |  |  | BRUSH | 2 137 014 014 | 3000014 | ABB | ABB | 2 137 014 014 | [5 empty] | URL NOT FOUND | [10 empty] | CLEANSED | 27113000 Brushes | BRUSH | NO MODIFIER | TYPE |  | SIZE |  | MATERIAL |  | HAZARD CLASS |  | CERTIFICATION/STANDARD |  | ADDITIONAL FEATURES | [62 empty] | Production Completed
STP_009 - Lot4 | Data Enrichment | CIR | ok | 2023-07-21 | 4/8/2023 |  | 1386638 | 1386638 | EA | BRUSH;ABB,3AFP9982176 |  |  |  | BRUSH | 3AFP9982176 | 3000014 | ABB | ABB | 3AFP9982176 | [5 empty] | https://new.abb.com/products/3AFP9982176/3afp9982176 | [10 empty] | CLEANSED | 27113000 Brushes | BRUSH | NO MODIFIER | TYPE |  | SIZE |  | MATERIAL |  | HAZARD CLASS |  | CERTIFICATION/STANDARD |  | ADDITIONAL FEATURES | [62 empty] | Production Completed
STP_009 - Lot4 | Data Enrichment | CIR | ok | 2023-07-21 | 4/8/2023 |  | 1229637 | 1229637 | EA | BRUSH;ASSY,AMIAD,53-4065-5000 |  |  | BRUSH;ADDITIONAL FEATURES EN:ASSY,MNFR:01)AMIAD,PTNO:01)53-4065-5000 | 01)AMIAD,01)53-4065-5000,01)ASSY |  |  | AMIAD | AMIAD | 53-4065-5000 | [5 empty] | URL NOT FOUND | [10 empty] | CLEANSED | 27113000 Brushes | BRUSH | NO MODIFIER | TYPE |  | SIZE |  | MATERIAL |  | HAZARD CLASS |  | CERTIFICATION/STANDARD |  | ADDITIONAL FEATURES | ASSEMBLY | [61 empty] | Production Completed
STP_009 - Lot4 | Data Enrichment | CIR | ok | 2023-07-21 | 4/8/2023 |  | 1344575 | 1344575 | EA | BRUSH;C,12 PIECE, SET, SUI,TECO |  |  | BRUSH;MATERIAL:CARBON,ADDITIONAL FEATURES EN:12 PIECE, SET, SUI,MNFR:01)TECO,PTNO:01)BQ4673(TAC6488) ITEM 4 | 01)TECO,01)BQ4673(TAC6488) ITEM 4,EN_01)CARBON,01)12 PIECE, SET, SUI |  |  | TECO | TECO | BQ4673 |  | TECO | TAC6488 |  |  | URL NOT FOUND |  | 4 | [8 empty] | CLEANSED | 27113000 Brushes | BRUSH | NO MODIFIER | TYPE |  | SIZE |  | MATERIAL | CARBON | HAZARD CLASS |  | CERTIFICATION/STANDARD |  | ADDITIONAL FEATURES | SUI,PACKAGE QUANTITY:12/PK | [61 empty] | Production Completed
STP_009 - Lot4 | Data Enrichment | CIR | ok | 2023-07-21 | 4/8/2023 |  | 1295818 | 1295818 | EA | BRUSH;CLEANING STATION,FMCGIND |  |  | BRUSH;TYPE:CLEANING STATION,ADDITIONAL FEATURES EN:SET OF 3 : AQUA CUBE, BASE, SPARE,MNFR:01)FMCGIND,PTNO:01)AQUABRUSH01 | 01)FMCGIND,01)AQUABRUSH01,CLEANING STATION,01)SET OF 3 : AQUA CUBE, BASE |  |  | FMCGIND | FMCGIND | AQUABRUSH01 | [5 empty] | URL NOT FOUND | [10 empty] | CLEANSED | 47131605 Cleaning brushes | BRUSH | CLEANING | TYPE |  | OVERALL LENGTH |  | TRIM LENGTH |  | BRISTLE MATERIAL |  | DIAMETER |  | SIZE |  | BRISTLE SIZE |  | HANDLE SIZE |  | HAZARD CLASS |  | CERTIFICATION/STANDARD |  | ADDITIONAL FEATURES | AQUA CUBE,BASE,SPARE,PACKAGE QUANTITY:3/PK | [51 empty] | Production Completed
STP_009 - Lot4 | Data Enrichment | CIR | ok | 2023-07-21 | 4/8/2023 |  | 1285349 | 1285349 | EA | BRUSH;HEAD,250 MM,SOFT DURA STRAND |  |  | BRUSH;TYPE:HEAD,SIZE:250 MM,ADDITIONAL FEATURES EN:SOFT DURA STRAND,MNFR:01)PARTS,PTNO:01)03041,MNFR:02)SWASHA,PTNO:02)00576402 | 01)PARTS,02)SWASHA,01)03041,02)00576402,HEAD,EN_01)250 MM,01)SOFT DURA STRAND |  |  | SWASHA | SWASHA | 03041 |  | SWASHA | 00576402 |  |  | URL NOT FOUND | [10 empty] | CLEANSED | 27113000 Brushes | BRUSH | NO MODIFIER | TYPE | HEAD | SIZE | 250 MM | MATERIAL |  | HAZARD CLASS |  | CERTIFICATION/STANDARD |  | ADDITIONAL FEATURES | SOFT DURA STRAND | [61 empty] | Production Completed
STP_009 - Lot4 | Data Enrichment | CIR | ok | 2023-07-21 | 4/8/2023 |  | 1350582 | 1350582 | EA | BRUSH;SPINDLE AND FRAME ASSY, 39.15 FILT |  |  | BRUSH;ADDITIONAL FEATURES EN:SPINDLE AND FRAME ASSY, 39.15 FILTER,MNFR:01)AMIAD,PTNO:01)2.15.03.05 | 01)AMIAD,01)2.15.03.05,01)SPINDLE AND FRAME ASSY, 39. |  |  | AMIAD | AMIAD | 2.15.03.05 | [5 empty] | URL NOT FOUND | [10 empty] | CLEANSED | 27113000 Brushes | BRUSH | NO MODIFIER | TYPE |  | SIZE |  | MATERIAL |  | HAZARD CLASS |  | CERTIFICATION/STANDARD |  | ADDITIONAL FEATURES | SPINDLE AND FRAME ASSY,39.15 FILTER | [61 empty] | Production Completed
STP_009 - Lot4 | Data Enrichment | CIR | ok | 2023-07-21 | 4/8/2023 |  | 1319758 | 1319758 | EA | BRUSH;SS,X 2, ILS165FL1836 / 1837 |  |  | BRUSH;MATERIAL:STAINLESS STEEL,ADDITIONAL FEATURES EN:X 2, ILS165FL1836 / 1837,MNFR:01)AMIAD,PTNO:01)53-4065-5050 | 01)AMIAD,01)53-4065-5050,EN_01)STAINLESS STEEL,01)X 2, ILS165FL1836 / 1837 |  |  | AMIAD | AMIAD | 53-4065-5050 | [5 empty] | URL NOT FOUND | [10 empty] | CLEANSED | 27113000 Brushes | BRUSH | NO MODIFIER | TYPE |  | SIZE |  | MATERIAL | STAINLESS STEEL | HAZARD CLASS |  | CERTIFICATION/STANDARD |  | ADDITIONAL FEATURES | X 2,ILS165FL1836/1837 | [61 empty] | Production Completed
STP_009 - Lot4 | Data Enrichment | CIR | ok | 2023-07-21 | 4/8/2023 |  | 1364923 | 1364923 | EA | BRUSH;TENNANT 385/S30 SWEEPER,MAIN BROOM |  |  | BRUSH;TYPE:TENNANT 385/S30 SWEEPER,MAIN BROOM,SIZE:WD 14 X LG 45 IN,MATERIAL:NYLON,ADDITIONAL FEATURES EN:TE6550,MNFR:01)AUSWEEP, PTNO:01)TE.54923 | 01)AUSWEEP,01)TE.54923 |  |  | AUSWEEP | TENNANT | 54923 |  | TENNANT | TE6550 |  |  | https://www.tennantco.com/en_us/1/parts/pc_cat_consumables/pc_cat_brushes/product.nylon-sweep-double-row-brush-&-8211-45-x-14-in.54923.html | [10 empty] | ENRICHED | 27113000 Brushes | BRUSH | NO MODIFIER | TYPE | DOUBLE ROW | SIZE | 14 DIAX45 LG IN | MATERIAL | NYLON | HAZARD CLASS |  | CERTIFICATION/STANDARD |  | ADDITIONAL FEATURES | SHAPE:CYLINDRICAL,COLOR:NATURAL,AUSWEEP,385/S30 SWEEPER,MAIN BROOM | [61 empty] | Production Completed
STP_009 - Lot4 | Data Enrichment | CIR | ok | 2023-07-21 | 4/8/2023 |  | 1285322 | 1285322 | EA | BRUSH;WALL |  |  | BRUSH;TYPE:WALL,MNFR:01)PAINT AND DECOR,PTNO:01)8005022 | 01)PAINT & DECOR,01)8005022,WALL |  |  | PAINT AND DECOR | PAINT AND DECOR | 8005022 | [5 empty] | URL NOT FOUND | [10 empty] | CLEANSED | 27113000 Brushes | BRUSH | NO MODIFIER | TYPE | WALL | SIZE |  | MATERIAL |  | HAZARD CLASS |  | CERTIFICATION/STANDARD |  | ADDITIONAL FEATURES | [62 empty] | Production Completed
STP_009 - Lot4 | Data Enrichment | CIR | ok | 2023-07-21 | 4/8/2023 |  | 1352578 | 1352578 | EA | BRUSH;WALL,75 MM,PRECISION SMOOTH FINISH |  |  | BRUSH;TYPE:WALL,SIZE:75 MM,ADDITIONAL FEATURES EN:PRECISION SMOOTH FINISH,MNFR:01)PAINT AND DECOR,PTNO:01)SC=8005024 | 01)PAINT & DECOR,01)SC=8005024,WALL,EN_01)75 MM,01)PRECISION SMOOTH FINISH |  |  | PAINT AND DECOR | PAINT AND DECOR | SC=8005024 | [5 empty] | URL NOT FOUND | [10 empty] | CLEANSED | 27113000 Brushes | BRUSH | NO MODIFIER | TYPE | WALL | SIZE | 75 MM | MATERIAL |  | HAZARD CLASS |  | CERTIFICATION/STANDARD |  | ADDITIONAL FEATURES | PRECISION SMOOTH FINISH | [61 empty] | Production Completed
STP_009 - Lot4 | Data Enrichment | CIR | ok | 2023-07-21 | 4/8/2023 |  | 1352579 | 1352579 | EA | BRUSH;WALL,88 MM,PRECISION SMOOTH FINISH |  |  | BRUSH;TYPE:WALL,SIZE:88 MM,ADDITIONAL FEATURES EN:PRECISION SMOOTH FINISH,MNFR:01)PAINT AND DECOR,PTNO:01)SC=8005026 | 01)PAINT & DECOR,01)SC=8005026,WALL,EN_01)88 MM,01)PRECISION SMOOTH FINISH |  |  | PAINT AND DECOR | PAINT AND DECOR | SC=8005026 | [5 empty] | URL NOT FOUND | [10 empty] | CLEANSED | 27113000 Brushes | BRUSH | NO MODIFIER | TYPE | WALL | SIZE | 88 MM | MATERIAL |  | HAZARD CLASS |  | CERTIFICATION/STANDARD |  | ADDITIONAL FEATURES | PRECISION SMOOTH FINISH | [61 empty] | Production Completed
STP_009 - Lot4 | Data Enrichment | CIR | ok | 2023-07-21 | 4/8/2023 | Source URL not opening | 1352826 | 1352826 | EA | BRUSH,PNT;BRSH,PAINT:PAINT BRUSHES |  |  | BRUSH,PAINT;ADDITIONAL FEATURES EN:BRUSH,PAINT:PAINT BRUSHES,MNFR:01)BUNNINGS,PTNO:01)2941085 | 01)BRUSH,PAINT:PAINT BRUSHES,01)BUNNINGS,01)2941085 |  |  | BUNNINGS | BUNNINGS WAREHOUSE MT ISA | 2941085 | [5 empty] | URL NOT FOUND | [10 empty] | CLEANSED | 31211904 Paint brushes | BRUSH | PAINT | TYPE |  | SIZE |  | BRISTLE MATERIAL |  | HANDLE MATERIAL |  | BRISTLE LENGTH |  | HAZARD CLASS |  | CERTIFICATION/STANDARD |  | ADDITIONAL FEATURES | [57 empty] | PAINT:PAINT BRUSHES | Production Completed
STP_009 - Lot4 | Data Enrichment | CIR | ok | 2023-07-21 | 4/8/2023 |  | 1290992 | 1290992 | EA | BRUSH,PNT;FLAT SASH,WD 3 IN,WOOD |  |  | BRUSH,PAINT;TYPE:FLAT SASH,SIZE:WD 3 IN,BRISTLE MATERIAL:NYLON/POLYESTER,HANDLE MATERIAL:WOOD,ADDITIONAL FEATURES EN:BUSHING:WEAR, ROTARY SWIVEL,MNFR:01)TERRATEC,PTNO:01)2862-3 | FLAT SASH,EN_01)WD 3 IN,NYLON/POLYESTER,WOOD,01)BUSHING:WEAR, ROTARY SWIVEL,01)TERRATEC,01)2862-3 |  |  | TERRATEC | TERRATEC | 2862-3 | LINZER |  |  |  |  | https://www.mclendons.com/2730205/product/Linzer-2862-3 | [10 empty] | ENRICHED | 31211904 Paint brushes | BRUSH | PAINT | TYPE |  | SIZE | 3 WDX11/16 THK IN | BRISTLE MATERIAL | NYLON/POLYESTER | HANDLE MATERIAL | WOOD | BRISTLE LENGTH | 3-1/4 IN | HAZARD CLASS |  | CERTIFICATION/STANDARD |  | ADDITIONAL FEATURES | FLAT SASH HANDLE,WEAR BUSHING,ROTARY SWIVEL | [57 empty] | Production Completed
STP_009 - Lot4 | Data Enrichment | CIR | ok | 2023-07-21 | 4/8/2023 |  | 1285737 | 1285737 | EA | BRUSH,PNT;SASH CUTTER,75 MM |  |  | BRUSH,PAINT;TYPE:SASH CUTTER,SIZE:75 MM,ADDITIONAL FEATURES EN:PRECISION SMOOTH FINISH,MNFR:01)PAINT AND DECOR,PTNO:01)8005030 | SASH CUTTER,EN_01)75 MM,01)PRECISION SMOOTH FINISH,01)PAINT & DECOR,01)8005030 |  |  | PAINT AND DECOR | PAINT AND DECOR | 8005030 | [5 empty] | URL NOT FOUND | [10 empty] | CLEANSED | 31211904 Paint brushes | BRUSH | PAINT | TYPE | SASH CUTTER | SIZE | 75 MM | BRISTLE MATERIAL |  | HANDLE MATERIAL |  | BRISTLE LENGTH |  | HAZARD CLASS |  | CERTIFICATION/STANDARD |  | ADDITIONAL FEATURES | PRECISION SMOOTH FINISH | [57 empty] | Production Completed
STP_009 - Lot4 | Data Enrichment | CIR | ok | 2023-07-21 | 4/8/2023 |  | 1282701 | 1282701 | EA | BRUSH,WIRE;BEVEL TWIST KNOT,DIA 100 MM |  |  | BRUSH,WIRE;TYPE:BEVEL TWIST KNOT,DIAMETER:100 MM,FACE WIDTH:14 MM,WIRE MATERIAL:STEEL,WIRE SIZE:2 MM,ADDITIONAL FEATURES EN: FLEXOVITPN #: W4240BP,MNFR:01)ATOM,PTNO:01)92638077 | 01)ATOM,01)92638077,BEVEL TWIST KNOT,STEEL,14 MM,2 MM,100 MM,01)FLEXOVITPN #: W4240BP |  |  | ATOM | FLEXOVIT | 70184645989 |  | ATOM SUPPLY | 92638077 | FLEXOVIT | W4240BP | https://www.atom.com.au/brush-bevel-wire-steel-twist-knot-100mm-x-14mm-x-2-0-flexovit-92638077 | https://www.bakfar.com.au/products/category/SFDIXGQJ-wire-brushes/BFW4240BP--brush-wire-bevelled-t-knot-100mm-m14x2-0-w4240bp | [9 empty] | ENRICHED | 27111907 Wire brushes | BRUSH | WIRE | TYPE | BEVEL TWIST KNOT | HANDLE MATERIAL |  | OVERALL LENGTH |  | BRISTLE MATERIAL |  | FACE WIDTH | 14 MM | BRISTLE LENGTH |  | BRISTLE DIAMETER |  | DIAMETER | 100 MM | SPEED RATING | 1200 RPM | HUB DIAMETER |  | SHANK SIZE |  | WIRE FILL TYPE |  | FILL QUANTITY |  | MOUNTING TYPE |  | HUB MATERIAL |  | HAZARD CLASS |  | CERTIFICATION/STANDARD |  | ADDITIONAL FEATURES | [37 empty] | WIRE MATERIAL:STEEL,WIRE SIZE:2 MM | Production Completed
STP_009 - Lot4 | Data Enrichment | CIR | ok | 2023-07-21 | 4/8/2023 |  | 1282655 | 1282655 | EA | BRUSH,WIRE;CUP, TWIST KNOT,75 MM |  |  | BRUSH,WIRE;TYPE:CUP, TWIST KNOT,SHANK SIZE:75 MM,ADDITIONAL FEATURES EN:CENTRE HOLE DIA 6 MM,MNFR:01)J.BLACKWOOD AND SON LIMITED, PT | 01)J.BLACKWOOD & SON LIMITED,01)BW#07838061,CUP, TWIST KNOT,75 MM,01)CENTRE HOLE DIA 6 MM |  |  | J.BLACKWOOD AND SON LIMITED | J.BLACKWOOD AND SON LIMITED | 7838061 | [5 empty] | URL NOT FOUND | [10 empty] | CLEANSED | 27111907 Wire brushes | BRUSH | WIRE | TYPE | CUP,TWIST KNOT | HANDLE MATERIAL |  | OVERALL LENGTH |  | BRISTLE MATERIAL |  | FACE WIDTH |  | BRISTLE LENGTH |  | BRISTLE DIAMETER |  | DIAMETER |  | SPEED RATING |  | HUB DIAMETER |  | SHANK SIZE | 75 MM | WIRE FILL TYPE |  | FILL QUANTITY |  | MOUNTING TYPE |  | HUB MATERIAL |  | HAZARD CLASS |  | CERTIFICATION/STANDARD |  | ADDITIONAL FEATURES | CENTRE HOLE DIA 6 MM | [37 empty] | Production Completed
STP_009 - Lot4 | Data Enrichment | CIR | ok | 2023-07-21 | 4/8/2023 |  | 1282656 | 1282656 | EA | BRUSH,WIRE;CUP,DIA 25 MM,HD STEEL,6.3 MM |  |  | BRUSH,WIRE;TYPE:CUP,DIAMETER:25 MM,WIRE MATERIAL:HD STEEL,SHANK SIZE:6.3 MM,WIRE FILL TYPE:CRIMPED,MOUNTING TYPE:SPINDLE,MNFR:01) J. | 01)J.BLACKWOOD & SON LIMITED,01)BW#03160733,CUP,HD STEEL,25 MM,6.3 MM,CRIMPED,SPINDLE |  |  | J.BLACKWOOD AND SON LIMITED | JOSCO | TSC25 |  | BLACKWOODS | 03160733 |  |  | https://www.josco.com.au/product/tomcat-25mm-spindle-mounted-crimped-cup-brush/ | https://www.blackwoods.com.au/abrasives/wire-brushes/crimped-wire-brush/josco-tsc25-crimped-wire-cup-brush-heavy-duty-steel-25-x-6mm/p/03160733 | [9 empty] | ENRICHED | 27111907 Wire brushes | BRUSH | WIRE | TYPE | CUP | HANDLE MATERIAL |  | OVERALL LENGTH |  | BRISTLE MATERIAL | STEEL | FACE WIDTH |  | BRISTLE LENGTH |  | BRISTLE DIAMETER |  | DIAMETER | 25 MM | SPEED RATING | 4500 RPM | HUB DIAMETER |  | SHANK SIZE | 6.3 MM | WIRE FILL TYPE | CRIMPED | FILL QUANTITY |  | MOUNTING TYPE | SPINDLE | HUB MATERIAL |  | HAZARD CLASS |  | CERTIFICATION/STANDARD |  | ADDITIONAL FEATURES | [37 empty] | WIRE MATERIAL:HD STEEL | Production Completed
STP_009 - Lot4 | Data Enrichment | CIR | ok | 2023-07-21 | 4/8/2023 |  | 1282693 | 1282693 | EA | BRUSH,WIRE;CUP,DIA 65 MM,12500 R/MIN,M14 |  |  | BRUSH,WIRE;TYPE:CUP,DIAMETER:65 MM,SPEED RATING:12500 R/MIN,WIRE SIZE:0.35 MM,MOUNTING TYPE:M14,HUB MATERIAL:STEEL,MNFR:01)PFERD, PTNO:01)UNK,MNFR:02)WELDERS PRO SHOP,PTNO:02)43305002 | 01)PFERD,02)WELDERS PRO SHOP,01)UNK,02)43305002,CUP,0.35 MM,65 MM,12500 R/MIN,M14,STEEL |  |  | WELDERS PRO SHOP | PFERD | 43305002 | [5 empty] | https://www.pferd.com.au/cup-brush-premium-twist-knot-tbg-65-m14-steel-0.35 | [10 empty] | ENRICHED | 27111907 Wire brushes | BRUSH | WIRE | TYPE | CUP,TWIST KNOT | HANDLE MATERIAL |  | OVERALL LENGTH |  | BRISTLE MATERIAL | STEEL | FACE WIDTH |  | BRISTLE LENGTH |  | BRISTLE DIAMETER |  | DIAMETER | 65 MM | SPEED RATING | 12500 RPM | HUB DIAMETER |  | SHANK SIZE |  | WIRE FILL TYPE |  | FILL QUANTITY |  | MOUNTING TYPE |  | HUB MATERIAL |  | HAZARD CLASS |  | CERTIFICATION/STANDARD |  | ADDITIONAL FEATURES | M14 THREAD,0.35 MM WIRE,UNK,WELDERS PRO SHOP | [36 empty] | WIRE SIZE:0.35 MM | Production Completed
STP_009 - Lot4 | Data Enrichment | CIR | ok | 2023-07-21 | 4/8/2023 |  | 1282847 | 1282847 | EA | BRUSH,WIRE;GLUE CLEANING,BRASS,STPLE |  |  | BRUSH,WIRE;TYPE:GLUE CLEANING,WIRE MATERIAL:BRASS,WIRE FILL TYPE:STAPLE,ADDITIONAL FEATURES EN:MANUFACTURER: RS COMPONENTS PTY LTD, SERIAL NO:,MNFR:01)RS COMPONENTS PTY LTD,PTNO:01)134-5715 | 01)RS COMPONENTS PTY LTD,01)134-5715,GLUE CLEANING,BRASS,STAPLE,01)MANUFACTURER: RS COMPONENTS |  |  | RS COMPONENTS PTY LTD | RS COMPONENTS | 134-5715 | [5 empty] | URL NOT FOUND | [10 empty] | CLEANSED | 27111907 Wire brushes | BRUSH | WIRE | TYPE | GLUE CLEANING | HANDLE MATERIAL | WOOD | OVERALL LENGTH |  | BRISTLE MATERIAL | BRASS | FACE WIDTH |  | BRISTLE LENGTH |  | BRISTLE DIAMETER |  | DIAMETER | 12 MM | SPEED RATING |  | HUB DIAMETER |  | SHANK SIZE |  | WIRE FILL TYPE | STAPLE | FILL QUANTITY |  | MOUNTING TYPE |  | HUB MATERIAL |  | HAZARD CLASS |  | CERTIFICATION/STANDARD |  | ADDITIONAL FEATURES | [37 empty] | WIRE MATERIAL:BRASS,SERIAL NO: | Production Completed
STP_009 - Lot4 | Data Enrichment | CIR | ok | 2023-07-21 | 4/8/2023 |  | 1232207 | 1232207 | EA | BRUSH,WIRE;RIDGID,TE |  |  | BRUSH,WIRE;TYPE:RIDGID,ADDITIONAL FEATURES EN:SUITABLE FOR MAINTENANCE AND REPAIRS, PIPE AND,TE,MNFR:01)J.BLACKWOOD AND SON LIMITED, | 01)J.BLACKWOOD & SON LIMITED,01)09414901,RIDGID,01)SUITABLE FOR MAINTENANCE AN,02)TE |  |  | J.BLACKWOOD AND SON LIMITED | J.BLACKWOOD AND SON LIMITED | 09414901 | [5 empty] | URL NOT FOUND | [10 empty] | CLEANSED | 27111907 Wire brushes | BRUSH | WIRE | TYPE | RIDGID | HANDLE MATERIAL |  | OVERALL LENGTH |  | BRISTLE MATERIAL |  | FACE WIDTH |  | BRISTLE LENGTH |  | BRISTLE DIAMETER |  | DIAMETER |  | SPEED RATING |  | HUB DIAMETER |  | SHANK SIZE |  | WIRE FILL TYPE |  | FILL QUANTITY |  | MOUNTING TYPE |  | HUB MATERIAL |  | HAZARD CLASS |  | CERTIFICATION/STANDARD |  | ADDITIONAL FEATURES | SUITABLE FOR MAINTENANCE AND REPAIRS,PIPE AND TE | [37 empty] | Production Completed
STP_009 - Lot4 | Data Enrichment | CIR | ok | 2023-07-21 | 4/8/2023 |  | 1293813 | 1293813 | EA | CALIPER,BRK;BODY, DISC |  |  | CALIPER,BRAKE;TYPE:BODY, DISC,MATERIAL:CAST IRON ZINC PLATED,MNFR:01)HOPSTOP,PTNO:01)323100B | BODY, DISC,CAST IRON ZINC PLATED,01)HOPSTOP,01)323100B |  |  | HOPSTOP | HOPPERS STOPPERS | 323100B | [5 empty] | https://alko.com.au/al-ko-launches-updated-mechanical-disc-brake-calipers/ | [10 empty] | CLEANSED | 25171706 Brake calipers | CALIPER | BRAKE | TYPE | DISC | NUMBER OF PISTONS |  | PISTON AREA |  | ROTOR SIZE |  | MATERIAL | CAST IRON ZINC PLATED | MOUNTING TYPE |  | CLAMP FORCE |  | HAZARD CLASS |  | CERTIFICATION/STANDARD |  | ADDITIONAL FEATURES | BODY | [53 empty] | Production Completed
STP_009 - Lot4 | Data Enrichment | CIR | ok | 2023-07-21 | 4/8/2023 |  | 1318646 | 1318646 | EA | CALIPER,BRK;DISC, FAIL SAFE |  |  | CALIPER,BRAKE;TYPE:DISC, FAIL SAFE,ADDITIONAL FEATURES EN:SHI 52, DATA SHEET M 1501 102 E,MNFR:01)SIBREAUS,PTNO:01)33205053 | DISC, FAIL SAFE,01)SHI 52, DATA SHEET M 1501 1,01)SIBREAUS,01)33205053 |  |  | SIBREAUS | SIBREAUS | 33205053 | [5 empty] | URL NOT FOUND | [10 empty] | CLEANSED | 25171706 Brake calipers | CALIPER | BRAKE | TYPE | DISC,FAIL SAFE | NUMBER OF PISTONS |  | PISTON AREA |  | ROTOR SIZE |  | MATERIAL |  | MOUNTING TYPE |  | CLAMP FORCE |  | HAZARD CLASS |  | CERTIFICATION/STANDARD |  | ADDITIONAL FEATURES | SHI 52,DATA SHEET M 1501 102 E | [53 empty] | Production Completed
STP_009 - Lot4 | Data Enrichment | CIR | ok | 2023-07-21 | 4/8/2023 |  | 1319694 | 1319694 | EA | CALIPER,BRK;DISC, LH,CYLINDER ASSY |  |  | CALIPER,BRAKE;TYPE:DISC, LH,ADDITIONAL FEATURES EN:CYLINDER ASSY,MNFR:01)DRIVELIN,PTNO:01)477500K061 | DISC, LH,01)CYLINDER ASSY,01)DRIVELIN,01)477500K061 |  |  | DRIVELIN | DRIVE LINE | 477500K061 | [5 empty] | https://www.4wdindustries.com.au/left-front-disc-brake-caliper-for-toyota-hilux-kun | [10 empty] | CLEANSED | 25171706 Brake calipers | CALIPER | BRAKE | TYPE | DISC,LH | NUMBER OF PISTONS |  | PISTON AREA |  | ROTOR SIZE |  | MATERIAL |  | MOUNTING TYPE |  | CLAMP FORCE |  | HAZARD CLASS |  | CERTIFICATION/STANDARD |  | ADDITIONAL FEATURES | CYLINDER ASSEMBLY | [53 empty] | Production Completed
STP_009 - Lot4 | Data Enrichment | CIR | ok | 2023-07-21 | 4/8/2023 | PARIAL MATCH | 1297839 | 1297839 | EA | CALIPER,BRK;DISC,43000 NM,@ 10.5, ASSY |  |  | CALIPER,BRAKE;TYPE:DISC,CLAMP FORCE:43000 NM,ADDITIONAL FEATURES EN:@ 10.5, ASSY,MNFR:01)HAGGLUND,PTNO:01)BSFG-405-401-002 | DISC,43000 NM,01)@ 10.5, ASSY,01)HAGGLUND,01)BSFG-405-401-002 |  |  | HAGGLUND | HAGGLUND | BSFG-405-401-002 | SVENDBORG BRAKES |  |  |  |  | https://www.svendborg-brakes.com/media/3xvhgyky/bsfg_400_dualspring_disc_brake_ds_product-sheet.pdf | [10 empty] | CLEANSED | 25171706 Brake calipers | CALIPER | BRAKE | TYPE | DISC | NUMBER OF PISTONS |  | PISTON AREA |  | ROTOR SIZE |  | MATERIAL |  | MOUNTING TYPE |  | CLAMP FORCE | 43000 NM | HAZARD CLASS |  | CERTIFICATION/STANDARD |  | ADDITIONAL FEATURES | 10.5,ASSEMBLY | [53 empty] | Production Completed
STP_009 - Lot4 | Data Enrichment | CIR | ok | 2023-07-21 | 4/8/2023 | PARIAL MATCH | 1297834 | 1297834 | EA | CALIPER,BRK;DISC,75000 NM,ASSY,HAGGLUND |  |  | CALIPER,BRAKE;TYPE:DISC,CLAMP FORCE:75000 NM,ADDITIONAL FEATURES EN:ASSY,MNFR:01)HAGGLUND,PTNO:01)BSFG408E000100 | DISC,75000 NM,01)ASSY,01)HAGGLUND,01)BSFG408E000100 |  |  | HAGGLUND | HAGGLUND | BSFG-408-E000-100 | SVENDBORG BRAKES |  |  |  |  | https://www.svendborg-brakes.com/media/3xvhgyky/bsfg_400_dualspring_disc_brake_ds_product-sheet.pdf | https://www.altraptchina.com/en/newsroom/2021/09/altra-power-transmission-solutions-in-mining-applications | [9 empty] | CLEANSED | 25171706 Brake calipers | CALIPER | BRAKE | TYPE | DISC | NUMBER OF PISTONS |  | PISTON AREA |  | ROTOR SIZE |  | MATERIAL |  | MOUNTING TYPE |  | CLAMP FORCE | 75000 NM | HAZARD CLASS |  | CERTIFICATION/STANDARD |  | ADDITIONAL FEATURES | ASSEMBLY | [53 empty] | Production Completed
STP_009 - Lot4 | Data Enrichment | CIR | ok | 2023-07-21 | 4/8/2023 | MFR Name not valid | 1364345 | 1364345 | EA | CALIPER,BRK;FRONT DISC, LH |  |  | CALIPER,BRAKE;TYPE:FRONT DISC, LH,MNFR:01)MODMOTOR,PTNO:01)0603BA0551N | FRONT DISC, LH,01)MODMOTOR,01)0603BA0551N |  |  | MODMOTOR | MODMOTOR | 0603BA0551N | [5 empty] | https://www.4wdindustries.com.au/mahindra-pik-up-left-hand-front-brake-caliper-lhf | [10 empty] | CLEANSED | 25171706 Brake calipers | CALIPER | BRAKE | TYPE | FRONT DISC,LH | NUMBER OF PISTONS |  | PISTON AREA |  | ROTOR SIZE |  | MATERIAL |  | MOUNTING TYPE |  | CLAMP FORCE |  | HAZARD CLASS |  | CERTIFICATION/STANDARD |  | ADDITIONAL FEATURES | [54 empty] | Production Completed
STP_009 - Lot4 | Data Enrichment | CIR | ok | 2023-07-21 | 4/8/2023 | MFR Name not valid | 1364344 | 1364344 | EA | CALIPER,BRK;FRONT DISC, RH |  |  | CALIPER,BRAKE;TYPE:FRONT DISC, RH,MNFR:01)MODMOTOR,PTNO:01)0603BA0561N | FRONT DISC, RH,01)MODMOTOR,01)0603BA0561N |  |  | MODMOTOR | MODMOTOR | 0603BA0561N | [5 empty] | https://narmadamotors.in/product/0603ba0561n-frt-caliper-assy-2x45-rh-bil-abs-scorpio/ | [10 empty] | CLEANSED | 25171706 Brake calipers | CALIPER | BRAKE | TYPE | FRONT DISC,RH | NUMBER OF PISTONS |  | PISTON AREA |  | ROTOR SIZE |  | MATERIAL |  | MOUNTING TYPE |  | CLAMP FORCE |  | HAZARD CLASS |  | CERTIFICATION/STANDARD |  | ADDITIONAL FEATURES | [54 empty] | Production Completed
STP_009 - Lot4 | Data Enrichment | CIR | ok | 2023-07-21 | 4/8/2023 |  | 1344880 | 1344880 | EA | CALIPER,BRK;MANUAL,10 IN |  |  | CALIPER,BRAKE;TYPE:MANUAL,ROTOR SIZE:10 IN,MNFR:01)MOORE,PTNO:01)27835 | MANUAL,10 IN,01)MOORE,01)27835 |  |  | MOORE | MOORE | 27835 | [5 empty] | URL NOT FOUND | [10 empty] | CLEANSED | 25171706 Brake calipers | CALIPER | BRAKE | TYPE | MANUAL | NUMBER OF PISTONS |  | PISTON AREA |  | ROTOR SIZE | 10 IN | MATERIAL |  | MOUNTING TYPE |  | CLAMP FORCE |  | HAZARD CLASS |  | CERTIFICATION/STANDARD |  | ADDITIONAL FEATURES | [54 empty] | Production Completed
STP_009 - Lot4 | Data Enrichment | CIR | ok | 2023-07-21 | 4/8/2023 |  | 1347985 | 1347985 | EA | CALIPER,BRK;REAR DISC, LH |  |  | CALIPER,BRAKE;TYPE:REAR DISC, LH,MNFR:01)CORFLEET,PTNO:01)B851-193 | REAR DISC, LH,01)CORFLEET,01)B851-193 |  |  | CORFLEET | CORFLEET | B851-193 | [5 empty] | URL NOT FOUND | [10 empty] | CLEANSED | 25171706 Brake calipers | CALIPER | BRAKE | TYPE | REAR DISC,LH | NUMBER OF PISTONS |  | PISTON AREA |  | ROTOR SIZE |  | MATERIAL |  | MOUNTING TYPE |  | CLAMP FORCE |  | HAZARD CLASS |  | CERTIFICATION/STANDARD |  | ADDITIONAL FEATURES | [54 empty] | Production Completed
STP_009 - Lot4 | Data Enrichment | CIR | ok | 2023-07-21 | 4/8/2023 |  | 1285521 | 1285521 | EA | CALIPER;FIRM JOINT,STL |  |  | CALIPER;TYPE:FIRM JOINT,MATERIAL:STEEL,ADDITIONAL FEATURES EN:QUOTATION NUMBER: 903277766700 LINE 12, 26-18 4,MNFR:01)J.BLACKWOOD AN | FIRM JOINT,STEEL,01)QUOTATION NUMBER: 903277766,01)J.BLACKWOOD & SON LIMITED,01)06975809 |  |  | J.BLACKWOOD AN | MOORE AND WRIGHT | MW-331/18 |  | BLACKWOODS | 06975809 |  |  | https://www.toolmart.com.au/moore-wright-mw-331-18.html | https://www.blackwoods.com.au/tools-hand-measuring-precision/measuring-tools/outside-caliper-firm-joint-moore-wright/caliper-outside-firm-joint-26-18-450mm/p/06975809 | [9 empty] | ENRICHED | 41111621 Calipers | CALIPER | NO MODIFIER | TYPE | FIRM JOINT,OUTSIDE | SIZE | 450 MM | MATERIAL | STEEL | HAZARD CLASS |  | CERTIFICATION/STANDARD |  | ADDITIONAL FEATURES | QUOTATION NUMBER: 903277766700 LINE 12,26-18 4 | [61 empty] | Production Completed
STP_009 - Lot4 | Data Enrichment | CIR | ok | 2023-07-21 | 4/8/2023 |  | 1285263 | 1285263 | EA | CALIPER;OUTSIDE FIRM JOINT,STL |  |  | CALIPER;TYPE:OUTSIDE FIRM JOINT,MATERIAL:STEEL,ADDITIONAL FEATURES EN:26-24 600MM,MNFR:01)J.BLACKWOOD AND SON LIMITED,PTNO:01) 06975 | OUTSIDE FIRM JOINT,STEEL,01)26-24 600MM,01)J.BLACKWOOD & SON LIMITED,01)06975906 |  |  | J.BLACKWOOD AND SON LIMITED | J.BLACKWOOD AND SON LIMITED | 6975 | [5 empty] | URL NOT FOUND | [9 empty] | 26-24 | CLEANSED | 41111621 Calipers | CALIPER | NO MODIFIER | TYPE | OUTSIDE FIRM JOINT | SIZE | 600 MM | MATERIAL | STEEL | HAZARD CLASS |  | CERTIFICATION/STANDARD |  | ADDITIONAL FEATURES | [62 empty] | Production Completed
STP_009 - Lot4 | Data Enrichment | CIR | ok | 2023-07-21 | 4/8/2023 |  | 1297341 | 1297341 | EA | CALIPER;OUTSIDE,300 MM |  |  | CALIPER;TYPE:OUTSIDE,SIZE:300 MM,MNFR:01)ATOMSUP,PTNO:01)3010010 | OUTSIDE,300 MM,01)ATOMSUP,01)3010010 |  |  | ATOM SUPPLY | ATOM SUPPLY | 3010010 | [5 empty] | https://www.atom.com.au/caliper-outside-250mm-spring-quick-nut-3010010 | [10 empty] | ENRICHED | 41111621 Calipers | CALIPER | NO MODIFIER | TYPE | OUTSIDE SPRING | SIZE | 300 MM | MATERIAL | FABRICATED STEEL | HAZARD CLASS |  | CERTIFICATION/STANDARD |  | ADDITIONAL FEATURES | [62 empty] | Production Completed
STP_009 - Lot4 | Data Enrichment | CIR | ok | 2023-07-21 | 4/8/2023 |  | 1316553 | 1316553 | EA | CALIPER,VERN;0.02 MM,LG 300 MM,DIN 862 |  |  | CALIPER,VERNIER;GRADUATION:0.02 MM,BODY MATERIAL:STEEL CORROSION FREE HARDENED,SIZE:LG 300 MM,CERTIFICATION/STANDARD:DIN 862, ADDITIONAL FEATURES EN:0.001 IN 12 IN,MNFR:01)ATOM SUPPLY,PTNO:01)4825009,MNFR:02)MITUTOYO,PTNO:02)530-119 | 0.02 MM,STEEL CORROSION FREE HARDENED,LG 300 MM,EN_01)DIN 862,01)0.001 IN 12 IN,01)ATOM SUPPLY,02)MITUTOYO,01)4825009,02)530-119 |  |  | MITUTOYO | MITUTOYO | 530-119 |  | ATOM SUPPLY | 4825009 |  |  | https://shop.mitutoyo.eu/web/mitutoyo/en/all/all/Vernier%20Caliper/PR/530-119/index.xhtml | https://www.atom.com.au/vernier-caliper-0-200mm-0-05mm-4825009 | [9 empty] | ENRICHED | 41111622 Micrometer calipers | CALIPER | VERNIER | TYPE | DUAL SCALE | MEASURING RANGE | 0.001 TO 12 IN | GRADUATION | 0.02 MM | ACCURACY |  | DISPLAY TYPE |  | JAW DEPTH |  | BODY MATERIAL | CORROSION STEEL FREE HARDENED | CONTACT POINT MATERIAL |  | SIZE | 300 MM LG | HAZARD CLASS |  | CERTIFICATION/STANDARD | DIN 862 | ADDITIONAL FEATURES | [50 empty] | Production Completed
STP_009 - Lot4 | Data Enrichment | CIR | ok | 2023-07-21 | 4/8/2023 |  | 1284818 | 1284818 | EA | CALIPER,VERN;0-450 MM,+/-0.05 MM |  |  | CALIPER,VERNIER;MEASURING RANGE:0-450 MM,ACCURACY:+/-0.05 MM,BODY MATERIAL:STAINLESS STEEL,MNFR:01)J.BLACKWOOD AND SON LIMITED,PTNO: | 0-450 MM,+/-0.05 MM,STAINLESS STEEL,01)J.BLACKWOOD & SON LIMITED,01)03785102 |  |  | J.BLACKWOOD AND SON LIMITED | MITUTOYO | 160-128 |  | BLACKWOODS | 03785102 |  |  | https://shop.mitutoyo.eu/web/mitutoyo/en/mitutoyo/1299234339218/Vernier%20Caliper%20Nib%20Style%20Jaw/$catalogue/mitutoyoData/PR/160-128/index.xhtml;jsessionid=C78921E671CE5A244CB3C10EC63D60C3 | https://www.blackwoods.com.au/tools-hand-measuring-precision/measuring-tools/caliper-vernier-stainless-steel-mitutoyo/caliper-vernier-450mm-mitutoyo-160-128/p/03785102 | [9 empty] | ENRICHED | 41111622 Micrometer calipers | CALIPER | VERNIER | TYPE | NIB STYLE | MEASURING RANGE | 0 TO 450 MM | GRADUATION | 0.02 MM | ACCURACY | +/-0.05 MM | DISPLAY TYPE | LED | JAW DEPTH |  | BODY MATERIAL | STAINLESS STEEL | CONTACT POINT MATERIAL |  | SIZE |  | HAZARD CLASS |  | CERTIFICATION/STANDARD |  | ADDITIONAL FEATURES | [50 empty] | Production Completed
STP_009 - Lot4 | Data Enrichment | CIR | ok | 2023-07-21 | 4/8/2023 |  | 1284739 | 1284739 | EA | CALIPER,VERN;DIAL SLIDE,STAINLESS STEEL |  |  | CALIPER,VERNIER;TYPE:DIAL SLIDE,BODY MATERIAL:STAINLESS STEEL,CERTIFICATION/STANDARD:DIN 862,MNFR:01)J.BLACKWOOD AND SON LIMITED, PT | EN_01)DIAL SLIDE,STAINLESS STEEL,EN_01)DIN 862,01)J.BLACKWOOD & SON LIMITED,01)09852323 |  |  | J.BLACKWOOD AND SON LIMITED | BLACKWOODS | 09852323 | [5 empty] | URL NOT FOUND | [10 empty] | CLEANSED | 41111622 Micrometer calipers | CALIPER | VERNIER | TYPE | DIAL SLIDE | MEASURING RANGE |  | GRADUATION |  | ACCURACY |  | DISPLAY TYPE |  | JAW DEPTH |  | BODY MATERIAL | STAINLESS STEEL | CONTACT POINT MATERIAL |  | SIZE |  | HAZARD CLASS |  | CERTIFICATION/STANDARD | DIN 862 | ADDITIONAL FEATURES | [50 empty] | Production Completed
STP_009 - Lot4 | Data Enrichment | CIR | ok | 2023-07-21 | 4/8/2023 |  | 1296764 | 1296764 | EA | CALIPER,VERN;DUAL SCALE,200 MM,DIGITAL |  |  | CALIPER,VERNIER;TYPE:DUAL SCALE,MEASURING RANGE:200 MM,DISPLAY TYPE:DIGITAL,BODY MATERIAL:STAINLESS STEEL,SIZE:8 IN,ADDITIONAL FEATURES EN:TO BE BRANDED,MNFR:01)MITUTOYO,PTNO:01)4825011,MNFR:02)ATOMSUP,PTNO:02)02867245,MNFR:03)BLKWOODS,PTNO:03)531-129 | EN_01)DUAL SCALE,200 MM,DIGITAL,STAINLESS STEEL,8 IN,01)TO BE BRANDED,01)MITUTOYO,02)ATOMSUP,03)BLKWOODS,01)4825011,02)02867245,03)531-129 |  |  | BLACKWOODS | MITUTOYO | 531-129 |  | ATOM SUPPLY | 4825011 | BLACKWOODS | 02867245 | https://shop.mitutoyo.eu/web/mitutoyo/en/mitutoyo/1299229948078/Vernier%20Caliper%20with%20Thumb%20Clamp/$catalogue/mitutoyoData/PR/531-129/index.xhtml;jsessionid=E8DE380FC5C9D1B5DDACC842DC8E9A02 | https://www.atom.com.au/vernier-caliper-0-300mm-0-05mm-4825011 | [9 empty] | ENRICHED | 41111622 Micrometer calipers | CALIPER | VERNIER | TYPE | DUAL SCALE | MEASURING RANGE | 0 TO 200 MM | GRADUATION | 0.02 MM | ACCURACY |  | DISPLAY TYPE | DIGITAL | JAW DEPTH |  | BODY MATERIAL | STAINLESS STEEL | CONTACT POINT MATERIAL |  | SIZE | 288 MM | HAZARD CLASS |  | CERTIFICATION/STANDARD |  | ADDITIONAL FEATURES | TO BE BRANDED | [49 empty] | Production Completed
STP_009 - Lot4 | Data Enrichment | CIR | ok | 2023-07-21 | 4/8/2023 |  | 1296765 | 1296765 | EA | CALIPER,VERN;INSD, SPRING ACTION,150 MM |  |  | CALIPER,VERNIER;TYPE:INSIDE, SPRING ACTION,SIZE:150 MM,MNFR:01)ATOMSUP,PTNO:01)3018004 | EN_01)INSIDE, SPRING ACTION,150 MM,01)ATOMSUP,01)3018004 |  |  | ATOM SUPPLY | ATOM SUPPLY | 3018004 | [5 empty] | https://www.atom.com.au/caliper-inside-75mm-spring-quick-nut-3018004 | [10 empty] | CLEANSED | 41111622 Micrometer calipers | CALIPER | VERNIER | TYPE | INSIDE,SPRING ACTION | MEASURING RANGE |  | GRADUATION |  | ACCURACY |  | DISPLAY TYPE |  | JAW DEPTH |  | BODY MATERIAL |  | CONTACT POINT MATERIAL |  | SIZE | 150 MM | HAZARD CLASS |  | CERTIFICATION/STANDARD |  | ADDITIONAL FEATURES | [50 empty] | Production Completed
STP_009 - Lot4 | Data Enrichment | CIR | ok | 2023-07-21 | 4/8/2023 |  | 1284794 | 1284794 | EA | CALIPER,VERN;METRC,0-200 MM,0.02 MM |  |  | CALIPER,VERNIER;TYPE:METRIC,MEASURING RANGE:0-200 MM,GRADUATION:0.02 MM,MNFR:01)TOOL 'N' TACKLE,PTNO:01)530-118 | EN_01)METRIC,0-200 MM,0.02 MM,01)TOOL 'N' TACKLE,01)530-118 |  |  | TOOL 'N' TACKLE | TOOL 'N' TACKLE | 530-118 | MITUTOYO |  |  |  |  | https://shop.mitutoyo.fr/web/mitutoyo/en/mitutoyo/01.03.02/Vernier%20Caliper/$catalogue/mitutoyoData/PR/530-118/index.xhtml;jsessionid=13A7310D0CA966254E69E2495EE2A9BF | [10 empty] | ENRICHED | 41111622 Micrometer calipers | CALIPER | VERNIER | TYPE | DUAL SCALE | MEASURING RANGE | 0 TO 200 MM | GRADUATION | 0.02 MM | ACCURACY |  | DISPLAY TYPE |  | JAW DEPTH |  | BODY MATERIAL | STAINLESS STEEL | CONTACT POINT MATERIAL |  | SIZE | 288 MM | HAZARD CLASS |  | CERTIFICATION/STANDARD |  | ADDITIONAL FEATURES | METRIC | [49 empty] | Production Completed
STP_009 - Lot4 | Data Enrichment | CIR | ok | 2023-07-21 | 4/8/2023 |  | 1284978 | 1284978 | EA | CALIPER,VERN;SUPER FINE, EXTRA LONG |  |  | CALIPER,VERNIER;TYPE:SUPER FINE, EXTRA LONG,MEASURING RANGE:11 IN, 280 MM,MNFR:01)ATOMSUP,PTNO:01)88838007 | EN_01)SUPER FINE, EXTRA LONG,11 IN, 280 MM,01)ATOMSUP,01)88838007 |  |  | ATOM SUPPLY | MITUTOYO | 532-121 |  | ATOM SUPPLY | 88838007 |  |  | https://shop.mitutoyo.eu/web/mitutoyo/en/all/all/Vernier%20Caliper%2C%20Fine%20Adjustment/PR/532-121/index.xhtml | https://www.atom.com.au/vernier-caliper-0-280mm-0-11-0-02mm-0-001-88838007 | [9 empty] | ENRICHED | 41111622 Micrometer calipers | CALIPER | VERNIER | TYPE | DUAL SCALE,SUPER FINE,EXTRA LONG | MEASURING RANGE | 0 TO 280 MM | GRADUATION | 0.02 MM | ACCURACY |  | DISPLAY TYPE |  | JAW DEPTH |  | BODY MATERIAL | STAINLESS STEEL | CONTACT POINT MATERIAL |  | SIZE |  | HAZARD CLASS |  | CERTIFICATION/STANDARD |  | ADDITIONAL FEATURES | [50 empty] | Production Completed
STP_009 - Lot4 | Data Enrichment | CIR | ok | 2023-07-21 | 4/8/2023 | MFR Name not valid | 1285885 | 1285885 | EA | CATCH,MAG;SWARF REMOVER,400-610 MM,SS |  |  | CATCH,MAGNETIC;TYPE:SWARF REMOVER,SIZE:400-610 MM,MATERIAL:STAINLESS STEEL,ADDITIONAL FEATURES EN:PICKUP LENGHT: 150 MM,MNFR:01) HAR | SWARF REMOVER,400-610 MM,STAINLESS STEEL,01)PICKUP LENGHT: 150 MM,01)HARE & FORBES,01)300 - MAGNETIC CLEAN UP TOO |  |  | HAR | HARE AND FORBES | [6 empty] | URL NOT FOUND | [10 empty] | CLEANSED | 31162421 Catch | CATCH | MAGNETIC | TYPE | SWARF REMOVER | PULL FORCE |  | SIZE | 400 TO 610 MM | MATERIAL | STAINLESS STEEL | COATING/FINISH |  | MOUNTING TYPE |  | HAZARD CLASS |  | CERTIFICATION/STANDARD |  | ADDITIONAL FEATURES | PICKUP LENGHT: 150 MM | [55 empty] | Production Completed
STP_009 - Lot4 | Data Enrichment | CIR | ok | 2023-07-21 | 4/8/2023 |  | 1302985 | 1302985 | EA | CATCH;CLAMPING,AIRCON DOOR,SIGMA,851587 |  |  | CATCH;TYPE:CLAMPING,ADDITIONAL FEATURES EN:AIRCON DOOR,MNFR:01)SIGMA,PTNO:01)851587 | CLAMPING,01)AIRCON DOOR,01)SIGMA,01)851587 |  |  | SIGMA | SIGMA | 851587 | [5 empty] | URL NOT FOUND | [10 empty] | CLEANSED | 31162421 Catch | CATCH | NO MODIFIER | TYPE | CLAMPING | SIZE |  | MATERIAL |  | MOUNTING TYPE |  | HAZARD CLASS |  | CERTIFICATION/STANDARD |  | ADDITIONAL FEATURES | AIRCON DOOR | [59 empty] | Production Completed
STP_009 - Lot4 | Data Enrichment | CIR | ok | 2023-07-21 | 4/8/2023 |  | 1293660 | 1293660 | EA | CATCH;CLAMPING,LWR, LEFT HAND, MODIFIED |  |  | CATCH;TYPE:CLAMPING,ADDITIONAL FEATURES EN:LOWER, LEFT HAND, MODIFIED,MNFR:01)JOHNSWAY,PTNO:01)LP-209 | CLAMPING,01)LOWER, LEFT HAND, MODIFIED,01)JOHNSWAY,01)LP-209 |  |  | JOHNSWAY | JOHNSWAY | LP-209 | [5 empty] | URL NOT FOUND | [10 empty] | CLEANSED | 31162421 Catch | CATCH | NO MODIFIER | TYPE | CLAMPING | SIZE |  | MATERIAL |  | MOUNTING TYPE |  | HAZARD CLASS |  | CERTIFICATION/STANDARD |  | ADDITIONAL FEATURES | LOWER,LEFT HAND,MODIFIED | [59 empty] | Production Completed
STP_009 - Lot4 | Data Enrichment | CIR | ok | 2023-07-21 | 4/8/2023 |  | 1293661 | 1293661 | EA | CATCH;CLAMPING,UPR, LEFT HAND, MODIFIED |  |  | CATCH;TYPE:CLAMPING,ADDITIONAL FEATURES EN:UPPER, LEFT HAND, MODIFIED,MNFR:01)JOHNSWAY,PTNO:01)LP-208 | CLAMPING,01)UPPER, LEFT HAND, MODIFIED,01)JOHNSWAY,01)LP-208 |  |  | JOHNSWAY | JOHNSWAY | LP-208 | [5 empty] | URL NOT FOUND | [10 empty] | CLEANSED | 31162421 Catch | CATCH | NO MODIFIER | TYPE | CLAMPING | SIZE |  | MATERIAL |  | MOUNTING TYPE |  | HAZARD CLASS |  | CERTIFICATION/STANDARD |  | ADDITIONAL FEATURES | UPPER,LEFT HAND,MODIFIED | [59 empty] | Production Completed
STP_009 - Lot4 | Data Enrichment | CIR | ok | 2023-07-21 | 4/8/2023 |  | 1364682 | 1364682 | EA | CLEAT;CABLE,36-42 MM,STAINLESS STEEL | LISTON;,ACERO INOXIDABLE | TAQUET;,ACIER INOXYDABLE | CLEAT;TYPE:CABLE,SIZE:36-42 MM,MATERIAL:STAINLESS STEEL,ADDITIONAL FEATURES EN:PN:ER36-42,MNFR:ELLIS,EMPEROR TREFOIL | CABLE,36-42 MM,STAINLESS STEEL,01)PN:ER36-42,02)MNFR:ELLIS,EMPEROR TREFOIL,01)SHERRIFF ELECTRICAL SUPPL,01)ER36-42 |  |  | ELLIS | ELLIS PATENTS | ER36-42 | [5 empty] | https://www.ellispatents.co.uk/wp-content/uploads/2016/09/Ellis-Electrical-Brochure.pdf | https://www.ipd.com.au/emperor-trefoil-cable-cleat-36-42mm-stainless-steel-er36-42-eper36-42#technical-specfication | [9 empty] | CLEANSED | 31162414 Cleat | CLEAT | NO MODIFIER | TYPE | CABLE | SIZE | 36 TO 42 MM | LOAD CAPACITY |  | MATERIAL | STAINLESS STEEL | COLOUR |  | MOUNTING TYPE |  | HAZARD CLASS |  | CERTIFICATION/STANDARD |  | ADDITIONAL FEATURES | EMPEROR TREFOIL | [55 empty] | Production Completed
STP_009 - Lot4 | Data Enrichment | CIR | ok | 2023-07-21 | 4/8/2023 |  | 1354384 | 1354384 | EA | CLEAT;HANGER,16 MM |  |  | CLEAT;TYPE:HANGER,SIZE:16 MM,ADDITIONAL FEATURES EN:ISA SIZER, AS PER DRAWING, OPP HAND TO DRAWING,TO INSIDE ANGLE OF 155 DEG, MNFR:01)BRADKEN,PTNO:01)66-6-96 MK38 | HANGER,16 MM,01)ISA SIZER, AS PER DRAWING,02)TO INSIDE ANGLE OF 155 DEG,01)BRADKEN,01)66-6-96 MK38 |  |  | BRADKEN | BRADKEN | 66-6-96 MK38 | [5 empty] | URL NOT FOUND | [10 empty] | CLEANSED | 31162414 Cleat | CLEAT | NO MODIFIER | TYPE | HANGER | SIZE | 16 MM | LOAD CAPACITY |  | MATERIAL |  | COLOUR |  | MOUNTING TYPE |  | HAZARD CLASS |  | CERTIFICATION/STANDARD |  | ADDITIONAL FEATURES | ISA SIZER,AS PER DRAWING,OPP HAND TO DRAWING,TO INSIDE ANGLE OF 155 DEG | [55 empty] | Production Completed
STP_009 - Lot4 | Data Enrichment | CIR | ok | 2023-07-21 | 4/8/2023 |  | 1354548 | 1354548 | EA | CLEAT;HANGER,16 MM |  |  | CLEAT;TYPE:HANGER,SIZE:16 MM,ADDITIONAL FEATURES EN:ISA SIZER, AS PER DRAWING, PLATE BENT TO INSIDE,MNFR:01)BRADKEN,PTNO:01)66-6- 96 MK36 | HANGER,16 MM,01)ISA SIZER, AS PER DRAWING,01)BRADKEN,01)66-6-96 MK36 |  |  | BRADKEN | BRADKEN | 66-6- 96 MK36 | [5 empty] | URL NOT FOUND | [10 empty] | CLEANSED | 31162414 Cleat | CLEAT | NO MODIFIER | TYPE | HANGER | SIZE | 16 MM | LOAD CAPACITY |  | MATERIAL |  | COLOUR |  | MOUNTING TYPE |  | HAZARD CLASS |  | CERTIFICATION/STANDARD |  | ADDITIONAL FEATURES | ISA SIZER,AS PER DRAWING,PLATE BENT TO INSIDE | [55 empty] | Production Completed
STP_009 - Lot4 | Data Enrichment | CIR | ok | 2023-07-21 | 4/8/2023 |  | 1354547 | 1354547 | EA | CLEAT;HANGER,16 MM,5 DEG |  |  | CLEAT;TYPE:HANGER,SIZE:16 MM,ADDITIONAL FEATURES EN:ISA SIZER, AS PER DRAWING AS DRAWN, PLATE BENT,5 DEG,MNFR:01)BRADKEN,PTNO:01) 66-6-96 MK37 | HANGER,16 MM,01)ISA SIZER, AS PER DRAWING A,02)5 DEG,01)BRADKEN,01)66-6-96 MK37 |  |  | BRADKEN | BRADKEN | 66-6-96 MK37 | [5 empty] | URL NOT FOUND | [10 empty] | CLEANSED | 31162414 Cleat | CLEAT | NO MODIFIER | TYPE | HANGER | SIZE | 16 MM | LOAD CAPACITY |  | MATERIAL |  | COLOUR |  | MOUNTING TYPE |  | HAZARD CLASS |  | CERTIFICATION/STANDARD |  | ADDITIONAL FEATURES | ISA SIZER,AS PER DRAWING AS DRAWN,PLATE BENT,5 DEG | [55 empty] | Production Completed
STP_009 - Lot4 | Data Enrichment | CIR | ok | 2023-07-21 | 4/8/2023 |  | 1286077 | 1286077 | EA | CLEAT;PURLIN |  |  | CLEAT;TYPE:PURLIN,MNFR:01)BLUESCOP,PTNO:01)GEN-CLEAT-PUR-CL100 | PURLIN,01)BLUESCOP,01)GEN-CLEAT-PUR-CL100 |  |  | BLUESCOP | BLUESCOPE | GEN-CLEAT-PUR-CL100 | [5 empty] | URL NOT FOUND | [10 empty] | CLEANSED | 31162414 Cleat | CLEAT | NO MODIFIER | TYPE | PURLIN | SIZE |  | LOAD CAPACITY |  | MATERIAL |  | COLOUR |  | MOUNTING TYPE |  | HAZARD CLASS |  | CERTIFICATION/STANDARD |  | ADDITIONAL FEATURES | [56 empty] | Production Completed
STP_009 - Lot4 | Data Enrichment | CIR | ok | 2023-07-21 | 4/8/2023 |  | 1348360 | 1348360 | EA | CLEAT;WEDGE,WD 42 X LG 175 X THK 25 MM |  |  | CLEAT;TYPE:WEDGE,SIZE:WD 42 X LG 175 X THK 25 MM,ADDITIONAL FEATURES EN:BKT SLOTTED, 100 CTRS, S/SPB CONCENTRATOR HMP S,MNFR:01) MULTOTEC,PTNO:01)311511 | WEDGE,WD 42 X LG 175 X THK 25 MM,01)BKT SLOTTED, 100 CTRS, S/SP,01)MULTOTEC,01)311511 |  |  | MULTOTEC | MULTOTEC | 311511 | [5 empty] | URL NOT FOUND | [10 empty] | CLEANSED | 31162414 Cleat | CLEAT | NO MODIFIER | TYPE | WEDGE | SIZE | 175 LGX42 WDX25 THK MM | LOAD CAPACITY |  | MATERIAL |  | COLOUR |  | MOUNTING TYPE |  | HAZARD CLASS |  | CERTIFICATION/STANDARD |  | ADDITIONAL FEATURES | BKT SLOTTED,100 CTRS,S/SPB CONCENTRATOR HMP S | [55 empty] | Production Completed