## Sheet1
Project | Activities | Production User | Production Comments | Start Date | End Date | Remarks | Griha ID | MATNR | MEINS | MAKTX_EN | MAKTX_ES | MAKTX_FR | TEXT_EN | Class_Char_Catted | MFRPN | MFRNR | MFRNR DES | MNFR | PTNO | Verified MNFR from web | MNFR 1 | PTNO 1 | MNFR 2 | PTNO 2 | Reference URL | Reference URL1 | Item Number | Equipment Type | Equipment Manufacturer | Equipment Model | Equipment Serial | DWG | DRAWING VERSION | POS/TAG | Unused Text | Enriched/Cleansed | UNSPSC Ver.23.07 | Noun | Modifier | Attribute Name 1 | Attribute Value 1 | Attribute Name 2 | Attribute Value 2 | Attribute Name 3 | Attribute Value 3 | Attribute Name 4 | Attribute Value 4 | Attribute Name 5 | Attribute Value 5 | Attribute Name 6 | Attribute Value 6 | Attribute Name 7 | Attribute Value 7 | Attribute Name 8 | Attribute Value 8 | Attribute Name 9 | Attribute Value 9 | Attribute Name 10 | Attribute Value 10 | Attribute Name 11 | Attribute Value 11 | Attribute Name 12 | Attribute Value 12 | Attribute Name 13 | Attribute Value 13 | Attribute Name 14 | Attribute Value 14 | Attribute Name 15 | Attribute Value 15 | Attribute Name 16 | Attribute Value 16 | Attribute Name 17 | Attribute Value 17 | Attribute Name 18 | Attribute Value 18 | Attribute Name 19 | Attribute Value 19 | Attribute Name 20 | Attribute Value 20 | Attribute Name 21 | Attribute Value 21 | Attribute Name 22 | Attribute Value 22 | Attribute Name 23 | Attribute Value 23 | Attribute Name 24 | Attribute Value 24 | Attribute Name 25 | Attribute Value 25 | Attribute Name 26 | Attribute Value 26 | Attribute Name 27 | Attribute Value 27 | Attribute Name 28 | Attribute Value 28 | Attribute Name 29 | Attribute Value 29 | Attribute Name 30 | Attribute Value 30 | Attribute Name 31 | Attribute Value 31 | Attribute Name 32 | Attribute Value 32 | Attribute Name 33 | Attribute Value 33 | Attribute Name 34 | Attribute Value 34 | Attribute Name 35 | Attribute Value 35 | Attribute Name 36 | Attribute Value 36 | Remaining_Information | Status
STP_009 - Lot4 | Data Enrichment | RYM | OK_TAKEN | 2023-07-21 | 2023-08-04 |  | 1296943 | 1296943 | EA | DETECTOR,FLM;FAILURE,110 V,125 MM,IP40 |  |  | DETECTOR,FLAME;TYPE:FAILURE,POWER SUPPLY:110 V,SIZE:125 MM,CERTIFICATION/STANDARD:IP40,ADDITIONAL FEATURES EN:DEVICE,GAS APPLIANCEUV SELF CHECKING,MNFR:01)FRANKLIN,PTNO:01)QRA53E17 | FAILURE,110 V,EN_01)125 MM,EN_01)IP40,01)DEVICE,GAS APPLIANCEUV SELF,01)FRANKLIN,01)QRA53E17 |  |  | FRANKLIN | FRANKLIN | QRA53.E17 | SIEMENS |  |  |  |  | https://mall.industry.siemens.com/mall/en/nz/Catalog/Product/?mlfb=BPZ%3aQRA53.E17 | http://scccombustion.com/ce_approvals/QRA%20Flame%20Detectors.pdf | [9 empty] | ENRICHED | 46191504 Flame detectors | DETECTOR | FLAME | TYPE | FAILURE | DETECTING RANGE |  | MOUNTING TYPE |  | POWER SUPPLY | 110 V | ENCLOSURE MATERIAL |  | SIZE | 125 LGX75 HT MM | TEMPERATURE RATING | -20 TO 60 DEG C | HAZARD CLASS |  | CERTIFICATION/STANDARD |  | ADDITIONAL FEATURES | IP RATING:IP40,DEVICE,GAS APPLIANCE UV SELF CHECKING | [53 empty] | Production Completed
STP_009 - Lot4 | Data Enrichment | RYM | OK_TAKEN | 2023-07-21 | 2023-08-04 |  | 1290968 | 1290968 | EA | DETECTOR,FLM;UV SENSITIVE |  |  | DETECTOR,FLAME;TYPE:UV SENSITIVE,TEMPERATURE RATING:-20 TO 60 DEG C,ADDITIONAL FEATURES EN:DETECTOR,LIGHT INTENSITY,MNFR:01) LANDGYR | UV SENSITIVE,-20 TO 60 DEG C,01)DETECTOR,LIGHT INTENSITY,01)LANDGYR,02)TOMLINSN,03)CNW,01)QRA2,02)831.152,03)L&GQRA2 |  |  | LANDGYR | LANDIS&GYR | 831.152,03 |  | CNW (MOUNT ISA) ELECT WHOLESALER |  |  |  | URL NOT FOUND | [10 empty] | CLEANSED | 46191504 Flame detectors | DETECTOR | FLAME | TYPE | UV SENSITIVE | DETECTING RANGE |  | MOUNTING TYPE |  | POWER SUPPLY |  | ENCLOSURE MATERIAL |  | SIZE |  | TEMPERATURE RATING | -20 TO 60 DEG C | HAZARD CLASS |  | CERTIFICATION/STANDARD |  | ADDITIONAL FEATURES | LIGHT INTENSITY,Tomlinson | [53 empty] | Production Completed
STP_009 - Lot4 | Data Enrichment | RYM | OK_TAKEN | 2023-07-21 | 2023-08-04 |  | 1350734 | 1350734 | EA | DETECTOR,FLM;UV SENSITIVE, SAFEGUARD |  |  | DETECTOR,FLAME;TYPE:UV SENSITIVE, SAFEGUARD,POWER SUPPLY:240 VAC 50/60 HZ,TEMPERATURE RATING:-4 TO 79 DEG C,HAZARD CLASS:IP66, ADDITIONAL FEATURES EN:CONTROL,MNFR:01)HONEYWEL,PTNO:01)C7012A-1087 | UV SENSITIVE, SAFEGUARD,240 VAC 50/60 HZ,-4 TO 79 DEG C,IP66,01)CONTROL,01)HONEYWEL,01)C7012A-1087 |  |  | HONEYWEL | HONEYWEL | C7012A-1087 | [5 empty] | https://www.nexinstrument.com/assets/images/27122016honeywell/pdf/183-4.pdf | [10 empty] | CLEANSED | 46191504 Flame detectors | DETECTOR | FLAME | TYPE | UV SENSITIVE,SAFEGUARD | DETECTING RANGE |  | MOUNTING TYPE |  | POWER SUPPLY | 240 VAC,50/60 HZ | ENCLOSURE MATERIAL |  | SIZE |  | TEMPERATURE RATING | -4 TO 79 DEG C | HAZARD CLASS |  | CERTIFICATION/STANDARD |  | ADDITIONAL FEATURES | IP RATING:IP66,CONTROL | [53 empty] | Production Completed
STP_009 - Lot4 | Data Enrichment | RYM | OK_TAKEN | 2023-07-21 | 2023-08-04 |  | 1290684 | 1290684 | EA | DETECTOR,FLM;UV SENSITIVE,110 V 50 HZ |  |  | DETECTOR,FLAME;TYPE:UV SENSITIVE,POWER SUPPLY:110 V 50 HZ,ADDITIONAL FEATURES EN:DETECTOR,LIGHT INTENSITY: SENSITIVITY NORMAL, S, MNFR:01)LANDGYR,PTNO:01)QRA50-M.SERIES 02 | UV SENSITIVE,110 V 50 HZ,01)DETECTOR,LIGHT INTENSITY: S,01)LANDGYR,01)QRA50-M.SERIES 02 |  |  | LANDGYR | LANDIS&GYR | QRA50-M | [5 empty] | https://allcontrols.com.au/pdf/LFE50-and-QRA50-UV-Flame-Safe-Guard2.pdf | [10 empty] | CLEANSED | 46191504 Flame detectors | DETECTOR | FLAME | TYPE | UV SENSITIVE | DETECTING RANGE |  | MOUNTING TYPE | FLANGE | POWER SUPPLY | 110 VAC,50/60 HZ | ENCLOSURE MATERIAL |  | SIZE |  | TEMPERATURE RATING | -20 TO 50 DEG C | HAZARD CLASS |  | CERTIFICATION/STANDARD |  | ADDITIONAL FEATURES | LIGHT INTENSITY: SENSITIVITY NORMAL,SERIES 02 | [53 empty] | Production Completed
STP_009 - Lot4 | Data Enrichment | RYM | OK_TAKEN | 2023-07-21 | 2023-08-04 |  | 1318770 | 1318770 | EA | DETECTOR,FLM;UV SENSITIVE,240 VAC,IP40 |  |  | DETECTOR,FLAME;TYPE:UV SENSITIVE,POWER SUPPLY:240 VAC,TEMPERATURE RATING:-20 TO 60 DEG C,HAZARD CLASS:IP40,ADDITIONAL FEATURES EN: DETECTOR,LIGHT INTENSITY: SECONDARY, SENSITIVIT,MNFR:01)LANDS,PTNO:01)QRA10MC,MNFR:02)LANDGYR,PTNO:02)QRA10MC | UV SENSITIVE,240 VAC,-20 TO 60 DEG C,IP40,01)DETECTOR,LIGHT INTENSITY: S,01)LANDS,02)LANDGYR,01)QRA10MC,02)QRA10MC |  |  | LANDGYR | LANDIS&GYR | QRA10MC | [5 empty] | http://scccombustion.com/ce_approvals/QRA%20Flame%20Detectors.pdf | [10 empty] | ENRICHED | 46191504 Flame detectors | DETECTOR | FLAME | TYPE | UV SENSITIVE | DETECTING RANGE |  | MOUNTING TYPE |  | POWER SUPPLY | 240 VAC | ENCLOSURE MATERIAL |  | SIZE | 87 LGX120 HTX65 DP MM | TEMPERATURE RATING | -20 TO 60 DEG C | HAZARD CLASS |  | CERTIFICATION/STANDARD |  | ADDITIONAL FEATURES | IP RATING:IP40,LIGHT INTENSITY: SECONDARY,SENSITIVITY | [53 empty] | Production Completed
STP_009 - Lot4 | Data Enrichment | RYM | OK_TAKEN | 2023-07-21 | 2023-08-04 |  | 1357949 | 1357949 | EA | DETECTOR,FLM;UV SENSITIVE,IP40 |  |  | DETECTOR,FLAME;TYPE:UV SENSITIVE,MOUNTING TYPE:HORIZONTAL/VERTICAL,POWER SUPPLY:240 VAC 50/60 HZ,HAZARD CLASS:IP40,ADDITIONAL FEATURES EN:DETECTOR,LIGHT INTENSITY: PRIMARYSELF CHECK,MNFR:01)CRLTAG,PTNO:01)97-202-P233,MNFR:02)CRLTAG,PTNO:02)97-202-P237, MNFR:03)LANDGYR,PTNO:03)QRA50M | UV SENSITIVE,HORIZONTAL/VERTICAL,240 VAC 50/60 HZ,IP40,01)DETECTOR,LIGHT INTENSITY: P,01)CRLTAG,02)CRLTAG,03)LANDGYR,01)97-202-P233,02)97-202-P237,03)QRA50M |  |  | LANDGYR | LANDIS&GYR | QRA50-M |  | CRLTAG | 97-202-P237 | CRLTAG | 97-202-P233 | https://allcontrols.com.au/pdf/LFE50-and-QRA50-UV-Flame-Safe-Guard2.pdf | [10 empty] | ENRICHED | 46191504 Flame detectors | DETECTOR | FLAME | TYPE | UV SENSITIVE | DETECTING RANGE |  | MOUNTING TYPE | HORIZONTAL/VERTICAL, FLANGE | POWER SUPPLY | 240 VAC,50/60 HZ | ENCLOSURE MATERIAL |  | SIZE |  | TEMPERATURE RATING | -20 TO 50 DEG C | HAZARD CLASS |  | CERTIFICATION/STANDARD |  | ADDITIONAL FEATURES | IP RATING:IP40,LIGHT INTENSITY: PRIMARYSELF CHECK | [53 empty] | Production Completed
STP_009 - Lot4 | Data Enrichment | RYM | OK_TAKEN | 2023-07-21 | 2023-08-04 |  | 1299351 | 1299351 | EA | DETECTOR,GAS;ARSINE,90 M,RACK/TABLE/WALL |  |  | DETECTOR,GAS;TYPE:ARSINE,DETECTING RANGE:90 M,MOUNTING TYPE:RACK/TABLE/WALL,ADDITIONAL FEATURES EN:HYDRIDES,(KEEP REFRIDGERATED), MNFR:01)ROWE,PTNO:01)874300 | ARSINE,90 M,RACK/TABLE/WALL,01)HYDRIDES,(KEEP REFRIDGERATE,01)ROWE,01)874300 |  |  | ROWE | ROWE | 874300 | HONEYWELL |  |  |  |  | https://www.honeywellanalytics.com/~/media/honeywell-analytics/products/cm4/documents/cm4_tech-handbook.pdf?la=fr-fr | [10 empty] | ENRICHED | 46171613 Gas detectors | DETECTOR | GAS | TYPE | ARSINE,HYDRIDES | DETECTING RANGE | 90 M | MOUNTING TYPE | RACK/TABLE/WALL | POWER SUPPLY |  | ENCLOSURE MATERIAL |  | SIZE | 17 WDX9-3/16 HTX17-3/4 DP IN | TEMPERATURE RATING | 10 TO 40 DEG C | HAZARD CLASS |  | CERTIFICATION/STANDARD |  | ADDITIONAL FEATURES | KEEP REFRIDGERATED | [53 empty] | Production Completed
STP_009 - Lot4 | Data Enrichment | RYM | OK_TAKEN | 2023-07-21 | 2023-08-04 |  | 1284075 | 1284075 | EA | DETECTOR,GAS;BW SOLO, (CO) STANDARD |  |  | DETECTOR,GAS;TYPE:BW SOLO, (CO) STANDARD,DETECTING RANGE:0-2000 PPM,SIZE:WD 4 X HT 1.5 X DP 6 IN,ADDITIONAL FEATURES EN:COLOUR: YELLOW,MNFR:01)ALNCSAFE,PTNO:01)BWS-ML-Y | BW SOLO, (CO) STANDARD,0-2000 PPM,EN_01)WD 4 X HT 1.5 X DP 6 IN,01)COLOUR: YELLOW,01)ALNCSAFE,01)BWS-ML-Y |  |  | ALNCSAFE | ALNCSAFE | BWS-ML-Y | HONEYWELL |  |  |  |  | https://www.envirosafetyproducts.com/honeywell-bwtm-bws-ml-y-solo-non-wireless-carbon-monoxide-co.html | [10 empty] | CLEANSED | 46171613 Gas detectors | DETECTOR | GAS | TYPE | CO STANDARD | DETECTING RANGE | 0 TO 2000 PPM | MOUNTING TYPE |  | POWER SUPPLY |  | ENCLOSURE MATERIAL |  | SIZE | 4 WDX1-1/2 HTX6 DP IN | TEMPERATURE RATING |  | HAZARD CLASS |  | CERTIFICATION/STANDARD |  | ADDITIONAL FEATURES | SERIES:BW SOLO,COLOR:YELLOW | [53 empty] | Production Completed
STP_009 - Lot4 | Data Enrichment | RYM | OK_TAKEN | 2023-07-21 | 2023-08-04 |  | 1319918 | 1319918 | EA | DETECTOR,GAS;CARBON DISULPHIDE,0-100 PPM |  |  | DETECTOR,GAS;TYPE:CARBON DISULPHIDE,DETECTING RANGE:0-100 PPM,POWER SUPPLY:30 VDC,ENCLOSURE MATERIAL:STAINLESS STEEL 316,SIZE:LG 5.94 X DP 1.92 IN,TEMPERATURE RATING:-20 TO 55 DEG C,HAZARD CLASS:IP65,ADDITIONAL FEATURES EN:RAE GUARD2 PID,MNFR:01)ALLSAFE,PTNO: 01)H-D03-0004-000,MNFR:02)BENNIC,PTNO:02)H-D03-0004-000 | CARBON DISULPHIDE,0-100 PPM,EN_01)30 VDC,STAINLESS STEEL 316,EN_01)LG 5.94 X DP 1.92 IN,-20 TO 55 DEG C,IP65,01)RAE GUARD2 PID,01)ALLSAFE,02)BENNIC,01)H-D03-0004-000,02)H-D03-0004-000 |  |  | BENNIC | ALLSAFE | H-D03-0004-000 | HONEYWELL | BENNIC | H-D03-0004-000 |  |  | https://www.instrumart.com/products/41682/honeywell-raeguard-2-pid | [10 empty] | CLEANSED | 46171613 Gas detectors | DETECTOR | GAS | TYPE | CARBON DISULPHIDE | DETECTING RANGE | 0 TO 100 PPM | MOUNTING TYPE |  | POWER SUPPLY | 30 VDC | ENCLOSURE MATERIAL | STAINLESS STEEL 316 | SIZE | 5-15/16 LGX1-15/16 DP IN | TEMPERATURE RATING | -20 TO 55 DEG C | HAZARD CLASS |  | CERTIFICATION/STANDARD |  | ADDITIONAL FEATURES | IP RATING:IP65,SERIES:RAE GUARD2 PID | [53 empty] | Production Completed
STP_009 - Lot4 | Data Enrichment | RYM | OK_TAKEN | 2023-07-21 | 2023-08-04 |  | 1283940 | 1283940 | EA | DETECTOR,GAS;CO/CO2, DUAL SENSOR |  |  | DETECTOR,GAS;TYPE:CO/CO2, DUAL SENSOR,SIZE:WD 64 X HT 84 X DP 20 MM,TEMPERATURE RATING:-30 TO 55 DEG C,ADDITIONAL FEATURES EN: MANUFACTURER: DRAEGER, SERIES NO: PAC 8500,MNFR:01)ALLIANCE SAFETY EQUIPMENT P/L,PTNO:01)DRAEGER 8326366 | CO/CO2, DUAL SENSOR,EN_01)WD 64 X HT 84 X DP 20 MM,-30 TO 55 DEG C,01)MANUFACTURER: DRAEGER, SERI,01)ALLIANCE SAFETY EQUIPMENT P,01)DRAEGER 8326366 |  |  | DRAEGER | DRAEGER | 83 26 366 |  | ALLIANCE SAFETY EQUIPMENT P/L |  |  |  | https://draeger-mo.com/en/products/safety-equipment/gas-detection-equipment-portable/single-gas-detection-equipment/drager-pac-r-8500/groups/g+c+p+a+view | [10 empty] | ENRICHED | 46171613 Gas detectors | DETECTOR | GAS | TYPE | CO/CO2,DUAL | DETECTING RANGE |  | MOUNTING TYPE |  | POWER SUPPLY |  | ENCLOSURE MATERIAL |  | SIZE | 64 WDX84 HTX20 DP MM | TEMPERATURE RATING | -30 TO 55 DEG C | HAZARD CLASS |  | CERTIFICATION/STANDARD | CCSAUS, IECEX, ATEX, CE | ADDITIONAL FEATURES | SERIES NO: PAC 8500 | [53 empty] | Production Completed
STP_009 - Lot4 | Data Enrichment | RYM | OK_TAKEN | 2023-07-21 | 2023-08-04 |  | 1283811 | 1283811 | EA | DETECTOR,GAS;CO2 |  |  | DETECTOR,GAS;HAZARD CLASS:CO2,MNFR:01)ALLIANCE SAFETY EQUIPMENT P/L,PTNO:01)8326351 | CO2,01)ALLIANCE SAFETY EQUIPMENT P,01)8326351 |  |  | ALLIANCE SAFETY EQUIPMENT P/L | ALLIANCE SAFETY EQUIPMENT P/L | 83 26 351 | DRAEGER |  |  |  |  | https://www.draeger.com/Products/Content/pac-8000-pi-9103434-en-master.pdf | [10 empty] | ENRICHED | 46171613 Gas detectors | DETECTOR | GAS | TYPE | CO2,SINGLE | DETECTING RANGE | 0 TO 5 VOL PCT | MOUNTING TYPE |  | POWER SUPPLY |  | ENCLOSURE MATERIAL |  | SIZE | 64 WDX84 HTX20 DP MM | TEMPERATURE RATING | -30 TO 55 DEG C | HAZARD CLASS |  | CERTIFICATION/STANDARD |  | ADDITIONAL FEATURES | [54 empty] | Production Completed
STP_009 - Lot4 | Data Enrichment | RYM | OK_TAKEN | 2023-07-21 | 2023-08-04 |  | 1283847 | 1283847 | EA | DETECTOR,GAS;CO2, SINGLE,-30 TO 55 DEG C |  |  | DETECTOR,GAS;TYPE:CO2, SINGLE,SIZE:WD 64 X HT 84 X DP 20 MM,TEMPERATURE RATING:-30 TO 55 DEG C,MNFR:01)ALLIANCE SAFETY EQUIPMENT P/L,PTNO:01)DRAEGER 8326351 | CO2, SINGLE,EN_01)WD 64 X HT 84 X DP 20 MM,-30 TO 55 DEG C,01)ALLIANCE SAFETY EQUIPMENT P,01)DRAEGER 8326351 |  |  | ALLIANCE SAFETY EQUIPMENT P/L | DRAEGER | 83 26 351 |  | ALLIANCE SAFETY EQUIPMENT P/L |  |  |  | https://www.draeger.com/Products/Content/pac-8000-pi-9103434-en-master.pdf | [10 empty] | ENRICHED | 46171613 Gas detectors | DETECTOR | GAS | TYPE | CO2,SINGLE | DETECTING RANGE | 0 TO 5 VOL PCT | MOUNTING TYPE |  | POWER SUPPLY |  | ENCLOSURE MATERIAL |  | SIZE | 64 WDX84 HTX20 DP MM | TEMPERATURE RATING | -30 TO 55 DEG C | HAZARD CLASS |  | CERTIFICATION/STANDARD |  | ADDITIONAL FEATURES | [54 empty] | Production Completed
STP_009 - Lot4 | Data Enrichment | RYM | OK_TAKEN | 2023-07-21 | 2023-08-04 |  | 1300126 | 1300126 | EA | DETECTOR,GAS;DIGITAL, AMMONIA,0-100 PPM |  |  | DETECTOR,GAS;TYPE:DIGITAL, AMMONIA,DETECTING RANGE:0-100 PPM,POWER SUPPLY:22/28 V 4-20 MA,ADDITIONAL FEATURES EN:DISPLAY:ULTRA CLEAR HIGHRESOLUTION, IP66, IP68, T90 IN LESS THAN 40,SEC (TOXIC) AND LESS THAN 10 SEC (CH4),MNFR:01)GASTECH,PTNO:01)65-1080-NH3- 100 | DIGITAL, AMMONIA,0-100 PPM,EN_01)22/28 V 4-20 MA,01)DISPLAY:ULTRA CLEAR HIGHRES,02)SEC (TOXIC) AND LESS THAN 1,01)GASTECH,01)65-1080-NH3-100 |  |  | GASTECH | GASTECH AUSTRALIA PTY LTD | 65-1080-NH3-100 | [5 empty] | https://www.shipserv.com/ShipServ/pages/profiles/229619/documents/GasTech-D-Guard2-Fixed-Gas-Detector-Brochure.pdf | [10 empty] | ENRICHED | 46171613 Gas detectors | DETECTOR | GAS | TYPE | DIGITAL,AMMONIA | DETECTING RANGE | 0 TO 100 PPM | MOUNTING TYPE |  | POWER SUPPLY | 22/28 V,4 TO 20 MA | ENCLOSURE MATERIAL |  | SIZE | 120 LGX120 HTX95 DP MM | TEMPERATURE RATING | -20 TO 70 DEG C | HAZARD CLASS |  | CERTIFICATION/STANDARD |  | ADDITIONAL FEATURES | DISPLAY:ULTRA CLEAR HIGHRESOLUTION,IP RATING:IP66,IP68,RESPONSE TIME:T90 IN LESS THAN 40 S (TOXIC) AND LESS THAN 10 S (CH4) | [53 empty] | Production Completed
STP_009 - Lot4 | Data Enrichment | RYM | OK_TAKEN | 2023-07-21 | 2023-08-04 | SERIES MATCH | 1318856 | 1318856 | EA | DETECTOR,GAS;DIGITAL, AMMONIA,IP66, 68 |  |  | DETECTOR,GAS;TYPE:DIGITAL, AMMONIA,POWER SUPPLY:22/28 V 4-20 MA,HAZARD CLASS:IP66, 68,ADDITIONAL FEATURES EN:DISPLAY:ULTRA CLEAR HIGHRE SOLUTION,0 TO 1000,T90 IN LESS THAN 40 S,EC (TOXIC) AND LESS THAN 10 SEC (CH4),HART 7.0 OV,MNFR:01)GASTECH,PTNO:01)65-1080- NH3-1000 | DIGITAL, AMMONIA,EN_01)22/28 V 4-20 MA,IP66, 68,01)DISPLAY:ULTRA CLEAR HIGHRE,02)EC (TOXIC) AND LESS THAN 10,01)GASTECH,01)65-1080-NH3-1000 |  |  | GASTECH | GASTECH AUSTRALIA PTY LTD | 65-1080-NH3-1000 | [5 empty] | https://www.shipserv.com/ShipServ/pages/profiles/229619/documents/GasTech-D-Guard2-Fixed-Gas-Detector-Brochure.pdf | [10 empty] | ENRICHED | 46171613 Gas detectors | DETECTOR | GAS | TYPE | DIGITAL,AMMONIA | DETECTING RANGE | 0 TO 1000 PPM | MOUNTING TYPE |  | POWER SUPPLY | 22/28 V,4 TO 20 MA | ENCLOSURE MATERIAL |  | SIZE | 120 LGX120 HTX95 DP MM | TEMPERATURE RATING | -20 TO 70 DEG C | HAZARD CLASS |  | CERTIFICATION/STANDARD |  | ADDITIONAL FEATURES | DISPLAY:ULTRA CLEAR HIGHRE SOLUTION,IP RATING:IP66,IP68,RESPONSE TIME:T90 IN LESS THAN 40 S (TOXIC) AND LESS THAN 10 S (CH4),COMMUNICATION TYPE:HART 7.0 OV | [53 empty] | Production Completed
STP_009 - Lot4 | Data Enrichment | RYM | OK_TAKEN | 2023-07-21 | 2023-08-04 | Processed based on Websource, Conflict w.r.t Input | 1387484 | 1387484 | EA | DETECTOR,GAS;DRAG,8326852 |  |  |  |  | 8326852 | 3000423 | DRAEGER | DRAEGER | 83 26 852 | [5 empty] | https://www.draeger.com/Products/Content/pac-8000-pi-9103434-en-master.pdf | [10 empty] | ENRICHED | 46171613 Gas detectors | GRID | NO MODIFIER | TYPE | GAS SENSOR | SIZE |  | MATERIAL | SILVER | HAZARD CLASS |  | CERTIFICATION/STANDARD |  | ADDITIONAL FEATURES | [62 empty] | Production Completed
STP_009 - Lot4 | Data Enrichment | RYM | OK_TAKEN | 2023-07-21 | 2023-08-04 |  | 1283987 | 1283987 | EA | DETECTOR,GAS;GASTEC TUBE,OXYGEN 3-24 PCT |  |  | DETECTOR,GAS;TYPE:GASTEC TUBE,DETECTING RANGE:OXYGEN 3-24 PCT,ADDITIONAL FEATURES EN:PK OF 5 LONG TUBES,MNFR:01)GASTECH AUSTRALIA PTY LTD,PTNO:01)63-9999-31B | GASTEC TUBE,OXYGEN 3-24 PCT,01)PK OF 5 LONG TUBES,01)GASTECH AUSTRALIA PTY LTD,01)63-9999-31B |  |  | GASTECH AUSTRALIA PTY LTD | GASTECH AUSTRALIA PTY LTD | 63-9999-31B | [5 empty] | https://gastech.com/sites/default/files/Gastec%20Detector%20Tube%20List%2022nd%20Edition.pdf | [10 empty] | ENRICHED | 41113116 Gas detector tubes | DETECTOR | TUBE | CHEMICAL TYPE | OXYGEN | MEASURING RANGE | 3 TO 24 PCT | NUMBER OF PUMP STROKES | 1 | CORRECTION FACTOR |  | SAMPLING TIME |  | COLOR CHANGE | BLACK TO WHITE | DETECTION LIMIT |  | SHELF LIFE | 3 YR | HAZARD CLASS |  | CERTIFICATION/STANDARD |  | ADDITIONAL FEATURES | PACKAGE QUANTITY:5/PK LONG TUBE | [51 empty] | Production Completed
STP_009 - Lot4 | Data Enrichment | RYM | OK_TAKEN | 2023-07-21 | 2023-08-04 |  | 1320381 | 1320381 | EA | DETECTOR,GAS;LEAK, ELECTRONIC |  |  | DETECTOR,GAS;TYPE:LEAK, ELECTRONIC,MNFR:01)GAS TECH AUSTRALIA,PTNO:01)UKN | LEAK, ELECTRONIC,01)GAS TECH AUSTRALIA,01)UKN |  |  | GAS TECH AUSTRALIA | GAS TECH AUSTRALIA | UKN | [5 empty] | URL NOT FOUND | [10 empty] | CLEANSED | 46171613 Gas detectors | DETECTOR | GAS | TYPE | LEAK,ELECTRONIC | DETECTING RANGE |  | MOUNTING TYPE |  | POWER SUPPLY |  | ENCLOSURE MATERIAL |  | SIZE |  | TEMPERATURE RATING |  | HAZARD CLASS |  | CERTIFICATION/STANDARD |  | ADDITIONAL FEATURES | [54 empty] | Production Completed
STP_009 - Lot4 | Data Enrichment | RYM | OK_TAKEN | 2023-07-21 | 2023-08-04 |  | 1283798 | 1283798 | EA | DETECTOR,GAS;O2/CO |  |  | DETECTOR,GAS;HAZARD CLASS:O2/CO,MNFR:01)ALLIANCE SAFETY EQUIPMENT P/L,PTNO:01)8326366 | O2/CO,01)ALLIANCE SAFETY EQUIPMENT P,01)8326366 |  |  | ALLIANCE SAFETY EQUIPMENT P/L | ALLIANCE SAFETY EQUIPMENT P/L | 83 26 366 | DRAEGER |  |  |  |  | https://draeger-mo.com/en/products/safety-equipment/gas-detection-equipment-portable/single-gas-detection-equipment/drager-pac-r-8500/groups/g+c+p+a+view | [10 empty] | ENRICHED | 46171613 Gas detectors | DETECTOR | GAS | TYPE | CO/CO2,DUAL | DETECTING RANGE |  | MOUNTING TYPE |  | POWER SUPPLY |  | ENCLOSURE MATERIAL |  | SIZE | 64 WDX84 HTX20 DP MM | TEMPERATURE RATING | -30 TO 55 DEG C | HAZARD CLASS |  | CERTIFICATION/STANDARD | CCSAUS, IECEX, ATEX, CE | ADDITIONAL FEATURES | [54 empty] | Production Completed
STP_009 - Lot4 | Data Enrichment | RYM | OK_TAKEN | 2023-07-21 | 2023-08-04 | CONFLICT SIZE IN INPUT AND WEBSOURCE,PROCESS BASED ON WEB SOURCE | 1283961 | 1283961 | EA | DETECTOR,GAS;PORTABLE, 1-5 GAS |  |  | DETECTOR,GAS;TYPE:PORTABLE, 1-5 GAS,SIZE:WD 48 X LG 130 X THK 44 MM,TEMPERATURE RATING:-20 TO 50 DEG C,ADDITIONAL FEATURES EN: REQUIRED TO REPLACE DAMAGED UNIT,MNFR:01)ALLIANCE SAFETY EQUIPMENT P/L,PTNO:01)8320088 | PORTABLE, 1-5 GAS,EN_01)WD 48 X LG 130 X THK 44,-20 TO 50 DEG C,01)REQUIRED TO REPLACE DAMAGED,01)ALLIANCE SAFETY EQUIPMENT P,01)8320088 |  |  | ALLIANCE SAFETY EQUIPMENT P/L | ALLIANCE SAFETY EQUIPMENT P/L | 83 20 088 | DRAEGER |  |  |  |  | https://www.heatingandprocess.com/wp-content/uploads/2016/04/Drager-Gas-Detection-Catalogue.pdf | [10 empty] | ENRICHED | 46171613 Gas detectors | DETECTOR | GAS | TYPE | PORTABLE | DETECTING RANGE |  | MOUNTING TYPE |  | POWER SUPPLY | Alkaline, rechargeable NiMH cells | ENCLOSURE MATERIAL |  | SIZE | 129 LGX47 WDX31 THK MM | TEMPERATURE RATING | -20 TO 50 DEG C | HAZARD CLASS |  | CERTIFICATION/STANDARD |  | ADDITIONAL FEATURES |  |  | 1 TO 5 GAS,REQUIRED TO REPLACE DAMAGED UNIT | [51 empty] | Production Completed
STP_009 - Lot4 | Data Enrichment | RYM | OK_TAKEN | 2023-07-21 | 2023-08-04 | Processed based on Websource, Conflict w.r.t Input | 1318016 | 1318016 | BT | DETECTOR,GAS;REFRIGERANT LEAK,BOTTLE 1 L |  |  | DETECTOR,GAS;TYPE:REFRIGERANT LEAK,ADDITIONAL FEATURES EN:BOTTLE 1 L,MNFR:01)ATOMSUP,PTNO:01)445613 | REFRIGERANT LEAK,01)BOTTLE 1 L,01)ATOMSUP,01)445613 |  |  | ATOM SUPPLY | ATOMSUP | 445613 | [5 empty] | https://www.atom.com.au/better-bubble-leak-detector-1l-rectorseal-actrol-445613 | [10 empty] | ENRICHED | 46171613 Gas detectors | DETECTOR | LEAK | TYPE | BUBBLE,REFRIGERANT | MEASURING RANGE |  | SENSITIVITY |  | ACCURACY |  | OUTPUT TYPE |  | DISPLAY TYPE |  | SENSING ELEMENT |  | MATERIAL |  | PRESSURE RATING |  | TEMPERATURE RATING |  | HAZARD CLASS |  | CERTIFICATION/STANDARD |  | ADDITIONAL FEATURES | CONTAINER:1 L BOTTLE | [47 empty] | Production Completed
STP_009 - Lot4 | Data Enrichment | RYM | OK_TAKEN | 2023-07-21 | 2023-08-04 |  | 1318154 | 1318154 | EA | DETECTOR,GAS;SAMP,MNRC,GASTECPUMP |  |  | DETECTOR,GAS;ADDITIONAL FEATURES EN:SAMP,MNFR:01)MINEARC,PTNO:01)GASTECPUMP | 01)SAMP,01)MINEARC,01)GASTECPUMP |  |  | MINEARC | MINEARC |  |  | GASTEC |  |  |  | URL NOT FOUND |  |  | PUMP | [7 empty] | CLEANSED | 46171613 Gas detectors | DETECTOR | GAS | TYPE |  | DETECTING RANGE |  | MOUNTING TYPE |  | POWER SUPPLY |  | ENCLOSURE MATERIAL |  | SIZE |  | TEMPERATURE RATING |  | HAZARD CLASS |  | CERTIFICATION/STANDARD |  | ADDITIONAL FEATURES | SAMP | [53 empty] | Production Completed
STP_009 - Lot4 | Data Enrichment | RYM | OK_TAKEN | 2023-07-21 | 2023-08-04 |  | 1286445 | 1286445 | EA | DETECTOR,GAS;SENSOR/TRANSMITTER |  |  | DETECTOR,GAS;TYPE:SENSOR/TRANSMITTER,ADDITIONAL FEATURES EN:ACUTEC 35 LEAKDETEC, CHLORINE DOSING INSTAL,MNFR:01)EVOQUA,PTNO:01) U29335 | SENSOR/TRANSMITTER,01)ACUTEC 35 LEAKDETEC, CHLORI,01)EVOQUA,01)U29335 |  |  | EVOQUA | EVOQUA | U29335 | [5 empty] | https://www.borgesmahoney.com/Manuals/Evoqua%20Manuals/WT.050.130.000.UA.IM.0614%20-%20Acutec%2035%20Gas%20Detection%20System.pdf | [10 empty] | CLEANSED | 46171613 Gas detectors | DETECTOR | GAS | TYPE | CHLORINE | DETECTING RANGE |  | MOUNTING TYPE |  | POWER SUPPLY |  | ENCLOSURE MATERIAL |  | SIZE |  | TEMPERATURE RATING |  | HAZARD CLASS |  | CERTIFICATION/STANDARD |  | ADDITIONAL FEATURES | SERIES:ACUTEC 35,LEAK, DOSING INSTAL,SENSOR/TRANSMITTER | [53 empty] | Production Completed
STP_009 - Lot4 | Data Enrichment | RYM | OK_TAKEN | 2023-07-21 | 2023-08-04 |  | 1232255 | 1232255 | EA | DETECTOR,GAS;SNSR,OXYGEN MONITOR: O2 COH |  |  | DETECTOR,GAS;ADDITIONAL FEATURES EN:SENSOR,OXYGEN MONITOR: O2 COH2S-LC W, NIMH BAT,MNFR:01)DRAEGER,PTNO:01)3502637,MNFR:02) ALLSAFE,PTNO:02)X-AM 2500 EX | 01)SENSOR,OXYGEN MONITOR: O2 C,01)DRAEGER,02)ALLSAFE,01)3502637,02)X-AM 2500 EX |  |  | ALLSAFE | DRAEGER | X-AM 2500 EX |  | ALLSAFE | 3502637 |  |  | https://www.draeger.com/Products/Content/x-am-2500-pi-9068249-en-us.pdf | [10 empty] | ENRICHED | 46171613 Gas detectors | DETECTOR | GAS | TYPE | O2,CO,H2S,MULTI | DETECTING RANGE |  | MOUNTING TYPE |  | POWER SUPPLY | NIMH,ALKALINE BATTERIES | ENCLOSURE MATERIAL |  | SIZE | 48 WDX130 HTX44 DP MM | TEMPERATURE RATING | -20 TO 50 DEG C | HAZARD CLASS |  | CERTIFICATION/STANDARD |  | ADDITIONAL FEATURES |  |  | LC W | [51 empty] | Production Completed
STP_009 - Lot4 | Data Enrichment | RYM | OK_TAKEN | 2023-07-21 | 2023-08-04 |  | 1293246 | 1293246 | EA | DETECTOR,GAS;SO2,0-30 PPM,ECOTECH |  |  | DETECTOR,GAS;TYPE:SO2,DETECTING RANGE:0-30 PPM,POWER SUPPLY:15/32 V DC 4-20 MA,ADDITIONAL FEATURES EN:CTX 300,W/O DISPLAY, 2 WIRESHIELDED CABLE, Z-004Q,OLDHAM,MNFR:01)ECOTECH,PTNO:01)WC30SOB | SO2,0-30 PPM,EN_01)15/32 V DC 4-20 MA,01)CTX 300,W/O DISPLAY, 2 WIRE,01)ECOTECH,01)WC30SOB |  |  | ECOTECH | ECOTECH | WC30SOB |  | OLDHAM | CTX 300 |  | Z-004Q | https://norrscope.com/product/oldham-ctx-300/ | [10 empty] | CLEANSED | 46171613 Gas detectors | DETECTOR | GAS | TYPE | SO2 | DETECTING RANGE | 0 TO 30 PPM | MOUNTING TYPE |  | POWER SUPPLY | 15/32 VDC,4 TO 20 MA | ENCLOSURE MATERIAL |  | SIZE | 130 LGX136 HTX69 DP MM | TEMPERATURE RATING |  | HAZARD CLASS |  | CERTIFICATION/STANDARD |  | ADDITIONAL FEATURES | W/O DISPLAY,2 WIRESHIELDED CABLE | [53 empty] | Production Completed
STP_009 - Lot4 | Data Enrichment | RYM | OK_TAKEN | 2023-07-21 | 2023-08-04 |  | 1283941 | 1283941 | EA | DETECTOR,GAS;TUBE,5-200 PPM |  |  | DETECTOR,GAS;TYPE:TUBE,DETECTING RANGE:5-200 PPM,ADDITIONAL FEATURES EN:CARBON YELLOW SULPHIDE PK OF 5,MNFR:01)GASTECH AUSTRALIA PTY LTD,PTNO:01)63-9999-21 | TUBE,5-200 PPM,01)CARBON YELLOW SULPHIDE PK O,01)GASTECH AUSTRALIA PTY LTD,01)63-9999-21 |  |  | GASTECH AUSTRALIA PTY LTD | GASTECH AUSTRALIA PTY LTD | 63-9999-21 | [5 empty] | https://gastech.com/sites/default/files/Gastec%20Detector%20Tube%20List%2022nd%20Edition.pdf | [10 empty] | ENRICHED | 41113116 Gas detector tubes | DETECTOR | TUBE | CHEMICAL TYPE | CARBONYL SULPHIDE | MEASURING RANGE | 5 TO 200 PPM | NUMBER OF PUMP STROKES | 2 | CORRECTION FACTOR |  | SAMPLING TIME |  | COLOR CHANGE | BLUE TO YELLOW | DETECTION LIMIT |  | SHELF LIFE | 2 YR | HAZARD CLASS |  | CERTIFICATION/STANDARD |  | ADDITIONAL FEATURES | PACKAGE QUANTITY:5/PK | [51 empty] | Production Completed
STP_009 - Lot4 | Data Enrichment | RYM | OK_TAKEN | 2023-07-21 | 2023-08-04 |  | 1215305 | 1215305 | EA | DETECTOR,LK;AIR & GAS,BUBBLE UP,980ML | DETECTOR FUGAS; | DETECTR FUIT; | DETECTOR,LEAK;ADDITIONAL FEATURES EN:AIR & GAS,BUBBLE UP,980ML,MNFR:BOC LIMITED,PTNO:HB1010 | 01)AIR & GAS,BUBBLE UP,980ML,01)BOC LIMITED,01)HB1010 | HB1010 | 1068135 | BOC LIMITED | BOC LIMITED | HB1010 | [5 empty] | https://www.boc.com.au/wcsstore/AU_BOC_Industrial_Store/pdf/product/en_AU/Essentials%20Guide%20AU%202019%20Web%20v2.pdf | [10 empty] | CLEANSED | 46171613 Gas detectors | DETECTOR | LEAK | TYPE | AIR & GAS,BUBBLE UP | MEASURING RANGE |  | SENSITIVITY |  | ACCURACY |  | OUTPUT TYPE |  | DISPLAY TYPE |  | SENSING ELEMENT |  | MATERIAL |  | PRESSURE RATING |  | TEMPERATURE RATING |  | HAZARD CLASS |  | CERTIFICATION/STANDARD |  | ADDITIONAL FEATURES | CONTAINER:980 ML | [47 empty] | Production Completed
STP_009 - Lot4 | Data Enrichment | RYM | OK_TAKEN | 2023-07-21 | 2023-08-04 |  | 1385238 | 1385238 | EA | DETECTOR,LK;CONTAINER CAPACITY: 1 L |  |  | DETECTOR,LEAK;ADDITIONAL FEATURES EN:CONTAINER CAPACITY: 1 L,MNFR:01)HEATCRAFT T/A KIRBY HVACANDR P/L,PTNO:01)RT100S | 01)CONTAINER CAPACITY: 1 L,01)HEATCRAFT T/A KIRBY HVAC&R,01)RT100S |  |  | HEATCRAFT T/A KIRBY HVACANDR P/L | HEATCRAFT T/A KIRBY HVACANDR P/L | RT100S | REFRIGERATION TECHNOLOGIES |  |  |  |  | https://assets.unilogcorp.com/267/ITEM/DOC/Refrigeration_Technologies_RT100G_Catalog.pdf | [10 empty] | ENRICHED | 46171613 Gas detectors | DETECTOR | LEAK | TYPE | SPRAY | MEASURING RANGE |  | SENSITIVITY |  | ACCURACY |  | OUTPUT TYPE |  | DISPLAY TYPE |  | SENSING ELEMENT |  | MATERIAL |  | PRESSURE RATING |  | TEMPERATURE RATING |  | HAZARD CLASS |  | CERTIFICATION/STANDARD |  | ADDITIONAL FEATURES | CONTAINER: 1 L | [47 empty] | Production Completed
STP_009 - Lot4 | Data Enrichment | RYM | OK_TAKEN | 2023-07-21 | 2023-08-04 |  | 1381704 | 1381704 | EA | DETECTOR;81, APM MCC2,WENMEC,38254 |  |  | DETECTOR;ADDITIONAL FEATURES EN:81, APM MCC2,MNFR:01)WENMEC,PTNO:01)38254 | 01)81, APM MCC2,01)WENMEC,01)38254 |  |  | WENMEC SYSTEMS INC | WENMEC | 38254 | [5 empty] | URL NOT FOUND | [10 empty] | CLEANSED | 41111900 Indicating and recording instruments | DETECTOR | No Modifier | TYPE |  | MEASURING RANGE |  | SIZE |  | MATERIAL |  | HAZARD CLASS |  | CERTIFICATION/STANDARD |  | ADDITIONAL FEATURES | 81,APM MCC2 | [59 empty] | Production Completed
STP_009 - Lot4 | Data Enrichment | RYM | OK_TAKEN | 2023-07-21 | 2023-08-04 |  | 1353206 | 1353206 | EA | DETECTOR;C AND V (CLEARCALL) |  |  | DETECTOR;TYPE:C AND V (CLEARCALL),MNFR:01)GEC,PTNO:01)ACL120/A2 | EN_01)C AND V (CLEARCALL),01)GEC,01)ACL120/A2 |  |  | GEC | GEC | ACL120/A2 | [5 empty] | URL NOT FOUND | [10 empty] | CLEANSED | 41111900 Indicating and recording instruments | DETECTOR | No Modifier | TYPE |  | MEASURING RANGE |  | SIZE |  | MATERIAL |  | HAZARD CLASS |  | CERTIFICATION/STANDARD |  | ADDITIONAL FEATURES | C AND V (CLEARCALL) | [59 empty] | Production Completed
STP_009 - Lot4 | Data Enrichment | RYM | OK_TAKEN | 2023-07-21 | 2023-08-04 |  | 1345984 | 1345984 | EA | DETECTOR;DETECTOR A |  |  | DETECTOR;TYPE:DETECTOR A,MNFR:01)TECNIHYD,PTNO:01)1190025470000 | EN_01)DETECTOR A,01)TECNIHYD,01)1190025470000 |  |  | TECNIHYD | TECNIHYD | 1190025470000 | [16 empty] | CLEANSED | 41111900 Indicating and recording instruments | DETECTOR | No Modifier | TYPE |  | MEASURING RANGE |  | SIZE |  | MATERIAL |  | HAZARD CLASS |  | CERTIFICATION/STANDARD |  | ADDITIONAL FEATURES | A | [59 empty] | Production Completed
STP_009 - Lot4 | Data Enrichment | RYM | OK_TAKEN | 2023-07-21 | 2023-08-04 |  | 1345983 | 1345983 | EA | DETECTOR;DETECTOR B |  |  | DETECTOR;TYPE:DETECTOR B,MNFR:01)TECNIHYD,PTNO:01)1190025471000 | EN_01)DETECTOR B,01)TECNIHYD,01)1190025471000 |  |  | TECNIHYD | TECNIHYD | 1190025471000 | [16 empty] | CLEANSED | 41111900 Indicating and recording instruments | DETECTOR | No Modifier | TYPE |  | MEASURING RANGE |  | SIZE |  | MATERIAL |  | HAZARD CLASS |  | CERTIFICATION/STANDARD |  | ADDITIONAL FEATURES | B | [59 empty] | Production Completed
STP_009 - Lot4 | Data Enrichment | RYM | OK_TAKEN | 2023-07-21 | 2023-08-04 | Processed based on Websource, Conflict w.r.t Input | 1345252 | 1345252 | EA | DETECTOR;HD,DU212,ENDRESS AND HAUSE |  |  | DETECTOR;TYPE:HEAD,ADDITIONAL FEATURES EN:DU212,MNFR:01)ENDRESS AND HAUSER,PTNO:01)I011649-0000 | EN_01)HEAD,01)DU212,01)ENDRESS AND HAUSER,01)I011649-0000 |  |  | ENDRESS AND HAUSER | ENDRESS AND HAUSER | DU 212 |  |  | I011649-0000 |  |  | http://www.laitetori.fi/en/product/7962/ | [10 empty] | ENRICHED | 41111938 Level sensors or transmitters | SENSOR | LEVEL | TYPE | HEAD,ULTRASONIC | MEASURING RANGE |  | ACCURACY |  | OUTPUT TYPE |  | CONNECTION TYPE |  | POWER SUPPLY |  | TEMPERATURE RATING |  | MATERIAL |  | PRESSURE RATING |  | SIZE |  | MOUNTING TYPE |  | ENCLOSURE |  | HAZARD CLASS |  | CERTIFICATION/STANDARD |  | ADDITIONAL FEATURES | [44 empty] | Production Completed
STP_009 - Lot4 | Data Enrichment | RYM | OK_TAKEN | 2023-07-21 | 2023-08-04 |  | 1348712 | 1348712 | EA | DETECTOR;HTR,240VAC, 400 WATT, C/W FAN |  |  | DETECTOR;TYPE:HEATER,ADDITIONAL FEATURES EN:240VAC, 400 WATT, C/W FAN,MNFR:01)SCANTECH,PTNO:01)4012-00-0053 | EN_01)HEATER,01)240VAC, 400 WATT, C/W FAN,01)SCANTECH,01)4012-00-0053 |  |  | SCANTECH | SCANTECH | 4012-00-0053 | [5 empty] | URL NOT FOUND | [10 empty] | CLEANSED | 41111900 Indicating and recording instruments | DETECTOR | No Modifier | TYPE | HEATER | MEASURING RANGE |  | SIZE |  | MATERIAL |  | HAZARD CLASS |  | CERTIFICATION/STANDARD |  | ADDITIONAL FEATURES | ELECTRICAL RATING:240 VAC,400 W,C/W FAN | [59 empty] | Production Completed
STP_009 - Lot4 | Data Enrichment | RYM | OK_TAKEN | 2023-07-21 | 2023-08-04 | Processed based on Websource, Conflict w.r.t Input,MPN ALTERED AS PER WEB SOURCE | 1299551 | 1299551 | EA | DETECTOR;LIGHT INTENSITY,BELT SLIP SEN |  |  | DETECTOR;TYPE:LIGHT INTENSITY,ADDITIONAL FEATURES EN:BELT SLIP SEN,MNFR:01)PEPPERLF,PTNO:01)NJ15-306M-N | EN_01)LIGHT INTENSITY,01)BELT SLIP SEN,01)PEPPERLF,01)NJ15-306M-N |  |  | PEPPERLF | PEPPERLF | NJ15-30GM-N | [5 empty] | https://files.pepperl-fuchs.com/webcat/navi/productInfo/pds/70133321_eng.pdf?v=20220803161702 | [10 empty] | ENRICHED | 41111926 Proximity sensors | SENSOR | PROXIMITY | TYPE |  | SENSING RANGE | 0 TO 12.15 MM | OUTPUT TYPE | 2-WIRE | CONNECTION TYPE | CABLE | ELECTRICAL RATING | 5 TO 25 VAC | CABLE LENGTH | 2 M | ENCLOSURE | IP67 | MATERIAL | STAINLESS STEEL 316 | SWITCHING FREQUENCY | 0 TO 100 HZ | MOUNTING TYPE | FLANGE | SIZE | 40 MM LG | HAZARD CLASS |  | CERTIFICATION/STANDARD |  | ADDITIONAL FEATURES | BELT SLIP | [45 empty] | Production Completed
STP_009 - Lot4 | Data Enrichment | RYM | OK_TAKEN | 2023-07-21 | 2023-08-04 |  | 1298721 | 1298721 | EA | DETECTOR;LIGHT INTENSITY,UV SENSITIVE |  |  | DETECTOR;TYPE:LIGHT INTENSITY,ADDITIONAL FEATURES EN:UV SENSITIVE,MNFR:01)LANDGYR,PTNO:01)QRA50 | EN_01)LIGHT INTENSITY,01)UV SENSITIVE,01)LANDGYR,01)QRA50 |  |  | LANDGYR | LANDGYR | QRA50 | [5 empty] | https://www.nexinstrument.com/qra50 | [10 empty] | ENRICHED | 46191504 Flame detectors | DETECTOR | FLAME | TYPE | UV,LIGHT INTENSITY | DETECTING RANGE |  | MOUNTING TYPE |  | POWER SUPPLY |  | ENCLOSURE MATERIAL |  | SIZE |  | TEMPERATURE RATING |  | HAZARD CLASS |  | CERTIFICATION/STANDARD |  | ADDITIONAL FEATURES | [54 empty] | Production Completed
STP_009 - Lot4 | Data Enrichment | RYM | OK_TAKEN | 2023-07-21 | 2023-08-04 |  | 1344577 | 1344577 | EA | DETECTOR;LIGHT INTENSITY,UV,1,COMBUSTI |  |  | DETECTOR;TYPE:LIGHT INTENSITY,ADDITIONAL FEATURES EN:UV,1,MNFR:01)COMBUSTI,PTNO:01)KR4032 | EN_01)LIGHT INTENSITY,01)UV,1,01)COMBUSTI,01)KR4032 |  |  | COMBUSTI | COMBUSTI | KR4032 | [5 empty] | URL NOT FOUND | [10 empty] | CLEANSED | 41111900 Indicating and recording instruments | DETECTOR | No Modifier | TYPE | UV,LIGHT INTENSITY | MEASURING RANGE |  | SIZE |  | MATERIAL |  | HAZARD CLASS |  | CERTIFICATION/STANDARD |  | ADDITIONAL FEATURES | 1 | [59 empty] | Production Completed
STP_009 - Lot4 | Data Enrichment | RYM | OK_TAKEN | 2023-07-21 | 2023-08-04 |  | 1385290 | 1385290 | EA | DETECTOR;TAG,ICCL AEROSCOUT T3I |  |  | DETECTOR;TYPE:TAG,ADDITIONAL FEATURES EN:ICCL AEROSCOUT T3I,MNFR:01)MINE SITE TECHNOLOGIES PTY LTD,PTNO:01)CL-TAG-502 | EN_01)TAG,01)ICCL AEROSCOUT T3I,01)MINE SITE TECHNOLOGIES PTY,01)CL-TAG-502 |  |  | MINE SITE TECHNOLOGIES PTY LTD | MINE SITE TECHNOLOGIES PTY LTD | CL-TAG-502 | [5 empty] | URL NOT FOUND | [10 empty] | CLEANSED | 41111900 Indicating and recording instruments | DETECTOR | No Modifier | TYPE | TAG | MEASURING RANGE |  | SIZE |  | MATERIAL |  | HAZARD CLASS |  | CERTIFICATION/STANDARD |  | ADDITIONAL FEATURES | ICCL AEROSCOUT T3I | [59 empty] | Production Completed
STP_009 - Lot4 | Data Enrichment | RYM | OK_TAKEN | 2023-07-21 | 2023-08-04 |  | 1294332 | 1294332 | EA | DETECTOR;TUBE, UV |  |  | DETECTOR;TYPE:TUBE, UV,MNFR:01)AIRGAS,PTNO:01)40080 | EN_01)TUBE, UV,01)AIRGAS,01)40080 |  |  | AIRGAS | AIRGAS | 40080 | [5 empty] | URL NOT FOUND | [10 empty] | CLEANSED | 41113116 Gas detector tubes | DETECTOR | TUBE | CHEMICAL TYPE |  | MEASURING RANGE |  | NUMBER OF PUMP STROKES |  | CORRECTION FACTOR |  | SAMPLING TIME |  | COLOR CHANGE |  | DETECTION LIMIT |  | SHELF LIFE |  | HAZARD CLASS |  | CERTIFICATION/STANDARD |  | ADDITIONAL FEATURES | TYPE:UV | [51 empty] | Production Completed
STP_009 - Lot4 | Data Enrichment | RYM | OK_TAKEN | 2023-07-21 | 2023-08-04 |  | 1229163 | 1229163 | EA | DETECTOR;WTR,6700KW, FOR N3,GEC |  |  | DETECTOR;TYPE:WATER,ADDITIONAL FEATURES EN:6700KW, FOR N3,MNFR:01)GEC,PTNO:01)B890081AE | EN_01)WATER,01)6700KW, FOR N3,01)GEC,01)B890081AE |  |  | GEC | GEC | B890081AE | [5 empty] | URL NOT FOUND | [10 empty] | CLEANSED | 41111900 Indicating and recording instruments | DETECTOR | WATER | TYPE |  | NUMBER OF CAPSULES |  | SYRINGE MATERIAL |  | SYRINGE CAPACITY |  | DETECTOR MATERIAL |  | SIZE |  | CERTIFICATION/STANDARD |  | ADDITIONAL FEATURES | POWER RATING:6700 KW,FOR N3 | [57 empty] | Production Completed
STP_009 - Lot4 | Data Enrichment | RYM | OK_TAKEN | 2023-07-21 | 2023-08-04 |  | 1292082 | 1292082 | EA | DETECTOR,RTD;-58 TO 572 DEG F,HOWD |  |  | DETECTOR,RTD;TEMPERATURE RANGE:-58 TO 572 DEG F,ADDITIONAL FEATURES EN:SENSOR,TEMPERATURE, 3 WIRE, ZA 70VENT FAN,MNFR:01)HOWDEN, PTNO:01)0171/4 | -58 TO 572 DEG F,01)SENSOR,TEMPERATURE, 3 WIRE,01)HOWDEN,01)0171/4 |  |  | HOWDEN | HOWDEN | 0171/4 |  | ZA |  |  |  | URL NOT FOUND |  |  | 70 CFM VENT FAN | [7 empty] | CLEANSED | 41112225 Resistance temperature detector RTD | DETECTOR | RTD | TYPE | 3-WIRE | ELEMENT TYPE |  | ELEMENT MATERIAL |  | TEMPERATURE RANGE | -58 TO 572 DEG F | PROCESS CONNECTION |  | ACCURACY |  | WIRE LENGTH |  | ELEMENT RESISTANCE |  | SHEATH MATERIAL |  | LEAD TYPE |  | TEMPERATURE COEFFICIENT |  | SHEATH SIZE |  | HAZARD CLASS |  | CERTIFICATION/STANDARD |  | ADDITIONAL FEATURES | SENSOR,TEMPERATURE | [43 empty] | Production Completed
STP_009 - Lot4 | Data Enrichment | RYM | OK_TAKEN | 2023-07-21 | 2023-08-04 |  | 1292361 | 1292361 | EA | DETECTOR,RTD;SNSR,TEMP, 100 OHMS @ 0 DEG |  |  | DETECTOR,RTD;ADDITIONAL FEATURES EN:SENSOR,TEMPERATURE, 100 OHMS @ 0 DEG C,SS PROBE,1/4"DIA X 4"LG,MNFR:01)HONEYWEL,PTNO:01) 9HONPRB100Y-0100,MNFR:02)AUSLEC,PTNO:02)PRB100Y-015016 | 01)SENSOR,TEMPERATURE, 100 OHM,01)HONEYWEL,02)AUSLEC,01)9HONPRB100Y-0100,02)PRB100Y-015016 |  |  | AUSLEC | HONEYWEL | 9HONPRB100Y-0100 |  | AUSLEC | PRB100Y-015016 |  |  | URL NOT FOUND | [10 empty] | CLEANSED | 41112225 Resistance temperature detector RTD | DETECTOR | RTD | TYPE |  | ELEMENT TYPE |  | ELEMENT MATERIAL | STAINLESS STEEL | TEMPERATURE RANGE |  | PROCESS CONNECTION |  | ACCURACY |  | WIRE LENGTH | 4 IN | ELEMENT RESISTANCE | 100 OHM AT 0 DEG C | SHEATH MATERIAL |  | LEAD TYPE |  | TEMPERATURE COEFFICIENT |  | SHEATH SIZE |  | HAZARD CLASS |  | CERTIFICATION/STANDARD |  | ADDITIONAL FEATURES | SENSOR,TEMPERATURE,WIRE DIAMETER:1/4 IN | [43 empty] | Production Completed
STP_009 - Lot4 | Data Enrichment | RYM | OK_TAKEN | 2023-07-21 | 2023-08-04 |  | 1292925 | 1292925 | BOX | DETECTOR,TUBE;GAS,0.05-2 MG/L |  |  | DETECTOR,TUBE;CHEMICAL TYPE:GAS,MEASURING RANGE:0.05-2 MG/L,ADDITIONAL FEATURES EN:10 PER BOX, WATER VAPOUR,MNFR:01)KITAGAWA,PTNO: 01)177U | EN_01)GAS,0.05-2 MG/L,01)10 PER BOX, WATER VAPOUR,01)KITAGAWA,01)177U |  |  | KITAGAWA | KITAGAWA | 177U | [5 empty] | https://parkesscientific.com/p/kitagawa-kt177u-gas-detector-tube-177u-water-vapour-psc4712468 | [10 empty] | ENRICHED | 41113116 Gas detector tubes | DETECTOR | TUBE | CHEMICAL TYPE | GAS,WATER VAPOUR | MEASURING RANGE | 0.05 TO 2 MG/L | NUMBER OF PUMP STROKES |  | CORRECTION FACTOR |  | SAMPLING TIME |  | COLOR CHANGE | YELLOW TO BLUE/YELLOWISH GREEN | DETECTION LIMIT |  | SHELF LIFE | 3 YR | HAZARD CLASS |  | CERTIFICATION/STANDARD |  | ADDITIONAL FEATURES | PACKAGE QUANTITY:10/BOX | [51 empty] | Production Completed
STP_009 - Lot4 | Data Enrichment | RYM | OK_TAKEN | 2023-07-21 | 2023-08-04 |  | 1316408 | 1316408 | BOX | DETECTOR,TUBE;GASTEC WATER VAPOUR |  |  | DETECTOR,TUBE;CHEMICAL TYPE:GASTEC WATER VAPOUR,MEASURING RANGE:0.05-2 MG/L,ADDITIONAL FEATURES EN:10 PER BOX, NO 6L, 0.05-1. 0MG/L SCALE RANGE,MNFR:01)APP-TEK,PTNO:01)NO. 6L | EN_01)GASTEC WATER VAPOUR,0.05-2 MG/L,01)10 PER BOX, NO 6L, 0.05-1.0,01)APP-TEK,01)NO. 6L |  |  | APP-TEK | GASTECH AUSTRALIA PTY LTD | NO. 6L |  | APP-TEK |  |  |  | https://www.gastec.co.jp/files/user/asset/pdf/en/detector_tube/6L.pdf | [10 empty] | ENRICHED | 41113116 Gas detector tubes | DETECTOR | TUBE | CHEMICAL TYPE | WATER VAPOUR | MEASURING RANGE | 0.05 TO 2 MG/L | NUMBER OF PUMP STROKES | 1 | CORRECTION FACTOR | 1 | SAMPLING TIME | 30 S | COLOR CHANGE | YELLOW TO PURPLE | DETECTION LIMIT | 0.03 MG/L | SHELF LIFE | 36 MTH | HAZARD CLASS |  | CERTIFICATION/STANDARD |  | ADDITIONAL FEATURES | PACKAGE QUANTITY:10/BOX | [51 empty] | Production Completed
STP_009 - Lot4 | Data Enrichment | RYM | OK_TAKEN | 2023-07-21 | 2023-08-04 | CONFLICT POWER SUPPLY (WATT, BATTERY TYPE) IN INPUT AND WEBSOURCE,PROCESS BASED ON WEB SOURCE | 1294903 | 1294903 | EA | DRILL,PWR;HMR, CORDLESS,1.5-13 MM,NI-CAD |  |  | DRILL,POWER;HAMMER, CORDLESS,CHUCK CAPACITY:1.5-13 MM,POWER SUPPLY:18 V 450 W,ADDITIONAL FEATURES EN:NI-CAD,MNFR:01)MAKITA,PTNO: 01)BHP454RFE | EN_01)HAMMER, CORDLESS,1.5-13 MM,EN_01)18 V 450 W,01)NI-CAD,01)MAKITA,01)BHP454RFE |  |  | MAKITA | MAKITA | BHP454RFE | [5 empty] | https://www.makitapro.ru/u/spares/repair/BHP454-TE.pdf | https://www.horme.com.sg/product.aspx?id=877 | [9 empty] | ENRICHED | 27112703 Power drills | DRILL | POWER | TYPE | HAMER DRIVE | CHUCK CAPACITY | 1.5 TO 13 MM | CHUCK TYPE |  | OVERALL SIZE | 243 LGX79 WDX253 HT MM | POWER SUPPLY | 18 V LI-ION BATTERY | SPEED RATING | 0 TO 1700 RPM | TORQUE RATING | 63 NM | BODY MATERIAL |  | HAZARD CLASS |  | CERTIFICATION/STANDARD |  | ADDITIONAL FEATURES | OUTPUT POWER RATING:375 W | [51 empty] | Production Completed
STP_009 - Lot4 | Data Enrichment | RYM | OK_TAKEN | 2023-07-21 | 2023-08-04 |  | 1281572 | 1281572 | EA | DRILL,PWR;MGNTC, VARIABLE SPEED,0-50 MM |  |  | DRILL,POWER;TYPE:MAGNETIC, VARIABLE SPEED,CHUCK CAPACITY:0-50 MM,OVERALL SIZE:WD 210 X LG 320 X HT 550 MM,POWER SUPPLY:110-240 V AC 50-60 HZ,ADDITIONAL FEATURES EN:REQ FOR X41 WORKSHOP,MNFR:01)ELLIOTT TIMBER SALES PTY LTD,PTNO:01)8718375390122 | EN_01)MAGNETIC, VARIABLE SPEED,0-50 MM,EN_01)WD 210 X LG 320 X HT 550,EN_01)110-240 V AC 50-60 HZ,01)REQ FOR X41 WORKSHOP,01)ELLIOTT TIMBER SALES PTY LT,01)8718375390122 |  |  | ELLIOTT TIMBER SALES PTY LTD | ELLIOTT TIMBER SALES PTY LTD | 8718375390122 | [5 empty] | URL NOT FOUND | [10 empty] | CLEANSED | 27112703 Power drills | DRILL | POWER | TYPE | MAGNETIC,VARIABLE SPEED | CHUCK CAPACITY | 0 TO 50 MM | CHUCK TYPE |  | OVERALL SIZE | 320 LGX210 WDX550 HT MM | POWER SUPPLY | 110 TO 240 VAC,50/60 HZ | SPEED RATING |  | TORQUE RATING |  | BODY MATERIAL |  | HAZARD CLASS |  | CERTIFICATION/STANDARD |  | ADDITIONAL FEATURES | FOR X41 WORKSHOP | [51 empty] | Production Completed
STP_009 - Lot4 | Data Enrichment | RYM | OK_TAKEN | 2023-07-21 | 2023-08-04 | Processed based on Websource, Conflict w.r.t Input | 1281111 | 1281111 | EA | DRILL,PWR;RTRY, ENGRAVER,115 V |  |  | DRILL,POWER;TYPE:ROTARY, ENGRAVER,OVERALL SIZE:WD 8.5 X LG 6.5 X HT 8.5 IN,POWER SUPPLY:115 V,SPEED RATING:7200 STR/MIN,MNFR:01) DREMEL,PTNO:01)92220106,MNFR:02)ATOM SUPPLY,PTNO:02)290-01 | EN_01)ROTARY, ENGRAVER,EN_01)WD 8.5 X LG 6.5 X HT 8.5,EN_01)115 V,EN_01)7200 STR/MIN,01)DREMEL,02)ATOM SUPPLY,01)92220106,02)290-01 |  |  | ATOM SUPPLY | ATOM SUPPLY | 92220106 |  | DREMEL | 290-01 |  |  | https://www.atom.com.au/tool-rotary-kit-multi-speed-240v-10000-33000rpm-flexible-shaft-dremel-92220106 | [10 empty] | ENRICHED | 20111700 Drilling and operation accessories | KIT | NO MODIFIER | TYPE | ROTARY TOOL | CONTENTS | MULTI TOOL 300 SERIES,FLEXIBLE SHAFT AND 55 ACCESSORIES,CARVING/ENGRAVING/ROUTING P/N 191,GRINDING/SHARPENING P/N 8193,84922,CLEANING/POLISHING P/N 403,(2) CLEANING/POLISHING P/N 414,CLEANING/POLISHING P/N 429 (X 2),421,(36) CUTTING P/N 409,CUTTING P/N 540,SANDING P/N 407,(2) SANDING P/N 408,SANDING P/N 432,(3) SANDING P/N 413 (),COLLETS/MANDRELS/MISC P/N 401,402 | NUMBER OF ITEMS |  | HAZARD CLASS |  | CERTIFICATION/STANDARD |  | ADDITIONAL FEATURES | [62 empty] | Production Completed
STP_009 - Lot4 | Data Enrichment | RYM | OK,SITE NOT ABLE OPEN_TAKEN | 2023-07-21 | 2023-08-04 |  | 1281404 | 1281404 | EA | DRILL,PWR;VICE,100 MM |  |  | DRILL,POWER;TYPE:VICE,CHUCK CAPACITY:100 MM,ADDITIONAL FEATURES EN:VIM100DP, MACHINE, SUPER GRADE DAWN,MNFR:01)ATOM SUPPLY,PTNO: 01)91910030 | EN_01)VICE,100 MM,01)VIM100DP, MACHINE, SUPER GR,01)ATOM SUPPLY,01)91910030 |  |  | ATOM SUPPLY | ATOM SUPPLY | 91910030 |  |  | VIM100DP |  |  | URL NOT FOUND | [10 empty] | CLEANSED | 27112703 Power drills | DRILL | POWER | TYPE | VICE | CHUCK CAPACITY | 100 MM | CHUCK TYPE |  | OVERALL SIZE |  | POWER SUPPLY |  | SPEED RATING |  | TORQUE RATING |  | BODY MATERIAL |  | HAZARD CLASS |  | CERTIFICATION/STANDARD |  | ADDITIONAL FEATURES | MACHINE,SUPER GRADE DAWN | [51 empty] | Production Completed
STP_009 - Lot4 | Data Enrichment | RYM | OK_TAKEN | 2023-07-21 | 2023-08-04 |  | 1215153 | 1215153 | EA | GRINDER,ELEC;ANG,125MM,1350W,QUICKNUT,ME | ESMERIL ELEC; | MEULEUSE ELECT; | GRINDER,ELECTRICAL;ADDITIONAL FEATURES EN:ANGLE,125MM,1350W,QUICKNUT,METABO,MNFR:BOC LIMITED,PTNO:W13-125Q | 01)BOC LIMITED,01)W13-125Q,01)ANGLE,125MM,1350W,QUICKNUT | W13-125Q | 1068135 | BOC LIMITED | METABO | W13-125Q |  | BOC LIMITED |  |  |  | https://www.metabo.com/com/en/tools/cutting-sanding-milling/angle-grinder/angle-grinders-o100-150-mm/w-13-125-quick-603627000-angle-grinder.html | [10 empty] | ENRICHED | 27112704 Power grinders | GRINDER | ELECTRICAL | TYPE | ANGLE | WHEEL/DISC SIZE | 125 MM | SPEED RATING | 11000 RPM | VOLTAGE RATING | 220 TO 240 VAC | POWER RATING | 1.35 KW | CURRENT RATING |  | HOPPER SIZE |  | FLOUR BIN SIZE |  | MATERIAL |  | HAZARD CLASS |  | CERTIFICATION/STANDARD |  | ADDITIONAL FEATURES | C/W QUICK NUT | [49 empty] | Production Completed
STP_009 - Lot4 | Data Enrichment | RYM | OK_TAKEN | 2023-07-21 | 2023-08-04 |  | 1282158 | 1282158 | EA | GRINDER,ELEC;ANGLE, FLAT HEAD, QUICK,SKN |  |  | GRINDER,ELECTRICAL;TYPE:ANGLE, FLAT HEAD, QUICK,WHEEL/DISC SIZE:5 IN,SPEED RATING:8000 R/MIN,VOLTAGE RATING:18 V,ADDITIONAL FEATURES EN:SKIN,MNFR:01)BOSS,PTNO:01)601306890 | 01)BOSS,01)601306890,ANGLE, FLAT HEAD, QUICK,5 IN,8000 R/MIN,18 V,01)SKIN |  |  | BOSS | BOSS | 601306890 | METABO |  |  |  |  | https://www.metabo.com/t3/fileadmin/Metabo_2017_Product___Accessories_Catalogue_A5_Online_Final.pdf | https://omertools.com.au/products/metabo-18v-flat-head-angle-grinder-wf-18-ltx-125-quick-tool-only-601306890 | [9 empty] | CLEANSED | 27112704 Power grinders | GRINDER | ELECTRICAL | TYPE | FLAT HEAD ANGLE,QUICK | WHEEL/DISC SIZE | 5 IN | SPEED RATING | 8000 RPM | VOLTAGE RATING | 18 V | POWER RATING |  | CURRENT RATING |  | HOPPER SIZE |  | FLOUR BIN SIZE |  | MATERIAL |  | HAZARD CLASS |  | CERTIFICATION/STANDARD |  | ADDITIONAL FEATURES | SKIN | [49 empty] | Production Completed
STP_009 - Lot4 | Data Enrichment | RYM | OK_TAKEN | 2023-07-21 | 2023-08-04 |  | 1358730 | 1358730 | EA | GRINDER,ELEC;ANGLE, PROTECT,125 MM |  |  | GRINDER,ELECTRICAL;TYPE:ANGLE, PROTECT,WHEEL/DISC SIZE:125 MM,SPEED RATING:11000 R/MIN,POWER RATING:1700 W,ADDITIONAL FEATURES EN: 5 INCH,MNFR:01)BOSS,PTNO:01)600548190 | 01)BOSS,01)600548190,ANGLE, PROTECT,125 MM,11000 R/MIN,1700 W,01)5 INCH |  |  | BOSS | BOSS | 600548190 | METABO |  |  |  |  | https://www.metabo.com/t3/fileadmin/Metabo_2017_Product___Accessories_Catalogue_A5_Online_Final.pdf | [10 empty] | ENRICHED | 27112704 Power grinders | GRINDER | ELECTRICAL | TYPE | ANGLE,PROTECT | WHEEL/DISC SIZE | 125 MM (5 IN) | SPEED RATING | 11000 RPM | VOLTAGE RATING |  | POWER RATING | 1.7 KW | CURRENT RATING |  | HOPPER SIZE |  | FLOUR BIN SIZE |  | MATERIAL |  | HAZARD CLASS |  | CERTIFICATION/STANDARD |  | ADDITIONAL FEATURES | [50 empty] | Production Completed
STP_009 - Lot4 | Data Enrichment | RYM | OK_TAKEN | 2023-07-21 | 2023-08-04 |  | 1282207 | 1282207 | EA | GRINDER,ELEC;ANGLE, QUICK,180 MM,1.9 KW |  |  | GRINDER,ELECTRICAL;TYPE:ANGLE, QUICK,WHEEL/DISC SIZE:180 MM,VOLTAGE RATING:220/240 V,POWER RATING:1.9 KW,HOPPER SIZE:19 MM, ADDITIONAL FEATURES EN:WEPBA 7 IN,MNFR:01)BOSS,PTNO:01)601099000 | 01)BOSS,01)601099000,ANGLE, QUICK,180 MM,220/240 V,1.9 KW,19 MM,01)WEPBA 7 IN |  |  | BOSS | BOSS | 601099000 | METABO |  |  |  |  | https://www.metabo.com/com/en/tools/cutting-sanding-milling/angle-grinder/angle-grinders-o180-230-mm/wepba-19-180-quick-rt-601099000-angle-grinder.html | [10 empty] | ENRICHED | 27112704 Power grinders | GRINDER | ELECTRICAL | TYPE | ANGLE,QUICK | WHEEL/DISC SIZE | 180 MM (7 IN) | SPEED RATING | 8200 RPM | VOLTAGE RATING | 220/240 VAC | POWER RATING | 1.9 KW | CURRENT RATING |  | HOPPER SIZE | 19 MM | FLOUR BIN SIZE |  | MATERIAL |  | HAZARD CLASS |  | CERTIFICATION/STANDARD |  | ADDITIONAL FEATURES | SERIES:WEPBA | [49 empty] | Production Completed
STP_009 - Lot4 | Data Enrichment | RYM | OK_TAKEN | 2023-07-21 | 2023-08-04 |  | 1317933 | 1317933 | EA | GRINDER,ELEC;ANGLE,100 MM,11000 R/MIN |  |  | GRINDER,ELECTRICAL;TYPE:ANGLE,WHEEL/DISC SIZE:100 MM,SPEED RATING:11000 R/MIN,POWER RATING:840 W,ADDITIONAL FEATURES EN:PORTABLE, MNFR:01)ATOMSUP,PTNO:01)92218032 | 01)ATOMSUP,01)92218032,ANGLE,100 MM,11000 R/MIN,840 W,01)PORTABLE |  |  | ATOM SUPPLY | ATOMSUP | 92218032 | MAKITA |  |  |  |  | https://www.atom.com.au/grinder-angle-100mm-4-840w-makita-9556nbk-92218032 | [10 empty] | CLEANSED | 27112704 Power grinders | GRINDER | ELECTRICAL | TYPE | PORTABLE ANGLE | WHEEL/DISC SIZE | 100 MM | SPEED RATING | 11000 RPM | VOLTAGE RATING |  | POWER RATING | 840 W | CURRENT RATING |  | HOPPER SIZE |  | FLOUR BIN SIZE |  | MATERIAL |  | HAZARD CLASS |  | CERTIFICATION/STANDARD |  | ADDITIONAL FEATURES | [50 empty] | Production Completed
STP_009 - Lot4 | Data Enrichment | RYM | OK_TAKEN | 2023-07-21 | 2023-08-04 |  | 1282222 | 1282222 | EA | GRINDER,ELEC;ANGLE,125 MM,11500 R/MIN |  |  | GRINDER,ELECTRICAL;TYPE:ANGLE,WHEEL/DISC SIZE:125 MM,SPEED RATING:11500 R/MIN,POWER RATING:800 W,MNFR:01)J.BLACKWOOD AND SON LIMITED | 01)J.BLACKWOOD & SON LIMITED,01)03609346,ANGLE,125 MM,11500 R/MIN,800 W |  |  | J.BLACKWOOD AND SON LIMITED | J.BLACKWOOD AND SON LIMITED | [6 empty] | URL NOT FOUND | [10 empty] | CLEANSED | 27112704 Power grinders | GRINDER | ELECTRICAL | TYPE | ANGLE | WHEEL/DISC SIZE | 125 MM | SPEED RATING | 11500 RPM | VOLTAGE RATING |  | POWER RATING | 800 W | CURRENT RATING |  | HOPPER SIZE |  | FLOUR BIN SIZE |  | MATERIAL |  | HAZARD CLASS |  | CERTIFICATION/STANDARD |  | ADDITIONAL FEATURES | [50 empty] | Production Completed
STP_009 - Lot4 | Data Enrichment | RYM | OK_TAKEN | 2023-07-21 | 2023-08-04 | CONFLICT POWER RATING IN INPUT AND WEBSOURCE,PROCESS BASED ON WEB SOURCE | 1318010 | 1318010 | EA | GRINDER,ELEC;ANGLE,125 MM,240 VAC,1400 W |  |  | GRINDER,ELECTRICAL;TYPE:ANGLE,WHEEL/DISC SIZE:125 MM,VOLTAGE RATING:240 VAC,POWER RATING:1400 W,ADDITIONAL FEATURES EN:C/W PADDLE BRAKE, DEADMAN SWITCH, PORTABLE,MNFR:01)ATOMSUP,PTNO:01)242309 | 01)ATOMSUP,01)242309,ANGLE,125 MM,240 VAC,1400 W,01)C/W PADDLE BRAKE, DEADMAN S |  |  | ATOM SUPPLY | ATOMSUP | 242309 | METABO |  |  |  |  | https://www.atom.com.au/grinder-angle-125mm-5-1700w-metabo-wepba-17-125-quick-242309-242309 | [10 empty] | ENRICHED | 27112704 Power grinders | GRINDER | ELECTRICAL | TYPE | ANGLE | WHEEL/DISC SIZE | 125 MM | SPEED RATING |  | VOLTAGE RATING | 240 VAC | POWER RATING | 1.7 KW | CURRENT RATING |  | HOPPER SIZE |  | FLOUR BIN SIZE |  | MATERIAL |  | HAZARD CLASS |  | CERTIFICATION/STANDARD |  | ADDITIONAL FEATURES | C/W PADDLE BRAKE,DEADMAN SWITCH,PORTABLE | [49 empty] | Production Completed
STP_009 - Lot4 | Data Enrichment | RYM | OK_TAKEN | 2023-07-21 | 2023-08-04 |  | 1282491 | 1282491 | EA | GRINDER,ELEC;BENCH, HEAVY DUTY, INDUSTRI |  |  | GRINDER,ELECTRICAL;TYPE:BENCH, HEAVY DUTY, INDUSTRIAL,WHEEL/DISC SIZE:250 MM,MNFR:01)J.BLACKWOOD AND SON LIMITED,PTNO:01)00823964 | 01)J.BLACKWOOD & SON LIMITED,01)00823964,BENCH, HEAVY DUTY, INDUSTRIAL,250 MM |  |  | J.BLACKWOOD AND SON LIMITED | J.BLACKWOOD AND SON LIMITED | 00823964 | [5 empty] | URL NOT FOUND | [10 empty] | CLEANSED | 27112704 Power grinders | GRINDER | ELECTRICAL | TYPE | BENCH,HEAVY DUTY,INDUSTRIAL | WHEEL/DISC SIZE | 250 MM | SPEED RATING |  | VOLTAGE RATING |  | POWER RATING |  | CURRENT RATING |  | HOPPER SIZE |  | FLOUR BIN SIZE |  | MATERIAL |  | HAZARD CLASS |  | CERTIFICATION/STANDARD |  | ADDITIONAL FEATURES | [50 empty] | Production Completed
STP_009 - Lot4 | Data Enrichment | RYM | OK_TAKEN | 2023-07-21 | 2023-08-04 |  | 1296865 | 1296865 | EA | GRINDER,ELEC;BENCH, UTILITY,200 MM |  |  | GRINDER,ELECTRICAL;TYPE:BENCH, UTILITY,WHEEL/DISC SIZE:200 MM,SPEED RATING:2850 R/MIN,VOLTAGE RATING:240 VAC,POWER RATING:0.75 KW, ADDITIONAL FEATURES EN:50HZ 1PH, , HEAVY DUTY,MNFR:01)BLKWOODS,PTNO:01)00823947 | 01)BLKWOODS,01)00823947,BENCH, UTILITY,200 MM,2850 R/MIN,240 VAC,0.75 KW,01)50HZ 1PH, , HEAVY DUTY |  |  | BLACKWOODS | BLKWOODS | 00823947 | LINISHALL |  |  |  |  | https://www.blackwoods.com.au/power-tools/machinery-workshop/bench-grinders-linishall/grinder-bench-linishall-750w-200mm/p/00823947 | [10 empty] | CLEANSED | 27112704 Power grinders | GRINDER | ELECTRICAL | TYPE | BENCH,UTILITY,HEAVY DUTY | WHEEL/DISC SIZE | 200 MM | SPEED RATING | 2850 RPM | VOLTAGE RATING | 240 VAC | POWER RATING | 0.75 KW | CURRENT RATING |  | HOPPER SIZE |  | FLOUR BIN SIZE |  | MATERIAL |  | HAZARD CLASS |  | CERTIFICATION/STANDARD |  | ADDITIONAL FEATURES | FREQUENCY RATING:50 HZ,NUMBER OF PHASE:1 | [49 empty] | Production Completed
STP_009 - Lot4 | Data Enrichment | RYM | OK_TAKEN | 2023-07-21 | 2023-08-04 |  | 1294169 | 1294169 | EA | GRINDER,ELEC;BRSHLSS, CORDLESS, RAPID ST |  |  | GRINDER,ELECTRICAL;TYPE:BRUSHLESS, CORDLESS, RAPID STOP,WHEEL/DISC SIZE:125 MM,ADDITIONAL FEATURES EN:M18,MNFR:01)MIMS,PTNO:01) M18CAG125XPDB-0 | 01)MIMS,01)M18CAG125XPDB-0,BRUSHLESS, CORDLESS, RAPID STO,125 MM,01)M18 |  |  | MIMS | MIMS | M18CAG125XPDB-0 | MILWAUKEE |  |  |  |  | https://www.milwaukeetool.com.au/discontinued-products/M18CAG125XPDB-0.html | [10 empty] | ENRICHED | 27112704 Power grinders | GRINDER | ELECTRICAL | TYPE | BRUSHLESS,CORDLESS,RAPID STOP | WHEEL/DISC SIZE | 125 MM | SPEED RATING | 8500 RPM | VOLTAGE RATING | 18 V | POWER RATING |  | CURRENT RATING |  | HOPPER SIZE |  | FLOUR BIN SIZE |  | MATERIAL |  | HAZARD CLASS |  | CERTIFICATION/STANDARD |  | ADDITIONAL FEATURES | TRANDMARK:M18 | [49 empty] | Production Completed
STP_009 - Lot4 | Data Enrichment | RYM | OK_TAKEN | 2023-07-21 | 2023-08-04 |  | 1353600 | 1353600 | EA | GRINDER,ELEC;CORDLESS HEAVY DUTY STRAIGH |  |  | GRINDER,ELECTRICAL;TYPE:CORDLESS HEAVY DUTY STRAIGHT,SPEED RATING:27000 R/MIN,VOLTAGE RATING:18 V,MNFR:01)MIMS,PTNO:01)M18FDG-0 | 01)MIMS,01)M18FDG-0,CORDLESS HEAVY DUTY STRAIGHT,27000 R/MIN,18 V |  |  | MIMS | MIMS | M18FDG-0 | MILWAUKEE |  |  |  |  | https://www.milwaukeetool.com.au/discontinued-products/M18FDG-0.html | [10 empty] | ENRICHED | 27112704 Power grinders | GRINDER | ELECTRICAL | TYPE | CORDLESS HEAVY DUTY STRAIGHT,DIE | WHEEL/DISC SIZE |  | SPEED RATING | 27000 RPM | VOLTAGE RATING | 18 V | POWER RATING |  | CURRENT RATING |  | HOPPER SIZE |  | FLOUR BIN SIZE |  | MATERIAL |  | HAZARD CLASS |  | CERTIFICATION/STANDARD |  | ADDITIONAL FEATURES | [50 empty] | Production Completed
STP_009 - Lot4 | Data Enrichment | RYM | OK_TAKEN | 2023-07-21 | 2023-08-04 |  | 1344826 | 1344826 | EA | GRINDER,ELEC;GRINDING CHAMBER |  |  | GRINDER,ELECTRICAL;TYPE:GRINDING CHAMBER,MNFR:01)XSTRTECH,PTNO:01)1456409 | 01)XSTRTECH,01)1456409,GRINDING CHAMBER |  |  | XSTRTECH | XSTRTECH | 1456409 | [5 empty] | URL NOT FOUND | [10 empty] | CLEANSED | 27112704 Power grinders | GRINDER | ELECTRICAL | TYPE | GRINDING CHAMBER | WHEEL/DISC SIZE |  | SPEED RATING |  | VOLTAGE RATING |  | POWER RATING |  | CURRENT RATING |  | HOPPER SIZE |  | FLOUR BIN SIZE |  | MATERIAL |  | HAZARD CLASS |  | CERTIFICATION/STANDARD |  | ADDITIONAL FEATURES | [50 empty] | Production Completed
STP_009 - Lot4 | Data Enrichment | RYM | OK_TAKEN | 2023-07-21 | 2023-08-04 |  | 1295117 | 1295117 | EA | GRINDER,ELEC;PORTABLE ANGLE,180 MM,240 V |  |  | GRINDER,ELECTRICAL;TYPE:PORTABLE ANGLE,WHEEL/DISC SIZE:180 MM,VOLTAGE RATING:240 V,POWER RATING:2400 W,MNFR:01)METABO,PTNO:01) 606468190 | 01)METABO,01)606468190,PORTABLE ANGLE,180 MM,240 V,2400 W |  |  | METABO | METABO | 606468190 | [5 empty] | https://www.metabo.com/t3/fileadmin/Metabo_2017_Product___Accessories_Catalogue_A5_Online_Final.pdf | [10 empty] | ENRICHED | 27112704 Power grinders | GRINDER | ELECTRICAL | TYPE | PORTABLE ANGLE | WHEEL/DISC SIZE | 180 MM | SPEED RATING | 8500 RPM | VOLTAGE RATING | 240 V | POWER RATING | 2.4 KW | CURRENT RATING |  | HOPPER SIZE |  | FLOUR BIN SIZE |  | MATERIAL |  | HAZARD CLASS |  | CERTIFICATION/STANDARD |  | ADDITIONAL FEATURES | [50 empty] | Production Completed
STP_009 - Lot4 | Data Enrichment | RYM | OK_TAKEN | 2023-07-21 | 2023-08-04 |  | 1282301 | 1282301 | EA | GRINDER,ELEC;QUICK, CORDLESS,125 MM,18 V |  |  | GRINDER,ELECTRICAL;TYPE:QUICK, CORDLESS,WHEEL/DISC SIZE:125 MM,VOLTAGE RATING:18 V,ADDITIONAL FEATURES EN:5 IN,MNFR:01)BOSS,PTNO: 01)613075850 | 01)BOSS,01)613075850,QUICK, CORDLESS,125 MM,18 V,01)5 IN |  |  | BOSS | BOSS | 613075850 | METABO |  |  |  |  | https://www.tools.com/metabo-18v-125mm-ltx-brushless-grinder-paddle-613075850.html | [10 empty] | ENRICHED | 27112704 Power grinders | GRINDER | ELECTRICAL | TYPE | QUICK,CORDLESS | WHEEL/DISC SIZE | 125 MM (5 IN) | SPEED RATING | 9000 RPM | VOLTAGE RATING | 18 V | POWER RATING |  | CURRENT RATING |  | HOPPER SIZE |  | FLOUR BIN SIZE |  | MATERIAL |  | HAZARD CLASS |  | CERTIFICATION/STANDARD |  | ADDITIONAL FEATURES | [50 empty] | Production Completed
STP_009 - Lot4 | Data Enrichment | RYM | OK_TAKEN | 2023-07-21 | 2023-08-04 |  | 1282396 | 1282396 | EA | GRINDER,ELEC;RAT TAIL,125 MM,1.75 KW |  |  | GRINDER,ELECTRICAL;TYPE:RAT TAIL,WHEEL/DISC SIZE:125 MM,POWER RATING:1.75 KW,ADDITIONAL FEATURES EN:WE 1 REQUIRED FOR X41 WORKSHOP,MNFR:01)ELLIOTT TIMBER SALES PTY LTD,PTNO:01)MISC_TOOLS | 01)ELLIOTT TIMBER SALES PTY LT,01)MISC_TOOLS,RAT TAIL,125 MM,1.75 KW,01)WE 1 REQUIRED FOR X41 WORKS |  |  | ELLIOTT TIMBER SALES PTY LTD | ELLIOTT TIMBER SALES PTY LTD | [6 empty] | URL NOT FOUND | [10 empty] | CLEANSED | 27112704 Power grinders | GRINDER | ELECTRICAL | TYPE | RAT TAIL | WHEEL/DISC SIZE | 125 MM | SPEED RATING |  | VOLTAGE RATING |  | POWER RATING | 1.75 KW | CURRENT RATING |  | HOPPER SIZE |  | FLOUR BIN SIZE |  | MATERIAL |  | HAZARD CLASS |  | CERTIFICATION/STANDARD |  | ADDITIONAL FEATURES | WE 1 REQUIRED FOR X41 WORKSHOP,MISC TOOLS | [49 empty] | Production Completed
STP_009 - Lot4 | Data Enrichment | RYM | OK_TAKEN | 2023-07-21 | 2023-08-04 |  | 1282178 | 1282178 | EA | GRINDER,ELEC;RIGHT ANGLE DIE, CORDLESS |  |  | GRINDER,ELECTRICAL;TYPE:RIGHT ANGLE DIE, CORDLESS,SPEED RATING:24500 R/MIN,VOLTAGE RATING:12 V,ADDITIONAL FEATURES EN:TOOL ONLY, MNFR:01)MOUNT ISA MINING SUPPLIES P/L,PTNO:01)M12FDGA-0 | 01)MOUNT ISA MINING SUPPLIES P,01)M12FDGA-0,RIGHT ANGLE DIE, CORDLESS,24500 R/MIN,12 V,01)TOOL ONLY |  |  | MOUNT ISA MINING SUPPLIES P/L | MOUNT ISA MINING SUPPLIES P/L | M12FDGA-0 | MILWAUKEE |  |  |  |  | https://www.milwaukeetool.com.au/power-tools/metal-working/die-grinders/M12FDGA-0.html | [10 empty] | ENRICHED | 27112704 Power grinders | GRINDER | ELECTRICAL | TYPE | RIGHT ANGLE DIE,CORDLESS | WHEEL/DISC SIZE |  | SPEED RATING | 24500 RPM | VOLTAGE RATING | 12 V | POWER RATING | 0.3 HP | CURRENT RATING |  | HOPPER SIZE |  | FLOUR BIN SIZE |  | MATERIAL |  | HAZARD CLASS |  | CERTIFICATION/STANDARD |  | ADDITIONAL FEATURES | TOOL ONLY | [49 empty] | Production Completed
STP_009 - Lot4 | Data Enrichment | RYM | OK_TAKEN | 2023-07-21 | 2023-08-04 |  | 1282374 | 1282374 | EA | GRINDER,ELEC;STRAIGHT, CORDLESS,12 V |  |  | GRINDER,ELECTRICAL;TYPE:STRAIGHT, CORDLESS,SPEED RATING:0-21000 R/MIN,VOLTAGE RATING:12 V,POWER RATING:0.3 HP,ADDITIONAL FEATURES EN:FOR WORK SHOP, SERIES NO: M12 FUEL,MNFR:01)KONNECT,PTNO:01)M12FDGS-0 | 01)KONNECT,01)M12FDGS-0,STRAIGHT, CORDLESS,0-21000 R/MIN,12 V,0.3 HP,01)FOR WORK SHOP, SERIES NO: M |  |  | KONNECT | KONNECT | M12FDGS-0 | MILWAUKEE |  |  |  |  | https://www.milwaukeetool.com.au/power-tools/metal-working/die-grinders/M12FDGS-0.html | [10 empty] | CLEANSED | 27112704 Power grinders | GRINDER | ELECTRICAL | TYPE | STRAIGHT,CORDLESS | WHEEL/DISC SIZE |  | SPEED RATING | 0 TO 21000 RPM | VOLTAGE RATING | 12 V | POWER RATING | 0.3 HP | CURRENT RATING |  | HOPPER SIZE |  | FLOUR BIN SIZE |  | MATERIAL |  | HAZARD CLASS |  | CERTIFICATION/STANDARD |  | ADDITIONAL FEATURES | FOR WORK SHOP | [48 empty] | SERIES NO: M12 FUEL | Production Completed
STP_009 - Lot4 | Data Enrichment | RYM | OK_TAKEN | 2023-07-21 | 2023-08-04 |  | 1286055 | 1286055 | EA | HEAD,BRM;WSH, SOFT DURA STRAND,250 MM |  |  | HEAD,BROOM;TYPE:WASH, SOFT DURA STRAND,SIZE:250 MM,MNFR:01)J.BLACKWOOD AND SON LIMITED,PTNO:01)00576402 | WASH, SOFT DURA STRAND,250 MM,01)J.BLACKWOOD & SON LIMITED,01)00576402 |  |  | J.BLACKWOOD AND SON LIMITED | J.BLACKWOOD AND SON LIMITED | 00576402 | Josco |  |  |  |  | https://www.blackwoods.com.au/hygiene-cleaning/cleaning-equipment/car-and-truck-cleaning-brushes-brushworks/head-soft-dura-strand-swasha-03041-30cm/p/00576402 | [10 empty] | CLEANSED | 47131615 Broom heads | HEAD | BROOM | TYPE | WASH,SOFT DURABLE STRAND | SIZE | 250 MM | NUMBER OF PLYS |  | MATERIAL |  | COLOUR |  | HAZARD CLASS |  | CERTIFICATION/STANDARD |  | ADDITIONAL FEATURES | [58 empty] | Production Completed
STP_009 - Lot4 | Data Enrichment | RYM | OK_TAKEN | 2023-07-21 | 2023-08-04 |  | 1302650 | 1302650 | EA | HEAD,CUTR;WORM GEAR,SW050PA, R30 |  |  | HEAD,CUTTER;TYPE:WORM GEAR,ADDITIONAL FEATURES EN:SW050PA, R30,MNFR:01)BLKWOODS,PTNO:01)03160783 | WORM GEAR,01)SW050PA, R30,01)BLKWOODS,01)03160783 |  |  | BLACKWOODS | BLKWOODS | 03160783 |  |  | SW050PA |  |  | URL NOT FOUND | [10 empty] | CLEANSED | 27111500 Cutting and crimping and punching tools | HEAD | CUTTER | TYPE | WORM GEAR | SIZE |  | CAPACITY |  | MATERIAL |  | SPEED RATING |  | HAZARD CLASS |  | CERTIFICATION/STANDARD |  | ADDITIONAL FEATURES | FOR SW050PA R30 | [57 empty] | Production Completed
STP_009 - Lot4 | Data Enrichment | RYM | OK_TAKEN | 2023-07-21 | 2023-08-04 |  | 1295292 | 1295292 | EA | HEAD,HMR;DOUBLE FACED,7 LB,HND |  |  | HEAD,HAMMER;TYPE:DOUBLE FACED,WEIGHT:7 LB,ADDITIONAL FEATURES EN:HAND,MNFR:01)BLKWOODS,PTNO:01)07640104 | DOUBLE FACED,7 LB,01)HAND,01)BLKWOODS,01)07640104 |  |  | BLACKWOODS | BLKWOODS | 07640104 | [5 empty] | URL NOT FOUND | [10 empty] | CLEANSED | 39121450 Hammer head | HEAD | HAMMER | TYPE | DOUBLE FACED,HAND | SIZE |  | WEIGHT | 7 LB | HEAD MATERIAL |  | CONNECTION TYPE/SIZE |  | HAZARD CLASS |  | CERTIFICATION/STANDARD |  | ADDITIONAL FEATURES | [58 empty] | Production Completed
STP_009 - Lot4 | Data Enrichment | RYM | OK_TAKEN | 2023-07-21 | 2023-08-04 |  | 1350431 | 1350431 | EA | HEAD;CAST IRON |  |  | HEAD;MATERIAL:CAST IRON,ADDITIONAL FEATURES EN:90 DEG, 3/4 IN BSP WORK/CABLE ENTRIES,MNFR:01)LEEDANDNTH,PTNO:01)352245 | CAST IRON,01)90 DEG, 3/4 IN BSP WORK/CAB,01)LEED&NTH,01)352245 |  |  | LEEDANDNTH | LEEDANDNTH | 352245 | [5 empty] | URL NOT FOUND | [10 empty] | CLEANSED | 23153100 Industrial machinery components and accessories | HEAD | No Modifier | TYPE |  | SIZE |  | MATERIAL | CAST IRON | HAZARD CLASS |  | CERTIFICATION/STANDARD |  | ADDITIONAL FEATURES | ANGLE:90 DEG,CONNECTION:3/4 IN BSP,WORK/CABLE ENTRIES | [61 empty] | Production Completed
STP_009 - Lot4 | Data Enrichment | RYM | OK_TAKEN | 2023-07-21 | 2023-08-04 |  | 1346398 | 1346398 | EA | HEAD;CONTACT FINGER |  |  | HEAD;TYPE:CONTACT FINGER,MNFR:01)GEMCO,PTNO:01)15789 | EN_01)CONTACT FINGER,01)GEMCO,01)15789 |  |  | GEMCO | GEMCO | 15789 | [5 empty] | URL NOT FOUND | [10 empty] | CLEANSED | 23153100 Industrial machinery components and accessories | HEAD | No Modifier | TYPE | CONTACT FINGER | SIZE |  | MATERIAL |  | HAZARD CLASS |  | CERTIFICATION/STANDARD |  | ADDITIONAL FEATURES | [62 empty] | Production Completed
STP_009 - Lot4 | Data Enrichment | RYM | OK_TAKEN | 2023-07-21 | 2023-08-04 |  | 1287037 | 1287037 | EA | HEAD;CROSS |  |  | HEAD;TYPE:CROSS,MNFR:01)EILBECK,PTNO:01)40923 | EN_01)CROSS,01)EILBECK,01)40923 |  |  | EILBECK | EILBECK | 40923 | [5 empty] | URL NOT FOUND | [10 empty] | CLEANSED | 23153100 Industrial machinery components and accessories | HEAD | No Modifier | TYPE | CROSS | SIZE |  | MATERIAL |  | HAZARD CLASS |  | CERTIFICATION/STANDARD |  | ADDITIONAL FEATURES | [62 empty] | Production Completed
STP_009 - Lot4 | Data Enrichment | RYM | OK_TAKEN | 2023-07-21 | 2023-08-04 |  | 1298182 | 1298182 | EA | HEAD;CYLINDER LINEAR FRONT,WITH CUSHIONS |  |  | HEAD;TYPE:CYLINDER LINEAR FRONT,ADDITIONAL FEATURES EN:WITH CUSHIONS,MNFR:01)MAXAM,PTNO:01)7606D60010 | EN_01)CYLINDER LINEAR FRONT,01)WITH CUSHIONS,01)MAXAM,01)7606D60010 |  |  | MAXAM | MAXAM | 7606D60010 | [5 empty] | URL NOT FOUND | [10 empty] | CLEANSED | 26101713 Cylinder heads | HEAD | CYLINDER | TYPE | LINEAR FRONT | SIZE |  | MATERIAL |  | CONNECTION TYPE |  | HAZARD CLASS |  | CERTIFICATION/STANDARD |  | ADDITIONAL FEATURES | C/W CUSHIONS | [59 empty] | Production Completed
STP_009 - Lot4 | Data Enrichment | RYM | OK_TAKEN | 2023-07-21 | 2023-08-04 |  | 1287003 | 1287003 | EA | HEAD;DRUM DRIVE END |  |  | HEAD;TYPE:DRUM DRIVE END,MNFR:01)JORD,PTNO:01)C3614-DA-003 | EN_01)DRUM DRIVE END,01)JORD,01)C3614-DA-003 |  |  | JORD | JORD | C3614-DA-003 | [5 empty] | URL NOT FOUND | [10 empty] | CLEANSED | 23153100 Industrial machinery components and accessories | HEAD | No Modifier | TYPE | DRUM DRIVE END | SIZE |  | MATERIAL |  | HAZARD CLASS |  | CERTIFICATION/STANDARD |  | ADDITIONAL FEATURES | [62 empty] | Production Completed
STP_009 - Lot4 | Data Enrichment | RYM | OK_TAKEN | 2023-07-21 | 2023-08-04 |  | 1319378 | 1319378 | EA | HEAD;FOR TRANSMITTER | CABEZA; | TETE;POUR TRANSMETTEUR | HEAD;ADDITIONAL FEATURES EN:FOR TRANSMITTER,MNFR:ENDRESS AND HAUSER | 01)FOR TRANSMITTER,01)POUR TRANSMETTEUR,01)TMT181-A1SBA |  |  | ENDRESS AND HAUSER | ENDRESS AND HAUSER | [6 empty] | URL NOT FOUND | [10 empty] | CLEANSED | 23153100 Industrial machinery components and accessories | HEAD | No Modifier | TYPE |  | SIZE |  | MATERIAL |  | HAZARD CLASS |  | CERTIFICATION/STANDARD |  | ADDITIONAL FEATURES | FOR TRANSMITTER TMT181-A1SBA | [61 empty] | Production Completed
STP_009 - Lot4 | Data Enrichment | RYM | OK_TAKEN | 2023-07-21 | 2023-08-04 |  | 1302208 | 1302208 | EA | HEAD;INLT,STEEL |  |  | HEAD;TYPE:INLET,MATERIAL:STEEL,MNFR:01)KREBS,PTNO:01)C7522-ST | EN_01)INLET,STEEL,01)KREBS,01)C7522-ST |  |  | KREBS | KREBS | C7522-ST | [5 empty] | URL NOT FOUND | [10 empty] | CLEANSED | 23153100 Industrial machinery components and accessories | HEAD | No Modifier | TYPE | INLET | SIZE |  | MATERIAL | STEEL | HAZARD CLASS |  | CERTIFICATION/STANDARD |  | ADDITIONAL FEATURES | [62 empty] | Production Completed
STP_009 - Lot4 | Data Enrichment | RYM | OK_TAKEN | 2023-07-21 | 2023-08-04 |  | 1290209 | 1290209 | EA | HEAD;LIMIT SWITCH, ROLLER PLUNGER,STEEL |  |  | HEAD;LIMIT SWITCH, ROLLER PLUNGER,MATERIAL:STEEL,ADDITIONAL FEATURES EN:GFM SURFACE CRUSHING PLANT,MNFR:01)AFC,PTNO:01)ZCKE67TK | EN_01)LIMIT SWITCH, ROLLER PLU,STEEL,01)GFM SURFACE CRUSHING PLANT,01)AFC,01)ZCKE67TK |  |  | AFC | AFC | ZCKE67TK | SCHNEIDER |  |  |  |  | https://www.se.com/in/en/product/ZCKE67/limit-switch-head-zcke-steel-roller-plunger-reinforced/ | [10 empty] | CLEANSED | 39122200 Electrical switches and accessories | HEAD | No Modifier | TYPE | LIMIT SWITCH,ROLLER PLUNGER | SIZE |  | MATERIAL | STEEL | HAZARD CLASS |  | CERTIFICATION/STANDARD |  | ADDITIONAL FEATURES | FOR GFM SURFACE CRUSHING PLANT | [61 empty] | Production Completed
STP_009 - Lot4 | Data Enrichment | RYM | OK_TAKEN | 2023-07-21 | 2023-08-04 |  | 1349494 | 1349494 | EA | HEAD;LINEAR CYLINDER |  |  | HEAD;TYPE:LINEAR CYLINDER,MNFR:01)INGRAND,PTNO:01)50899228 | EN_01)LINEAR CYLINDER,01)INGRAND,01)50899228 |  |  | INGRAND | INGRAND | 50899228 | [5 empty] | URL NOT FOUND | [10 empty] | CLEANSED | 26101713 Cylinder heads | HEAD | CYLINDER | TYPE | LINEAR | SIZE |  | MATERIAL |  | CONNECTION TYPE |  | HAZARD CLASS |  | CERTIFICATION/STANDARD |  | ADDITIONAL FEATURES | [60 empty] | Production Completed
STP_009 - Lot4 | Data Enrichment | RYM | OK_TAKEN | 2023-07-21 | 2023-08-04 |  | 1349493 | 1349493 | EA | HEAD;LINEAR CYLINDER,DHD-360 |  |  | HEAD;TYPE:LINEAR CYLINDER,ADDITIONAL FEATURES EN:DHD-360,MNFR:01)INGRAND,PTNO:01)50900844 | EN_01)LINEAR CYLINDER,01)DHD-360,01)INGRAND,01)50900844 |  |  | INGRAND | INGRAND | 50900844 |  |  | DHD-360 |  |  | URL NOT FOUND | [10 empty] | CLEANSED | 26101713 Cylinder heads | HEAD | CYLINDER | TYPE | LINEAR | SIZE |  | MATERIAL |  | CONNECTION TYPE |  | HAZARD CLASS |  | CERTIFICATION/STANDARD |  | ADDITIONAL FEATURES | [60 empty] | Production Completed
STP_009 - Lot4 | Data Enrichment | RYM | OK_TAKEN | 2023-07-21 | 2023-08-04 |  | 1352521 | 1352521 | EA | HEAD;LINEAR CYLINDER,FAILURE CONTROL |  |  | HEAD;TYPE:LINEAR CYLINDER,ADDITIONAL FEATURES EN:FAILURE CONTROL,MNFR:01)CHICAGOP,PTNO:01)P72002 | EN_01)LINEAR CYLINDER,01)FAILURE CONTROL,01)CHICAGOP,01)P72002 |  |  | CHICAGOP | CHICAGOP | P72002 | [5 empty] | URL NOT FOUND | [10 empty] | CLEANSED | 26101713 Cylinder heads | HEAD | CYLINDER | TYPE | LINEAR | SIZE |  | MATERIAL |  | CONNECTION TYPE |  | HAZARD CLASS |  | CERTIFICATION/STANDARD |  | ADDITIONAL FEATURES | FAILURE CONTROL | [59 empty] | Production Completed
STP_009 - Lot4 | Data Enrichment | RYM | OK_TAKEN | 2023-07-21 | 2023-08-04 |  | 1298012 | 1298012 | EA | HEAD;LINEAR CYLINDER,HIAB,359 0381 |  |  | HEAD;TYPE:LINEAR CYLINDER,MNFR:01)HIAB,PTNO:01)359 0381 | EN_01)LINEAR CYLINDER,01)HIAB,01)359 0381 |  |  | HIAB | HIAB | 359 0381 | [5 empty] | URL NOT FOUND | [10 empty] | CLEANSED | 26101713 Cylinder heads | HEAD | CYLINDER | TYPE | LINEAR | SIZE |  | MATERIAL |  | CONNECTION TYPE |  | HAZARD CLASS |  | CERTIFICATION/STANDARD |  | ADDITIONAL FEATURES | [60 empty] | Production Completed
STP_009 - Lot4 | Data Enrichment | RYM | OK_TAKEN | 2023-07-21 | 2023-08-04 |  | 1349134 | 1349134 | EA | HEAD;LINEAR CYLINDER,ID 6 IN |  |  | HEAD;TYPE:LINEAR CYLINDER,SIZE:ID 6 IN,MNFR:01)PONGRASS,PTNO:01)1B0836 | EN_01)LINEAR CYLINDER,EN_01)ID 6 IN,01)PONGRASS,01)1B0836 |  |  | PONGRASS | PONGRASS | 1B0836 | [5 empty] | URL NOT FOUND | [10 empty] | CLEANSED | 26101713 Cylinder heads | HEAD | CYLINDER | TYPE | LINEAR | SIZE | 6 IN ID | MATERIAL |  | CONNECTION TYPE |  | HAZARD CLASS |  | CERTIFICATION/STANDARD |  | ADDITIONAL FEATURES | [60 empty] | Production Completed
STP_009 - Lot4 | Data Enrichment | RYM | OK_TAKEN | 2023-07-21 | 2023-08-04 |  | 1298011 | 1298011 | EA | HEAD;LINEAR CYLINDER,NURMI HA1-KK 125 |  |  | HEAD;TYPE:LINEAR CYLINDER,ADDITIONAL FEATURES EN:NURMI HA1-KK 125,MNFR:01)WENMEC,PTNO:01)39680 | EN_01)LINEAR CYLINDER,01)NURMI HA1-KK 125,01)WENMEC,01)39680 |  |  | WENMEC SYSTEMS INC | WENMEC | 39680 |  | NURMI HYDRAULIC | HA1-KK 125 |  |  | URL NOT FOUND | [10 empty] | CLEANSED | 26101713 Cylinder heads | HEAD | CYLINDER | TYPE | LINEAR | SIZE |  | MATERIAL |  | CONNECTION TYPE |  | HAZARD CLASS |  | CERTIFICATION/STANDARD |  | ADDITIONAL FEATURES | [60 empty] | Production Completed
STP_009 - Lot4 | Data Enrichment | RYM | OK_TAKEN | 2023-07-21 | 2023-08-04 |  | 1298007 | 1298007 | EA | HEAD;LINEAR CYLINDER,NURMI HA1-KK 80/5 |  |  | HEAD;TYPE:LINEAR CYLINDER,ADDITIONAL FEATURES EN:NURMI HA1-KK 80/5,MNFR:01)WENMEC,PTNO:01)39683 | EN_01)LINEAR CYLINDER,01)NURMI HA1-KK 80/5,01)WENMEC,01)39683 |  |  | WENMEC SYSTEMS INC | WENMEC | 39683 |  | NURMI HYDRAULIC | HA1-KK 80/5 |  |  | URL NOT FOUND | [10 empty] | CLEANSED | 26101713 Cylinder heads | HEAD | CYLINDER | TYPE | LINEAR | SIZE |  | MATERIAL |  | CONNECTION TYPE |  | HAZARD CLASS |  | CERTIFICATION/STANDARD |  | ADDITIONAL FEATURES | [60 empty] | Production Completed
STP_009 - Lot4 | Data Enrichment | RYM | OK_TAKEN | 2023-07-21 | 2023-08-04 |  | 1298031 | 1298031 | EA | HEAD;LINEAR CYLINDER,NURMI HYDRAULIC |  |  | HEAD;TYPE:LINEAR CYLINDER,ADDITIONAL FEATURES EN:NURMI HYDRAULIC,MNFR:01)WENMEC,PTNO:01)30654 | EN_01)LINEAR CYLINDER,01)NURMI HYDRAULIC,01)WENMEC,01)30654 |  |  | WENMEC SYSTEMS INC | WENMEC | 30654 |  | NURMI HYDRAULIC |  |  |  | URL NOT FOUND | [10 empty] | CLEANSED | 26101713 Cylinder heads | HEAD | CYLINDER | TYPE | LINEAR | SIZE |  | MATERIAL |  | CONNECTION TYPE |  | HAZARD CLASS |  | CERTIFICATION/STANDARD |  | ADDITIONAL FEATURES | [60 empty] | Production Completed
STP_009 - Lot4 | Data Enrichment | RYM | OK_TAKEN | 2023-07-21 | 2023-08-04 |  | 1297996 | 1297996 | EA | HEAD;LINEAR CYLINDER,NURMI NTSE-NU 50 |  |  | HEAD;TYPE:LINEAR CYLINDER,ADDITIONAL FEATURES EN:NURMI NTSE-NU 50,MNFR:01)WENMEC,PTNO:01)39698 | EN_01)LINEAR CYLINDER,01)NURMI NTSE-NU 50,01)WENMEC,01)39698 |  |  | WENMEC SYSTEMS INC | WENMEC | 39698 |  | NURMI HYDRAULIC | NTSE-NU 50 |  |  | URL NOT FOUND | [10 empty] | CLEANSED | 26101713 Cylinder heads | HEAD | CYLINDER | TYPE | LINEAR | SIZE |  | MATERIAL |  | CONNECTION TYPE |  | HAZARD CLASS |  | CERTIFICATION/STANDARD |  | ADDITIONAL FEATURES | [60 empty] | Production Completed
STP_009 - Lot4 | Data Enrichment | RYM | OK_TAKEN | 2023-07-21 | 2023-08-04 |  | 1349492 | 1349492 | EA | HEAD;LINEAR FEED EXTENSION,CYL |  |  | HEAD;TYPE:LINEAR FEED EXTENSION,ADDITIONAL FEATURES EN:CYLINDER,MNFR:01)MIMDWG,PTNO:01)110-6-864 | EN_01)LINEAR FEED EXTENSION,01)CYLINDER,01)MIMDWG,01)110-6-864 |  |  | MIMDWG | MIMDWG | 110-6-864 | [5 empty] | URL NOT FOUND | [10 empty] | CLEANSED | 26101713 Cylinder heads | HEAD | CYLINDER | TYPE | LINEAR FEED EXTENSION | SIZE |  | MATERIAL |  | CONNECTION TYPE |  | HAZARD CLASS |  | CERTIFICATION/STANDARD |  | ADDITIONAL FEATURES | [60 empty] | Production Completed
STP_009 - Lot4 | Data Enrichment | RYM | OK_TAKEN | 2023-07-21 | 2023-08-04 |  | 1235248 | 1235248 | EA | HEAD;OPTCL,LG 75 MM |  |  | HEAD;TYPE:OPTICAL,SIZE:LG 75 MM,ADDITIONAL FEATURES EN:3/8 INCH UNC THD, MARATHON FR1 FIBRE OPTIC THER,MNFR:01)MARCON,PTNO:01)RY- EF1RM-F2 | EN_01)OPTICAL,EN_01)LG 75 MM,01)3/8 INCH UNC THD, MARATHON,01)MARCON,01)RY-EF1RM-F2 |  |  | MARCON | MARCON | RY-EF1RM-F2 | [5 empty] | URL NOT FOUND | [10 empty] | CLEANSED | 23153100 Industrial machinery components and accessories | HEAD | No Modifier | TYPE | OPTICAL | SIZE | 75 MM LG | MATERIAL |  | HAZARD CLASS |  | CERTIFICATION/STANDARD |  | ADDITIONAL FEATURES | CONNECTION:3/8 IN UNC THREAD,FOR MARATHON FR1 FIBRE OPTIC THEROMETER | [61 empty] | Production Completed
STP_009 - Lot4 | Data Enrichment | RYM | OK_TAKEN | 2023-07-21 | 2023-08-04 |  | 1353409 | 1353409 | EA | HEAD;PSTN,AINSWRTH,101-04827 |  |  | HEAD;TYPE:PISTON,MNFR:01)AINSWRTH,PTNO:01)101-04827 | EN_01)PISTON,01)AINSWRTH,01)101-04827 |  |  | AINSWRTH | AINSWRTH | 101-04827 | [5 empty] | URL NOT FOUND | [10 empty] | CLEANSED | 23153100 Industrial machinery components and accessories | HEAD | No Modifier | TYPE | PISTON | SIZE |  | MATERIAL |  | HAZARD CLASS |  | CERTIFICATION/STANDARD |  | ADDITIONAL FEATURES | [62 empty] | Production Completed
STP_009 - Lot4 | Data Enrichment | RYM | OK_TAKEN | 2023-07-21 | 2023-08-04 |  | 1353408 | 1353408 | EA | HEAD;PSTN,PRESSURE VALVE, THD,AINSWRTH |  |  | HEAD;TYPE:PISTON,ADDITIONAL FEATURES EN:PRESSURE VALVE, THD,MNFR:01)AINSWRTH,PTNO:01)101-07826 | EN_01)PISTON,01)PRESSURE VALVE, THD,01)AINSWRTH,01)101-07826 |  |  | AINSWRTH | AINSWRTH | 101-07826 | [5 empty] | URL NOT FOUND | [10 empty] | CLEANSED | 23153100 Industrial machinery components and accessories | HEAD | No Modifier | TYPE | PISTON | SIZE |  | MATERIAL |  | HAZARD CLASS |  | CERTIFICATION/STANDARD |  | ADDITIONAL FEATURES | CONNECTION:THREAD,FOR PRESSURE VALVE | [61 empty] | Production Completed
STP_009 - Lot4 | Data Enrichment | RYM | OK_TAKEN | 2023-07-21 | 2023-08-04 |  | 1286884 | 1286884 | EA | HEAD;REPLCMNT |  |  | HEAD;ADDITIONAL FEATURES EN:REPLACEMENT,MNFR:01)MARCTECH,PTNO:01)117491 3032-4 | 01)REPLACEMENT,01)MARCTECH,01)117491 3032-4 |  |  | MARCTECH | MARCTECH | 117491 3032-4 | [5 empty] | URL NOT FOUND | [10 empty] | CLEANSED | 23153100 Industrial machinery components and accessories | HEAD | No Modifier | TYPE |  | SIZE |  | MATERIAL |  | HAZARD CLASS |  | CERTIFICATION/STANDARD |  | ADDITIONAL FEATURES | REPLACEMENT | [61 empty] | Production Completed
STP_009 - Lot4 | Data Enrichment | RYM | OK_TAKEN | 2023-07-21 | 2023-08-04 |  | 1386848 | 1386848 | EA | HEAD;SKF,L48,SKF,L48 | CABEZA;SKF,L48, | TETE;SKF,L48, |  | 01)SKF,L48 | L48 | 3000348 | SKF | SKF | L48 | [5 empty] | URL NOT FOUND | [10 empty] | CLEANSED | 23153100 Industrial machinery components and accessories | HEAD | No Modifier | TYPE |  | SIZE |  | MATERIAL |  | HAZARD CLASS |  | CERTIFICATION/STANDARD |  | ADDITIONAL FEATURES | [62 empty] | Production Completed
STP_009 - Lot4 | Data Enrichment | RYM | OK_TAKEN | 2023-07-21 | 2023-08-04 |  | 1381833 | 1381833 | EA | HEAD;SWTCH, LIMIT, ROTARY,STEEL,AFC |  |  | HEAD;SWITCH, LIMIT, ROTARY,MATERIAL:STEEL,ADDITIONAL FEATURES EN:ANGULAR MOVEMENT, CORR GFM SURFACE CRUSHING PLANT,MNFR:01)AFC, PTNO:01)ZCKE05TK | EN_01)SWITCH, LIMIT, ROTARY,STEEL,01)ANGULAR MOVEMENT, CORR GFM,01)AFC,01)ZCKE05TK |  |  | AFC | AFC | ZCKE05TK | SCHNEIDER |  |  |  |  | https://tesensors.com/ca/en/product/reference/ZCKE05 | [10 empty] | CLEANSED | 39122200 Electrical switches and accessories | HEAD | No Modifier | TYPE | LIMIT SWITCH,ROTARY | SIZE |  | MATERIAL | STEEL | HAZARD CLASS |  | CERTIFICATION/STANDARD |  | ADDITIONAL FEATURES | FOR ANGULAR MOVEMENT,CORR GFM SURFACE CRUSHING PLANT | [61 empty] | Production Completed
STP_009 - Lot4 | Data Enrichment | RYM | OK_TAKEN | 2023-07-21 | 2023-08-04 |  | 1291012 | 1291012 | EA | HEAD;SWVL,ASSY,JKSBOYL,3003541 |  |  | HEAD;TYPE:SWIVEL,ADDITIONAL FEATURES EN:ASSY,MNFR:01)JKSBOYL,PTNO:01)3003541 | EN_01)SWIVEL,01)ASSY,01)JKSBOYL,01)3003541 |  |  | JKSBOYL | JKSBOYL | 3003541 | [5 empty] | URL NOT FOUND | [10 empty] | CLEANSED | 23153100 Industrial machinery components and accessories | HEAD | No Modifier | TYPE | SWIVEL | SIZE |  | MATERIAL |  | HAZARD CLASS |  | CERTIFICATION/STANDARD |  | ADDITIONAL FEATURES | ASSEMBLY | [61 empty] | Production Completed
STP_009 - Lot4 | Data Enrichment | RYM | OK_TAKEN | 2023-07-21 | 2023-08-04 |  | 1296488 | 1296488 | PAA | HEAD;TRMML,19-38 MM,ECLIPSE 33,BLKWOODS |  |  | HEAD;TYPE:TRAMMEL,SIZE:19-38 MM,ADDITIONAL FEATURES EN:ECLIPSE 33,MNFR:01)BLKWOODS,PTNO:01)07277001 | EN_01)TRAMMEL,EN_01)19-38 MM,01)ECLIPSE 33,01)BLKWOODS,01)07277001 |  |  | BLACKWOODS | BLKWOODS | NO.33 |  |  | 07277001 |  |  | https://www.africabearings.com/product/trammel-eclipse-heads-no-33-per-pair/ | [10 empty] | CLEANSED | 23153100 Industrial machinery components and accessories | HEAD | No Modifier | TYPE | TRAMMEL ECLIPSE | SIZE | 19 TO 38 MM | MATERIAL |  | HAZARD CLASS |  | CERTIFICATION/STANDARD |  | ADDITIONAL FEATURES | [62 empty] | Production Completed
STP_009 - Lot4 | Data Enrichment | RYM | OK_TAKEN | 2023-07-21 | 2023-08-04 |  | 1299752 | 1299752 | EA | HEAD,SNSR;ULTRASONIC,AUSLEC |  |  | HEAD,SENSOR;TYPE:ULTRASONIC,MNFR:01)AUSLEC,PTNO:01)8PMDFDU82-RG1 | ULTRASONIC,01)AUSLEC,01)8PMDFDU82-RG1 |  |  | AUSLEC | AUSLEC | 8PMDFDU82-RG1 | [5 empty] | URL NOT FOUND | [10 empty] | CLEANSED | 41116500 Instrument parts and accessories | HEAD | SENSOR | TYPE | ULTRASONIC | MEASURING RANGE |  | ACCURACY |  | SENSOR TYPE |  | END CONNECTION |  | MATERIAL |  | SIZE |  | MOUNTING TYPE |  | HAZARD CLASS |  | CERTIFICATION/STANDARD |  | ADDITIONAL FEATURES | [52 empty] | Production Completed
STP_009 - Lot4 | Data Enrichment | RYM | OK_TAKEN | 2023-07-21 | 2023-08-04 |  | 1286850 | 1286850 | EA | HEAD,SPRY;SPRINKLER,3 IN,6 HOLE |  |  | HEAD,SPRAY;TYPE:SPRINKLER,INLET SIZE:3 IN,ADDITIONAL FEATURES EN:6 HOLE,MNFR:01)FLUIDLIN,PTNO:01)040-007 | SPRINKLER,3 IN,01)6 HOLE,01)FLUIDLIN,01)040-007 |  |  | FLUIDLIN | FLUIDLIN | 040-007 | [5 empty] | URL NOT FOUND | [10 empty] | CLEANSED | 23153100 Industrial machinery components and accessories | HEAD | SPRAY | TYPE | SPRINKLER | INLET SIZE | 3 IN | END CONNECTION |  | SIZE |  | MATERIAL |  | HOSE SIZE |  | PRESSURE RATING |  | MOUNTING TYPE |  | HAZARD CLASS |  | CERTIFICATION/STANDARD |  | ADDITIONAL FEATURES | NUMBER OF HOLE:6 | [51 empty] | Production Completed
STP_009 - Lot4 | Data Enrichment | RYM | OK_TAKEN | 2023-07-21 | 2023-08-04 |  | 1383457 | 1383457 | EA | HEADER;1.00 STOCK SINGLE UNIT TOTAL COST |  |  | HEADER;ADDITIONAL FEATURES EN:1.00 STOCK SINGLE UNIT TOTAL COST 822.0000,MNFR:01)ENZED MOUNT ISA(RKM INVESTMENTS),PTNO:01)ENZ- RSLC/02 | 01)1.00 STOCK SINGLE UNIT TOTA,01)ENZED MOUNT ISA(RKM INVESTM,01)ENZ-RSLC/02 |  |  | Enzed Mount Isa(RKM Investments) | ENZED MOUNT ISA(RKM INVESTMENTS) | ENZ- RSLC/02 | [5 empty] | URL NOT FOUND | [10 empty] | CLEANSED | 40141700 Hardware and fittings | HEADER | No Modifier | TYPE |  | SIZE |  | NUMBER OF POSITIONS |  | VOLTAGE RATING |  | CURRENT RATING |  | MOUNTING TYPE |  | MATERIAL |  | HAZARD CLASS |  | CERTIFICATION/STANDARD |  | ADDITIONAL FEATURES | 1 STOCK SINGLE UNIT TOTAL COST 822 | [53 empty] | Production Completed
STP_009 - Lot4 | Data Enrichment | RYM | OK_TAKEN | 2023-07-21 | 2023-08-04 |  | 1285593 | 1285593 | EA | HEADER,SHWR;OVERHEAD,DIA 78 X HT 101 MM |  |  | HEADER,SHOWER;TYPE:OVERHEAD,SIZE:DIA 78 X HT 101 MM,MATERIAL:PLASTIC,COATING/FINISH:CRHOME, GREY,MOUNTING TYPE:WALL,MNFR:01)REECE, PTNO:01)9504451 | OVERHEAD,DIA 78 X HT 101 MM,PLASTIC,CRHOME, GREY,WALL,01)REECE,01)9504451 |  |  | REECE | REECE | 9504451 | [5 empty] | https://www.reece.com.au/product/base-overhead-shower-chrome-3-star-9504451 | [10 empty] | ENRICHED | 30181801 Shower head | HEADER | SHOWER | TYPE | OVERHEAD | SIZE | 78 DIAX101 HT MM | MATERIAL | ABS PLASTIC | COATING/FINISH | CRHOME,GREY (SHOWER FACE)/POLISHED | MOUNTING TYPE | WALL | HAZARD CLASS |  | CERTIFICATION/STANDARD |  | ADDITIONAL FEATURES | [58 empty] | Production Completed
STP_009 - Lot4 | Data Enrichment | RYM | OK_TAKEN | 2023-07-21 | 2023-08-04 |  | 1285374 | 1285374 | EA | HEADER,SHWR;PLASTIC,SE-810 |  |  | HEADER,SHOWER;MATERIAL:PLASTIC,ADDITIONAL FEATURES EN:SE-810,MNFR:01)J.BLACKWOOD AND SON LIMITED,PTNO:01)B0354-1765 | PLASTIC,01)SE-810,01)J.BLACKWOOD & SON LIMITED,01)B0354-1765 |  |  | J.BLACKWOOD AND SON LIMITED | J.BLACKWOOD AND SON LIMITED | SE-810 | SPEAKMAN |  | B0354-1765 |  |  | https://cdn.shopify.com/s/files/1/0320/3232/5768/files/speakman-se-810_spec.pdf | [10 empty] | ENRICHED | 30181801 Shower head | HEADER | SHOWER | TYPE | SAFETY | SIZE | 8 IN | MATERIAL | PLASTIC | COATING/FINISH | YELLOW | MOUNTING TYPE |  | HAZARD CLASS |  | CERTIFICATION/STANDARD |  | ADDITIONAL FEATURES | [58 empty] | Production Completed
STP_009 - Lot4 | Data Enrichment | RYM | OK_TAKEN | 2023-07-21 | 2023-08-04 |  | 1347753 | 1347753 | EA | HOUSING,BRGUNT;TAKE-UP |  |  | HOUSING,BEARING UNIT;TYPE:TAKE-UP,ADDITIONAL FEATURES EN:3-1/2 IN SHAFT, 600MM ADJUST, 320MM H X 100MM W,MNFR:01)SKF,PTNO:01) TU520/600LSTA | EN_01)TAKE-UP,01)3-1/2 IN SHAFT, 600MM ADJUS,01)SKF,01)TU520/600LSTA |  |  | SKF | SKF | TU 520/600LSTA | [5 empty] | http://www.tikon.pl/katalogi/Housing.pdf | [10 empty] | ENRICHED | 31171519 Bearing blocks or housings | HOUSING | BEARING UNIT | TYPE | TAKE-UP | BORE | 3-1/2 IN | BLOCK SIZE | 100 WDX320 HT MM | BOLT MOUNTINGS | 4 | BOLT DIAMETER | M16 | SHAPE |  | MATERIAL |  | MATERIAL SPECIFICATION |  | HAZARD CLASS |  | CERTIFICATION/STANDARD |  | ADDITIONAL FEATURES | ADJUST SIZE:600 MM | [51 empty] | Production Completed
STP_009 - Lot4 | Data Enrichment | RYM | OK_TAKEN | 2023-07-21 | 2023-08-04 |  | 1319476 | 1319476 | EA | HOUSING,BRGUNT;TAKE-UP,50 MM,CAST IRON |  |  | HOUSING,BEARING UNIT;TYPE:TAKE-UP,BORE:50 MM,MATERIAL:CAST IRON,ADDITIONAL FEATURES EN:Y BEARING, C/W CAST HOUSING, LG 149 X HT 117 MM,MNFR:01)SKF,PTNO:01)TUJ510/YAR210-2F | EN_01)TAKE-UP,50 MM,CAST IRON,01)Y BEARING, C/W CAST HOUSING,01)SKF,01)TUJ510/YAR210-2F |  |  | SKF | SKF | TUJ 510/YAR210-2F | [5 empty] | https://www.skf.com/uk/products/mounted-bearings/ball-bearing-units/take-up-ball-bearing-units/productid-TUJ%20510 | https://www.skf.com/sg/products/rolling-bearings/ball-bearings/insert-bearings/productid-YAR%20210-2F | [9 empty] | ENRICHED | 31171500 Bearings | BEARING UNIT | TAKE-UP | TYPE |  | INSIDE DIAMETER | 50 MM | SLOT WIDTH | 19 MM | SLOT HEIGHT | 49 MM | GUIDE WIDTH |  | BLOCK SIZE | 149 LGX49 WDX117 HT MM | BEARING TYPE | INSERT | MATERIAL | CAST IRON | SHAFT ATTACHMENT |  | ADJUSTING BOLT HOLE SIZE | 29 MM | STATIC LOAD RATING | 35.1 KN | DYNAMIC LOAD RATING | 23.2 KN | CERTIFICATION/STANDARD |  | ADDITIONAL FEATURES | [46 empty] | Production Completed