## Sheet1
Project | Activities | Production User | Production Comments | Start Date | End Date | Remarks | Griha ID | MATNR | MEINS | MAKTX_EN | MAKTX_ES | MAKTX_FR | TEXT_EN | Class_Char_Catted | MFRPN | MFRNR | MFRNR DES | MNFR | PTNO | Verified MNFR from web | MNFR 1 | PTNO 1 | MNFR 2 | PTNO 2 | Reference URL | Reference URL1 | Item Number | Equipment Type | Equipment Manufacturer | Equipment Model | Equipment Serial | DWG | DRAWING VERSION | POS/TAG | Unused Text | Enriched/Cleansed | UNSPSC Ver.23.07 | Noun | Modifier | Attribute Name 1 | Attribute Value 1 | Attribute Name 2 | Attribute Value 2 | Attribute Name 3 | Attribute Value 3 | Attribute Name 4 | Attribute Value 4 | Attribute Name 5 | Attribute Value 5 | Attribute Name 6 | Attribute Value 6 | Attribute Name 7 | Attribute Value 7 | Attribute Name 8 | Attribute Value 8 | Attribute Name 9 | Attribute Value 9 | Attribute Name 10 | Attribute Value 10 | Attribute Name 11 | Attribute Value 11 | Attribute Name 12 | Attribute Value 12 | Attribute Name 13 | Attribute Value 13 | Attribute Name 14 | Attribute Value 14 | Attribute Name 15 | Attribute Value 15 | Attribute Name 16 | Attribute Value 16 | Attribute Name 17 | Attribute Value 17 | Attribute Name 18 | Attribute Value 18 | Attribute Name 19 | Attribute Value 19 | Attribute Name 20 | Attribute Value 20 | Attribute Name 21 | Attribute Value 21 | Attribute Name 22 | Attribute Value 22 | Attribute Name 23 | Attribute Value 23 | Attribute Name 24 | Attribute Value 24 | Attribute Name 25 | Attribute Value 25 | Attribute Name 26 | Attribute Value 26 | Attribute Name 27 | Attribute Value 27 | Attribute Name 28 | Attribute Value 28 | Attribute Name 29 | Attribute Value 29 | Attribute Name 30 | Attribute Value 30 | Attribute Name 31 | Attribute Value 31 | Attribute Name 32 | Attribute Value 32 | Attribute Name 33 | Attribute Value 33 | Attribute Name 34 | Attribute Value 34 | Attribute Name 35 | Attribute Value 35 | Attribute Name 36 | Attribute Value 36 | Remaining_Information | Status
STP_009 - Lot4 | Data Enrichment | RMU | OK, PRODUCT DIFFERS PROCESSED PER URL | 2023-07-21 | 2023-08-07 |  | 1279362 | 1279362 | EA | ACTUATOR,HYDR;CLUTCH MASTER CYLINDER |  |  | ACTUATOR,HYDRAULIC;TYPE:CLUTCH MASTER CYLINDER,MNFR:01)ISA AUTO SUPPLIES,PTNO:01)CMTS-003 | EN_01)CLUTCH MASTER CYLINDER,01)ISA AUTO SUPPLIES,01)CMTS-003 |  |  | ISA AUTO SUPPLIES | ISA AUTO SUPPLIES | CMTS-003 | [5 empty] | https://www.trodo.com/master-cylinder-clutch-aisin-cmts-003 | [10 empty] | Cleansed | 23153100 Industrial machinery components and accessories | CYLINDER | BRAKE | TYPE | CLUTCH, MASTER | PORT SIZE |  | STROKE |  | CAPACITY |  | PRESSURE RATING |  | FLUID TYPE |  | MOUNTING TYPE |  | HOUSING MATERIAL |  | TEMPERATURE RATING |  | CERTIFICATION/STANDARD |  | ADDITIONAL FEATURES | [52 empty] | Production Completed
STP_009 - Lot4 | Data Enrichment | RMU | OK | 2023-07-21 | 2023-08-07 |  | 1351578 | 1351578 | EA | ACTUATOR,HYDR;CYL |  |  | ACTUATOR,HYDRAULIC;TYPE:CYLINDER,ADDITIONAL FEATURES EN:BARREL,40MMSYSTEM 05-163-12-08, A-64 WORK/ELEVA,MNFR:01)REMCONT,PTNO:01) 9983 | EN_01)CYLINDER,01)BARREL,40MMSYSTEM 05-163-12,01)REMCONT,01)9983 |  |  | REMCONT | REMCONT | 9983 | [5 empty] | URL NOT FOUND | [10 empty] | Cleansed | 31251503 Hydraulic actuators | ACTUATOR | HYDRAULIC | TYPE | CYLINDER | TRAVEL |  | INLET CONNECTION SIZE |  | INLET CONNECTION TYPE |  | OUTLET CONNECTION SIZE |  | OUTLET CONNECTION TYPE |  | TORQUE RATING |  | PRESSURE RATING |  | TEMPERATURE RATING |  | MATERIAL |  | MOUNTING TYPE |  | HAZARD CLASS |  | CERTIFICATION/STANDARD |  | ADDITIONAL FEATURES | BARREL, 40 MM SYSTEM 05-163-12-08, A-64 WORK/ELEVA | [45 empty] | Production Completed
STP_009 - Lot4 | Data Enrichment | RMU | OK | 2023-07-21 | 2023-08-07 |  | 1290912 | 1290912 | EA | ACTUATOR,HYDR;CYL,416 MM,ISADRAUL |  |  | ACTUATOR,HYDRAULIC;TYPE:CYLINDER,TRAVEL:416 MM,ADDITIONAL FEATURES EN:SHAFT 3 IN, C/W DCBV, MOUNT, 170 MM WIDTH, SUIT 45MM PIN, INCLUDES,45 MM/50 MM PIN, GOLDEN YELLOW, CUSTON FEMALE CLEV, SIZE: BORE 6 IN,MNFR:01)ISADRAUL,PTNO:01)N6030DC3B | EN_01)CYLINDER,416 MM,01)SHAFT 3 IN, C/W DCBV, MOUNT,02)45 MM/50 MM PIN, GOLDEN YEL,03),01)ISADRAUL,01)N6030DC3B |  |  | ISADRAUL | ISADRAUL | N6030DC3B | [5 empty] | URL NOT FOUND | [10 empty] | Cleansed | 31251503 Hydraulic actuators | ACTUATOR | HYDRAULIC | TYPE | CYLINDER | TRAVEL | 416 MM | INLET CONNECTION SIZE |  | INLET CONNECTION TYPE |  | OUTLET CONNECTION SIZE |  | OUTLET CONNECTION TYPE |  | TORQUE RATING |  | PRESSURE RATING |  | TEMPERATURE RATING |  | MATERIAL |  | MOUNTING TYPE |  | HAZARD CLASS |  | CERTIFICATION/STANDARD |  | ADDITIONAL FEATURES | SHAFT: 3 IN, C/W DCBV, 170 MM WIDTH, FOR 45/50 MM PIN, GOLDEN YELLOW, CUSTON FEMALE CLEV | [44 empty] | SIZE: BORE 6 IN | Production Completed
STP_009 - Lot4 | Data Enrichment | RMU | OK | 2023-07-21 | 2023-08-07 |  | 1236710 | 1236710 | EA | ACTUATOR,HYDR;LNR |  |  | ACTUATOR,HYDRAULIC;TYPE:LINEAR,ADDITIONAL FEATURES EN:ASSEMBLY,HQ DIAMOND DRILL CHUCK CYLINDER,MNFR:01)LONGYEAR,PTNO:01)3001001 | EN_01)LINEAR,01)ASSEMBLY,HQ DIAMOND DRILL C,01)LONGYEAR,01)3001001 |  |  | LONGYEAR | LONGYEAR | 3001001 | [5 empty] | URL NOT FOUND | [10 empty] | Cleansed | 31251503 Hydraulic actuators | ACTUATOR | HYDRAULIC | TYPE | LINEAR | TRAVEL |  | INLET CONNECTION SIZE |  | INLET CONNECTION TYPE |  | OUTLET CONNECTION SIZE |  | OUTLET CONNECTION TYPE |  | TORQUE RATING |  | PRESSURE RATING |  | TEMPERATURE RATING |  | MATERIAL |  | MOUNTING TYPE |  | HAZARD CLASS |  | CERTIFICATION/STANDARD |  | ADDITIONAL FEATURES | ASSEMBLY,HQ DIAMOND DRILL CHUCK CYLINDER | [45 empty] | Production Completed
STP_009 - Lot4 | Data Enrichment | RMU | OK, SERIES MATCH, PRODUCT DIFFERS PROCESSED PER URL | 2023-07-21 | 2023-08-07 |  | 1290562 | 1290562 | EA | ACTUATOR,HYDR;LNR,106 MM,160 BAR |  |  | ACTUATOR,HYDRAULIC;TYPE:LINEAR,TRAVEL:106 MM,PRESSURE RATING:160 BAR,MOUNTING TYPE:ROD 22 MM,ADDITIONAL FEATURES EN:CYLINDER ASSEMBLY:40MM NB,HUB EB 389,MNFR:01)REXROTH,PTNO:01)CYM1MP5/40/22/106A10/B1CGDMS | EN_01)LINEAR,106 MM,160 BAR,EN_01)ROD 22 MM,01)CYLINDER ASSEMBLY:40MM NB,H,01)REXROTH,01)CYM1MP5/40/22/106A10/B1CGDM |  |  | REXROTH | REXROTH | CYM1MP5/40/22/106A10/B1CGDMS | [5 empty] | https://www.cmafh.com/images/Master%20PDFs/BRH%20CYL/Rexroth%20CDM1%20CGM1%20CSM1%20(160%20Bar)%20(ISO%206020_1)%20-%20re17329_2007-10.pdf | [10 empty] | Enriched | 27121602 Hydraulic cylinders | CYLINDER | HYDRAULIC | TYPE | LINEAR, SINGLE ROD | BORE DIAMETER | 40 MM | STROKE | 106 MM | PORT SIZE |  | MATERIAL | HARD CHROMIUM-PLATED PISTON ROD | PRESSURE RATING | 160 BAR | ROD END TYPE |  | SHAFT DIAMETER | 22 MM | TEMPERATURE RATING | -20 TO 80 DEG C | MOUNTING TYPE | SELF-ALIGNING CLEVIS | CERTIFICATION/STANDARD |  | ADDITIONAL FEATURES | ASSEMBLY, HUB EB 389 | [49 empty] | Production Completed
STP_009 - Lot4 | Data Enrichment | RMU | OK, PRODUCT DIFFERS PROCESSED PER URL | 2023-07-21 | 2023-08-07 |  | 1290659 | 1290659 | EA | ACTUATOR,HYDR;LNR,110 MM,ROD 18 MM |  |  | ACTUATOR,HYDRAULIC;TYPE:LINEAR,TRAVEL:110 MM,MOUNTING TYPE:ROD 18 MM,ADDITIONAL FEATURES EN:CYLINDER ASSEMBLY:32MM NB,MNFR:01) MECMAN,PTNO:01)37638,MNFR:02)MECMAN,PTNO:02)CDM1MP5/32/18/110A10/B1CGDMWW,MNFR:03)MESCO,PTNO:03)CDM1 MP5/32/18/110A1X/B1CGDMWW | EN_01)LINEAR,110 MM,EN_01)ROD 18 MM,01)CYLINDER ASSEMBLY:32MM NB,01)MECMAN,02)MECMAN,03)MESCO,01)37638,02)CDM1MP5/32/18/110A10/B1CGDM,03)CDM1 MP5/32/18/110A1X/B1CGD |  |  | MESCO | MECMAN | CDM1MP5/32/18/110A10/B1CGDMWW | BOSCH REXROTH | MECMAN | 37638 | MESCO | CDM1 MP5/32/18/110A1X/B1CGDMWW | https://www.cmafh.com/images/Master%20PDFs/BRH%20CYL/Rexroth%20CDM1%20CGM1%20CSM1%20(160%20Bar)%20(ISO%206020_1)%20-%20re17329_2007-10.pdf | [10 empty] | Enriched | 27121602 Hydraulic cylinders | CYLINDER | HYDRAULIC | TYPE | LINEAR, SINGLE ROD | BORE DIAMETER | 32 MM | STROKE | 110 MM | PORT SIZE |  | MATERIAL | HARD CHROMIUM-PLATED PISTON ROD | PRESSURE RATING | 160 BAR | ROD END TYPE |  | SHAFT DIAMETER | 18 MM | TEMPERATURE RATING | -20 TO 80 DEG C | MOUNTING TYPE | SELF-ALIGNING CLEVIS | CERTIFICATION/STANDARD |  | ADDITIONAL FEATURES | ASSEMBLY | [49 empty] | Production Completed
STP_009 - Lot4 | Data Enrichment | RMU | OK, PRODUCT DIFFERS PROCESSED PER URL | 2023-07-21 | 2023-08-07 |  | 1316999 | 1316999 | EA | ACTUATOR,HYDR;LNR,160 MM,0 TONNE |  |  | ACTUATOR,HYDRAULIC;TYPE:LINEAR,TRAVEL:160 MM,ADDITIONAL FEATURES EN:CYLINDER ASSEMBLY, SINGLE ACTING,HOLLOW PLUNGER,0 TONNE,MNFR: 01)ENERPAC,PTNO:01)RCH202 | EN_01)LINEAR,160 MM,01)CYLINDER ASSEMBLY, SINGLE A,02)0 TONNE,01)ENERPAC,01)RCH202 |  |  | ENERPAC | ENERPAC | RCH202 | [5 empty] | https://www.enerpac.com/en-us/rch-series-cylinders/hollow-plunger-cylinder/RCH202 | [10 empty] | Enriched | 27121602 Hydraulic cylinders | CYLINDER | HYDRAULIC | TYPE | LINEAR, Hollow Plunger, Single-Acting, Spring Return | BORE DIAMETER |  | STROKE | 49 MM | PORT SIZE |  | MATERIAL | STEEL | PRESSURE RATING | 700 BAR | ROD END TYPE |  | SHAFT DIAMETER |  | TEMPERATURE RATING |  | MOUNTING TYPE |  | CERTIFICATION/STANDARD |  | ADDITIONAL FEATURES | ASSEMBLY, Collapsed Height: 162 MM | [49 empty] | Production Completed
STP_009 - Lot4 | Data Enrichment | RMU | OK, SERIES MATCH, PRODUCT DIFFERS PROCESSED PER URL | 2023-07-21 | 2023-08-07 |  | 1290581 | 1290581 | EA | ACTUATOR,HYDR;LNR,160 MM,ROD 22 MM |  |  | ACTUATOR,HYDRAULIC;TYPE:LINEAR,TRAVEL:160 MM,MOUNTING TYPE:ROD 22 MM,ADDITIONAL FEATURES EN:CYLINDER ASSEMBLY:40MM NB,XV=160,MNFR: 01)MECMAN,PTNO:01)28500,MNFR:02)MECMAN,PTNO:02)MIDMEC/MT4/40/22/160/DM01CL,MNFR:03)MESCO,PTNO:03)CDM1MT4/40/22/160A10/B1CGDMWW | EN_01)LINEAR,160 MM,EN_01)ROD 22 MM,01)CYLINDER ASSEMBLY:40MM NB,X,01)MECMAN,02)MECMAN,03)MESCO,01)28500,02)MIDMEC/MT4/40/22/160/DM01CL,03)CDM1MT4/40/22/160A10/B1CGDM |  |  | MESCO | MECMAN | MIDMEC/MT4/40/22/160/DM01CL | BOSCH REXROTH | MECMAN | 28500 | MESCO | CDM1MT4/40/22/160A10/B1CGDMWW | https://www.cmafh.com/images/Master%20PDFs/BRH%20CYL/Rexroth%20CDM1%20CGM1%20CSM1%20(160%20Bar)%20(ISO%206020_1)%20-%20re17329_2007-10.pdf | [10 empty] | Enriched | 27121602 Hydraulic cylinders | CYLINDER | HYDRAULIC | TYPE | LINEAR, SINGLE ROD | BORE DIAMETER | 40 MM | STROKE | 160 MM | PORT SIZE |  | MATERIAL | HARD CHROMIUM-PLATED PISTON ROD | PRESSURE RATING | 160 BAR | ROD END TYPE |  | SHAFT DIAMETER | 22 MM | TEMPERATURE RATING | -20 TO 80 DEG C | MOUNTING TYPE | Trunnion | CERTIFICATION/STANDARD |  | ADDITIONAL FEATURES | ASSEMBLY | [49 empty] | Production Completed
STP_009 - Lot4 | Data Enrichment | RMU | OK, SERIES MATCH, PRODUCT DIFFERS PROCESSED PER URL | 2023-07-21 | 2023-08-07 |  | 1290582 | 1290582 | EA | ACTUATOR,HYDR;LNR,200 MM,ROD 56 MM |  |  | ACTUATOR,HYDRAULIC;TYPE:LINEAR,TRAVEL:200 MM,MOUNTING TYPE:ROD 56 MM,ADDITIONAL FEATURES EN:CYLINDER ASSEMBLY:100MM NB,MNFR:01) MECMAN,PTNO:01)MIDMEC/MP5/100/56/200/UM01CL | EN_01)LINEAR,200 MM,EN_01)ROD 56 MM,01)CYLINDER ASSEMBLY:100MM NB,01)MECMAN,01)MIDMEC/MP5/100/56/200/UM01C |  |  | MECMAN | MECMAN | MIDMEC/MP5/100/56/200/UM01CL | BOSCH REXROTH |  |  |  |  | https://www.cmafh.com/images/Master%20PDFs/BRH%20CYL/Rexroth%20CDM1%20CGM1%20CSM1%20(160%20Bar)%20(ISO%206020_1)%20-%20re17329_2007-10.pdf | [10 empty] | Enriched | 27121602 Hydraulic cylinders | CYLINDER | HYDRAULIC | TYPE | LINEAR, SINGLE ROD | BORE DIAMETER | 100 MM | STROKE | 200 MM | PORT SIZE |  | MATERIAL | HARD CHROMIUM-PLATED PISTON ROD | PRESSURE RATING | 160 BAR | ROD END TYPE |  | SHAFT DIAMETER | 56 MM | TEMPERATURE RATING | -20 TO 80 DEG C | MOUNTING TYPE | SELF-ALIGNING CLEVIS | CERTIFICATION/STANDARD |  | ADDITIONAL FEATURES | ASSEMBLY | [49 empty] | Production Completed
STP_009 - Lot4 | Data Enrichment | RMU | OK, PRODUCT DIFFERS PROCESSED PER URL | 2023-07-21 | 2023-08-07 |  | 1290666 | 1290666 | EA | ACTUATOR,HYDR;LNR,285 MM,BSP,BSP |  |  | ACTUATOR,HYDRAULIC;TYPE:LINEAR,TRAVEL:285 MM,INLET CONNECTION TYPE:BSP,OUTLET CONNECTION TYPE:BSP,MOUNTING TYPE:ROD STYLE 24, ADDITIONAL FEATURES EN:CYLINDER ASSEMBLY:63MM NB,CAP FIXED EYE MOUNTIN,ING,PARALLEL PORTS,MNFR:01)PRODRAUL,PTNO:01) 63CMP5MMBRN24MC285M1100 | EN_01)LINEAR,285 MM,EN_01)BSP,EN_01)BSP,EN_01)ROD STYLE 24,01)CYLINDER ASSEMBLY:63MM NB,C,02)ING,PARALLEL PORTS,01)PRODRAUL,01)63CMP5MMBRN24MC285M1100 |  |  | PRODRAUL | PRODRAUL | 63CMP5MMBRN24MC285M1100 | PARKER HANNIFIN |  |  |  |  | https://www.parker.com/content/dam/Parker-com/Literature/Cylinder-Europe/Cylinder-Europe---English-Literature/Product-Literature/HY07-1215UK_MMB_Metric_Roundline_Mill_160_Bar_Hydraulic_Cylinders.pdf | [10 empty] | Enriched | 27121602 Hydraulic cylinders | CYLINDER | HYDRAULIC | TYPE | LINEAR, MILL, ROUNDLINE | BORE DIAMETER | 63 MM | STROKE | 285 MM | PORT SIZE | G3/4 | MATERIAL | STEEL | PRESSURE RATING | 160 BAR | ROD END TYPE |  | SHAFT DIAMETER | 45 MM | TEMPERATURE RATING | -20 TO 80 DEG C | MOUNTING TYPE | CAP FIXED EYE | CERTIFICATION/STANDARD |  | ADDITIONAL FEATURES | ASSEMBLY, ROD STYLE 24, C/W CUSHION HEAD, SPHERICAL BEARING | [49 empty] | Production Completed
STP_009 - Lot4 | Data Enrichment | RMU | OK, SERIES MATCH, PRODUCT DIFFERS PROCESSED PER URL | 2023-07-21 | 2023-08-07 |  | 1290401 | 1290401 | EA | ACTUATOR,HYDR;LNR,30 MM,160 BAR |  |  | ACTUATOR,HYDRAULIC;TYPE:LINEAR,TRAVEL:30 MM,PRESSURE RATING:160 BAR,MOUNTING TYPE:ROD 22 MM,ADDITIONAL FEATURES EN:CYLINDER ASSEMBLY:40MM NB,HUB EB 313,MNFR:01)REXROTH,PTNO:01)MP5 A10/B1CHUMS(CYM1) | EN_01)LINEAR,30 MM,160 BAR,EN_01)ROD 22 MM,01)CYLINDER ASSEMBLY:40MM NB,H,01)REXROTH,01)MP5 A10/B1CHUMS(CYM1) |  |  | REXROTH | REXROTH | MP5 A10/B1CHUMS(CYM1) | [5 empty] | https://www.cmafh.com/images/Master%20PDFs/BRH%20CYL/Rexroth%20CDM1%20CGM1%20CSM1%20(160%20Bar)%20(ISO%206020_1)%20-%20re17329_2007-10.pdf | [10 empty] | Enriched | 27121602 Hydraulic cylinders | CYLINDER | HYDRAULIC | TYPE | LINEAR, SINGLE ROD | BORE DIAMETER | 40 MM | STROKE | 30 MM | PORT SIZE |  | MATERIAL | HARD CHROMIUM-PLATED PISTON ROD | PRESSURE RATING | 160 BAR | ROD END TYPE |  | SHAFT DIAMETER | 22 MM | TEMPERATURE RATING | -20 TO 80 DEG C | MOUNTING TYPE | SELF-ALIGNING CLEVIS | CERTIFICATION/STANDARD |  | ADDITIONAL FEATURES | ASSEMBLY, HUB EB 313 | [49 empty] | Production Completed
STP_009 - Lot4 | Data Enrichment | RMU | OK, SERIES MATCH, PRODUCT DIFFERS PROCESSED PER URL | 2023-07-21 | 2023-08-07 |  | 1290559 | 1290559 | EA | ACTUATOR,HYDR;LNR,34 MM,160 BAR |  |  | ACTUATOR,HYDRAULIC;TYPE:LINEAR,TRAVEL:34 MM,PRESSURE RATING:160 BAR,MOUNTING TYPE:ROD 22 MM,ADDITIONAL FEATURES EN:CYLINDER ASSEMBLY:40MM NB,HUB EB 317,MNFR:01)KUNZ,PTNO:01)985658,MNFR:02)REXROTH,PTNO:02)CYM1MP5/40/22/34A10/B1CGUMS | EN_01)LINEAR,34 MM,160 BAR,EN_01)ROD 22 MM,01)CYLINDER ASSEMBLY:40MM NB,H,01)KUNZ,02)REXROTH,01)985658,02)CYM1MP5/40/22/34A10/B1CGUMS |  |  | REXROTH | REXROTH | CYM1MP5/40/22/34A10/B1CGUMS |  | KUNZ | 985658 |  |  | https://www.cmafh.com/images/Master%20PDFs/BRH%20CYL/Rexroth%20CDM1%20CGM1%20CSM1%20(160%20Bar)%20(ISO%206020_1)%20-%20re17329_2007-10.pdf | [10 empty] | Enriched | 27121602 Hydraulic cylinders | CYLINDER | HYDRAULIC | TYPE | LINEAR, SINGLE ROD | BORE DIAMETER | 40 MM | STROKE | 34 MM | PORT SIZE |  | MATERIAL | HARD CHROMIUM-PLATED PISTON ROD | PRESSURE RATING | 160 BAR | ROD END TYPE |  | SHAFT DIAMETER | 22 MM | TEMPERATURE RATING | -20 TO 80 DEG C | MOUNTING TYPE | SELF-ALIGNING CLEVIS | CERTIFICATION/STANDARD |  | ADDITIONAL FEATURES | ASSEMBLY, HUB EB 317 | [49 empty] | Production Completed
STP_009 - Lot4 | Data Enrichment | RMU | OK, SERIES MATCH, PRODUCT DIFFERS PROCESSED PER URL | 2023-07-21 | 2023-08-07 |  | 1290558 | 1290558 | EA | ACTUATOR,HYDR;LNR,35 MM,160 BAR |  |  | ACTUATOR,HYDRAULIC;TYPE:LINEAR,TRAVEL:35 MM,PRESSURE RATING:160 BAR,MOUNTING TYPE:ROD 14 MM,ADDITIONAL FEATURES EN:CYLINDER ASSEMBLY:25MM NB,HUB 35 EB 251,MNFR:01)REXROTH,PTNO:01)CYM1MP5/25/14/35A10/B1CGUMS | EN_01)LINEAR,35 MM,160 BAR,EN_01)ROD 14 MM,01)CYLINDER ASSEMBLY:25MM NB,H,01)REXROTH,01)CYM1MP5/25/14/35A10/B1CGUMS |  |  | REXROTH | REXROTH | CYM1MP5/25/14/35A10/B1CGUMS | [5 empty] | https://www.cmafh.com/images/Master%20PDFs/BRH%20CYL/Rexroth%20CDM1%20CGM1%20CSM1%20(160%20Bar)%20(ISO%206020_1)%20-%20re17329_2007-10.pdf | [10 empty] | Enriched | 27121602 Hydraulic cylinders | CYLINDER | HYDRAULIC | TYPE | LINEAR, SINGLE ROD | BORE DIAMETER | 25 MM | STROKE | 35 MM | PORT SIZE |  | MATERIAL | HARD CHROMIUM-PLATED PISTON ROD | PRESSURE RATING | 160 BAR | ROD END TYPE |  | SHAFT DIAMETER | 14 MM | TEMPERATURE RATING | -20 TO 80 DEG C | MOUNTING TYPE | SELF-ALIGNING CLEVIS | CERTIFICATION/STANDARD |  | ADDITIONAL FEATURES | ASSEMBLY, HUB 35 EB 251 | [49 empty] | Production Completed
STP_009 - Lot4 | Data Enrichment | RMU | OK | 2023-07-21 | 2023-08-07 |  | 1290873 | 1290873 | EA | ACTUATOR,HYDR;LNR,4 IN,VIS |  |  | ACTUATOR,HYDRAULIC;TYPE:LINEAR,TRAVEL:4 IN,ADDITIONAL FEATURES EN:CYLINDER ASSEMBLY:1.5 IN NB,C/W TRUNNION PIVOT,VIS,MNFR:01) BIMBA,PTNO:01)BFT-174-DNR+TRB-170+D-8310-A | EN_01)LINEAR,4 IN,01)CYLINDER ASSEMBLY:1.5 IN NB,02)VIS,01)BIMBA,01)BFT-174-DNR+TRB-170+D-8310- |  |  | BIMBA | BIMBA | BFT-174-DNR+TRB-170+D-8310-A | [5 empty] | https://pneumatics.com.au/wp-content/uploads/BIMBA-Original-Line.pdf | [10 empty] | Enriched | 27131701 Pneumatic cylinders | CYLINDER | PNEUMATIC | TYPE | LINEAR, Double Acting,Non-rotating | BORE DIAMETER | 1-1/2 IN | STROKE | 4 IN | PRESSURE RATING | 250 PSI | PORT SIZE |  | MATERIAL |  | ROD END TYPE |  | SHAFT DIAMETER |  | TEMPERATURE RATING | -25 TO 95 DEG C | MOUNTING TYPE | BLOCK/Trunnion | CERTIFICATION/STANDARD |  | ADDITIONAL FEATURES | [50 empty] | Production Completed
STP_009 - Lot4 | Data Enrichment | RMU | OK, SERIES MATCH, PRODUCT DIFFERS PROCESSED PER URL | 2023-07-21 | 2023-08-07 |  | 1290656 | 1290656 | EA | ACTUATOR,HYDR;LNR,40 MM,160 BAR |  |  | ACTUATOR,HYDRAULIC;TYPE:LINEAR,TRAVEL:40 MM,PRESSURE RATING:160 BAR,MOUNTING TYPE:ROD 14 MM,ADDITIONAL FEATURES EN:CYLINDER ASSEMBLY:25MM NB,HUB 40 EB 256,MNFR:01)REXROTH,PTNO:01)CYM1MPX/25/14/40A20/B22LKUM | EN_01)LINEAR,40 MM,160 BAR,EN_01)ROD 14 MM,01)CYLINDER ASSEMBLY:25MM NB,H,01)REXROTH,01)CYM1MPX/25/14/40A20/B22LKUM |  |  | REXROTH | REXROTH | CYM1MPX/25/14/40A20/B22LKUM | [5 empty] | https://www.cmafh.com/images/Master%20PDFs/BRH%20CYL/Rexroth%20CDM1%20CGM1%20CSM1%20(160%20Bar)%20(ISO%206020_1)%20-%20re17329_2007-10.pdf | [10 empty] | Enriched | 27121602 Hydraulic cylinders | CYLINDER | HYDRAULIC | TYPE | LINEAR, SINGLE ROD | BORE DIAMETER | 25 MM | STROKE | 40 MM | PORT SIZE |  | MATERIAL | HARD CHROMIUM-PLATED PISTON ROD | PRESSURE RATING | 160 BAR | ROD END TYPE |  | SHAFT DIAMETER | 14 MM | TEMPERATURE RATING | -20 TO 80 DEG C | MOUNTING TYPE | SELF-ALIGNING CLEVIS | CERTIFICATION/STANDARD |  | ADDITIONAL FEATURES | ASSEMBLY, HUB 40 EB 256 | [49 empty] | Production Completed
STP_009 - Lot4 | Data Enrichment | RMU | OK, SERIES MATCH, PRODUCT DIFFERS PROCESSED PER URL | 2023-07-21 | 2023-08-07 |  | 1290560 | 1290560 | EA | ACTUATOR,HYDR;LNR,400 MM,160 BAR |  |  | ACTUATOR,HYDRAULIC;TYPE:LINEAR,TRAVEL:400 MM,PRESSURE RATING:160 BAR,MOUNTING TYPE:ROD 45 MM,ADDITIONAL FEATURES EN:CYLINDER ASSEMBLY, 80MM NB,HUB 400 EB 829,MNFR:01)KUNZ,PTNO:01)CYM1MP5/80/45/400A10/B2CGDMS,MNFR:02)REXROTH,PTNO:02)987801 | EN_01)LINEAR,400 MM,160 BAR,EN_01)ROD 45 MM,01)CYLINDER ASSEMBLY, 80MM NB,01)KUNZ,02)REXROTH,01)CYM1MP5/80/45/400A10/B2CGDM,02)987801 |  |  | REXROTH | KUNZ | CYM1MP5/80/45/400A10/B2CGDMS | REXROTH | REXROTH | 987801 |  |  | https://www.cmafh.com/images/Master%20PDFs/BRH%20CYL/Rexroth%20CDM1%20CGM1%20CSM1%20(160%20Bar)%20(ISO%206020_1)%20-%20re17329_2007-10.pdf | [10 empty] | Enriched | 27121602 Hydraulic cylinders | CYLINDER | HYDRAULIC | TYPE | LINEAR, SINGLE ROD | BORE DIAMETER | 80 MM | STROKE | 400 MM | PORT SIZE |  | MATERIAL | HARD CHROMIUM-PLATED PISTON ROD | PRESSURE RATING | 160 BAR | ROD END TYPE |  | SHAFT DIAMETER | 45 MM | TEMPERATURE RATING | -20 TO 80 DEG C | MOUNTING TYPE | SELF-ALIGNING CLEVIS | CERTIFICATION/STANDARD |  | ADDITIONAL FEATURES | ASSEMBLY, HUB 400 EB 829 | [49 empty] | Production Completed
STP_009 - Lot4 | Data Enrichment | RMU | OK, SERIES MATCH, PRODUCT DIFFERS PROCESSED PER URL | 2023-07-21 | 2023-08-07 |  | 1290561 | 1290561 | EA | ACTUATOR,HYDR;LNR,53 MM,160 BAR |  |  | ACTUATOR,HYDRAULIC;TYPE:LINEAR,TRAVEL:53 MM,PRESSURE RATING:160 BAR,MOUNTING TYPE:ROD 36 MM,ADDITIONAL FEATURES EN:CYLINDER ASSEMBLY, 63MM NB,HUB 53 EB 422,MNFR:01)REXROTH,PTNO:01)CYM1MP5/63/36/53A20/B22LKUMS | EN_01)LINEAR,53 MM,160 BAR,EN_01)ROD 36 MM,01)CYLINDER ASSEMBLY, 63MM NB,01)REXROTH,01)CYM1MP5/63/36/53A20/B22LKUM |  |  | REXROTH | REXROTH | CYM1MP5/63/36/53A20/B22LKUMS | [5 empty] | https://www.cmafh.com/images/Master%20PDFs/BRH%20CYL/Rexroth%20CDM1%20CGM1%20CSM1%20(160%20Bar)%20(ISO%206020_1)%20-%20re17329_2007-10.pdf | [10 empty] | Enriched | 27121602 Hydraulic cylinders | CYLINDER | HYDRAULIC | TYPE | LINEAR, SINGLE ROD | BORE DIAMETER | 63 MM | STROKE | 53 MM | PORT SIZE |  | MATERIAL | HARD CHROMIUM-PLATED PISTON ROD | PRESSURE RATING | 160 BAR | ROD END TYPE |  | SHAFT DIAMETER | 36 MM | TEMPERATURE RATING | -20 TO 80 DEG C | MOUNTING TYPE | SELF-ALIGNING CLEVIS | CERTIFICATION/STANDARD |  | ADDITIONAL FEATURES | ASSEMBLY, HUB 53 EB 422 | [49 empty] | Production Completed
STP_009 - Lot4 | Data Enrichment | RMU | OK, SERIES MATCH, PRODUCT DIFFERS PROCESSED PER URL | 2023-07-21 | 2023-08-07 |  | 1290580 | 1290580 | EA | ACTUATOR,HYDR;LNR,80 MM,ROD 18 MM |  |  | ACTUATOR,HYDRAULIC;TYPE:LINEAR,TRAVEL:80 MM,MOUNTING TYPE:ROD 18 MM,ADDITIONAL FEATURES EN:CYLINDER ASSEMBLY:32MM NB,MNFR:01) MECMAN,PTNO:01)28501,MNFR:02)MECMAN,PTNO:02)MIDMEC/MP5/32/18/80/DM01CLL,MNFR:03)MESCO,PTNO:03)CDM1MP5/32/18/80A10/BICGDMWW | EN_01)LINEAR,80 MM,EN_01)ROD 18 MM,01)CYLINDER ASSEMBLY:32MM NB,01)MECMAN,02)MECMAN,03)MESCO,01)28501,02)MIDMEC/MP5/32/18/80/DM01CLL,03)CDM1MP5/32/18/80A10/BICGDMW |  |  | MESCO | MECMAN | MIDMEC/MP5/32/18/80/DM01CLL | BOSCH REXROTH | MECMAN | 28501 | MESCO | CDM1MP5/32/18/80A10/BICGDMWW | https://www.cmafh.com/images/Master%20PDFs/BRH%20CYL/Rexroth%20CDM1%20CGM1%20CSM1%20(160%20Bar)%20(ISO%206020_1)%20-%20re17329_2007-10.pdf | [10 empty] | Enriched | 27121602 Hydraulic cylinders | CYLINDER | HYDRAULIC | TYPE | LINEAR, SINGLE ROD | BORE DIAMETER | 32 MM | STROKE | 80 MM | PORT SIZE |  | MATERIAL | HARD CHROMIUM-PLATED PISTON ROD | PRESSURE RATING | 160 BAR | ROD END TYPE |  | SHAFT DIAMETER | 18 MM | TEMPERATURE RATING | -20 TO 80 DEG C | MOUNTING TYPE | SELF-ALIGNING CLEVIS | CERTIFICATION/STANDARD |  | ADDITIONAL FEATURES | ASSEMBLY | [49 empty] | Production Completed
STP_009 - Lot4 | Data Enrichment | RMU | OK, PRODUCT DIFFERS PROCESSED PER URL | 2023-07-21 | 2023-08-07 |  | 1290660 | 1290660 | EA | ACTUATOR,HYDR;LNR,90 MM,ROD 70 MM |  |  | ACTUATOR,HYDRAULIC;TYPE:LINEAR,TRAVEL:90 MM,MOUNTING TYPE:ROD 70 MM,ADDITIONAL FEATURES EN:CYLINDER ASSEMBLY:125MM NB,MNFR:01) MECMAN,PTNO:01)37601,MNFR:02)MESCO,PTNO:02)CDM1MP5/125/70/90A10/B1CGDMWW,MNFR:03)MECMAN,PTNO:03)CDM1 MP5/125/70/90A10/B1CGDMW | EN_01)LINEAR,90 MM,EN_01)ROD 70 MM,01)CYLINDER ASSEMBLY:125MM NB,01)MECMAN,02)MESCO,03)MECMAN,01)37601,02)CDM1MP5/125/70/90A10/B1CGDM,03)CDM1 MP5/125/70/90A10/B1CGD |  |  | MECMAN | MECMAN | CDM1MP5/125/70/90A10/B1CGDMW | BOSCH REXROTH | MESCO | CDM1MP5/125/70/90A10/B1CGDMWW | MECMAN | 37601 | https://www.cmafh.com/images/Master%20PDFs/BRH%20CYL/Rexroth%20CDM1%20CGM1%20CSM1%20(160%20Bar)%20(ISO%206020_1)%20-%20re17329_2007-10.pdf | [10 empty] | Enriched | 27121602 Hydraulic cylinders | CYLINDER | HYDRAULIC | TYPE | LINEAR, SINGLE ROD | BORE DIAMETER | 125 MM | STROKE | 90 MM | PORT SIZE |  | MATERIAL | HARD CHROMIUM-PLATED PISTON ROD | PRESSURE RATING | 160 BAR | ROD END TYPE |  | SHAFT DIAMETER | 70 MM | TEMPERATURE RATING | -20 TO 80 DEG C | MOUNTING TYPE | SELF-ALIGNING CLEVIS | CERTIFICATION/STANDARD |  | ADDITIONAL FEATURES | ASSEMBLY | [49 empty] | Production Completed
STP_009 - Lot4 | Data Enrichment | RMU | OK, PRODUCT DIFFERS PROCESSED PER URL | 2023-07-21 | 2023-08-07 |  | 1279112 | 1279112 | EA | ACTUATOR,HYDR;LOW HEIGHT FLAT CYLINDER |  |  | ACTUATOR,HYDRAULIC;TYPE:LOW HEIGHT FLAT CYLINDER,TRAVEL:16 MM,INLET CONNECTION SIZE:5/8 IN,TORQUE RATING:718 NM,MOUNTING TYPE: BOLTED,ADDITIONAL FEATURES EN:SA, 75 TON,MNFR:01)ISADRAULICS,PTNO:01)RFJ-750 | EN_01)LOW HEIGHT FLAT CYLINDER,16 MM,5/8 IN,718 NM,EN_01)BOLTED,01)SA, 75 TON,01)ISADRAULICS,01)RFJ-750 |  |  | ISADRAULICS | ISADRAULICS | RFJ-750 | durapac |  |  |  |  | http://www.dycom.co.id/product/RFJ_SERIES_Low%20Height%20Flat.pdf | https://durapac.com/product/rfj-series/ | [9 empty] | Enriched | 27121602 Hydraulic cylinders | CYLINDER | HYDRAULIC | TYPE | LOW HEIGHT FLAT, Single Acting, Spring Return, Compact | BORE DIAMETER | 114.3 MM | STROKE | 16 MM | PORT SIZE | 5/8 IN | MATERIAL | Hard chrome | PRESSURE RATING | 700 BAR | ROD END TYPE |  | SHAFT DIAMETER | 82.6 MM | TEMPERATURE RATING |  | MOUNTING TYPE | BOLTED | CERTIFICATION/STANDARD |  | ADDITIONAL FEATURES | TORQUE RATING: 718 NM, CAPACITY: 75 TON | [49 empty] | Production Completed
STP_009 - Lot4 | Data Enrichment | RMU | OK, PRODUCT DIFFERS PROCESSED PER URL | 2023-07-21 | 2023-08-07 |  | 1317000 | 1317000 | EA | ACTUATOR,HYDR;RAM,STL,ED,ENER,07892509 |  |  | ACTUATOR,HYDRAULIC;TYPE:RAM,MATERIAL:STEEL,ADDITIONAL FEATURES EN:SINGLE ACTING, HOLLOW PLUNGER, 30 TON, 63MM STROKE, 178MM H COLLAPS,ED,MNFR:01)ENERPAC,PTNO:01)07892509,MNFR:02)BLKWOODS,PTNO:02)RCH-302 | EN_01)RAM,EN_01)STEEL,01)SINGLE ACTING, HOLLOW PLUNG,02)ED,01)ENERPAC,02)BLKWOODS,01)07892509,02)RCH-302 |  |  | BLACKWOODS | ENERPAC | RCH-302 |  | BLKWOODS | 07892509 |  |  | https://www.enerpac.com/en-us/rch-series-cylinders/hollow-plunger-cylinder/RCH302 | [10 empty] | Enriched | 27121602 Hydraulic cylinders | CYLINDER | HYDRAULIC | TYPE | RAM, Hollow Plunger, Single-Acting, Spring Return | BORE DIAMETER |  | STROKE | 64 MM | PORT SIZE |  | MATERIAL | STEEL | PRESSURE RATING | 700 BAR | ROD END TYPE |  | SHAFT DIAMETER |  | TEMPERATURE RATING |  | MOUNTING TYPE |  | CERTIFICATION/STANDARD |  | ADDITIONAL FEATURES | CAPACITY: 30 TON, Collapsed Height: 178 MM | [49 empty] | Production Completed
STP_009 - Lot4 | Data Enrichment | RMU | OK | 2023-07-21 | 2023-08-07 |  | 1302024 | 1302024 | EA | ACTUATOR,HYDR;RTRY, BALL VALVE,DIR |  |  | ACTUATOR,HYDRAULIC;ROTARY, BALL VALVE,ADDITIONAL FEATURES EN:DIR,MNFR:01)KEYSTONE,PTNO:01)F79U-006-STC | EN_01)ROTARY, BALL VALVE,01)DIR,01)KEYSTONE,01)F79U-006-STC |  |  | KEYSTONE | KEYSTONE | F79U-006-STC | [5 empty] | http://www.ggroup2003.com/private_folder/Keystone/keystone-pneumatic_F79U.pdf | [10 empty] | Enriched | 31251504 Pneumatic actuators | ACTUATOR | PNEUMATIC | TYPE | ROTARY, DOUBLE ACTING, SPRING RETURN | TRAVEL |  | INLET CONNECTION SIZE |  | INLET CONNECTION TYPE |  | OUTLET CONNECTION SIZE |  | OUTLET CONNECTION TYPE |  | TORQUE RATING |  | PRESSURE RATING | 8.3 BAR | TEMPERATURE RATING | -30 TO 90 DEG C | MATERIAL | EXTRUDED ALUMINIUM | MOUNTING TYPE | DIRECT | HAZARD CLASS |  | CERTIFICATION/STANDARD |  | ADDITIONAL FEATURES | FOR BALL VALVE | [45 empty] | Production Completed
STP_009 - Lot4 | Data Enrichment | RMU | OK, PRODUCT DIFFERS PROCESSED PER URL | 2023-07-21 | 2023-08-07 |  | 1364346 | 1364346 | EA | ACTUATOR,HYDR;WHEEL BRAKE CYLINDER |  |  | ACTUATOR,HYDRAULIC;TYPE:WHEEL BRAKE CYLINDER,ADDITIONAL FEATURES EN:ASSY:REAR,MNFR:01)MODMOTOR,PTNO:01)0602BB1420N | EN_01)WHEEL BRAKE CYLINDER,01)ASSY:REAR,01)MODMOTOR,01)0602BB1420N |  |  | MODMOTOR | MODMOTOR | 0602BB1420N | [5 empty] | https://mechdeals.com/product-detail/wheel-cylinder-assembly-dia-254-38146 | [10 empty] | Cleansed | 23153100 Industrial machinery components and accessories | CYLINDER | BRAKE | TYPE | WHEEL, REAR | PORT SIZE |  | STROKE |  | CAPACITY |  | PRESSURE RATING |  | FLUID TYPE |  | MOUNTING TYPE |  | HOUSING MATERIAL |  | TEMPERATURE RATING |  | CERTIFICATION/STANDARD |  | ADDITIONAL FEATURES | ASSEMBLY | [51 empty] | Production Completed
STP_009 - Lot4 | Data Enrichment | RMU | OK, PRODUCT DIFFERS PROCESSED PER URL | 2023-07-21 | 2023-08-07 |  | 1365032 | 1365032 | EA | ACTUATOR;CLUTCH, SLAVE CYLINDER,ASSY |  |  | ACTUATOR;TYPE:CLUTCH, SLAVE CYLINDER,ADDITIONAL FEATURES EN:ASSY,MNFR:01)AUSCO,PTNO:01)98336 | CLUTCH, SLAVE CYLINDER,01)ASSY,01)AUSCO,01)98336 |  |  | AUSCO | AUSCO | 98336 | [5 empty] | https://www.auscoproducts.com/wp-content/uploads/2023/02/102267.pdf | [10 empty] | Cleansed | 25171700 Braking systems and components | KIT | NO MODIFIER | TYPE | ACTUATOR, CLUTCH, SLAVE CYLINDER | CONTENTS |  | NUMBER OF ITEMS |  | HAZARD CLASS |  | CERTIFICATION/STANDARD |  | ADDITIONAL FEATURES | ASSEMBLY | [61 empty] | Production Completed
STP_009 - Lot4 | Data Enrichment | RMU | OK, NM SUGESSTED BY MUF | 2023-07-21 | 2023-08-07 |  | 1284112 | 1284112 | EA | ACTUATOR;FLUSH, REPAIR/UPGRADE |  |  | ACTUATOR;TYPE:FLUSH,ADDITIONAL FEATURES EN:P/B, PLASTIC ILLUM GREENAS PER ITEM 10 HAYMANS, REPAIR/UPGRADE,MNFR:01)HAYMANS ELECTRICAL | FLUSH,01)P/B, PLASTIC ILLUM GREENAS,02) REPAIR/UPGRADE,01)HAYMANS ELECTRICAL (PARTS),01)S&SD7PL-F3 |  |  | HAYMANS ELECTRICAL | SPRECHER AND SCHUH | D7PL-F3 |  | HAYMANS ELECTRICAL |  |  |  | https://prdsccdnstorage.blob.core.windows.net/techdatasheets/D7PLF3-6064-datasheet.pdf?sv=2019-02-02&ss=b&srt=sco&sp=rwdlac&se=2050-02-24T14:36:22Z&st=2020-02-24T06:36:22Z&spr=https&sig=ZYSSzNvPIpdF2duj%2B0Q%2Fxscgj9MvyEATcIdm%2Bn6Urmc%3D |  | 10 | [8 empty] | Enriched | 39122200 Electrical switches and accessories | BUTTON | NO MODIFIER | TYPE | PUSH, Flush, Illuminated, Momentary actuating | SIZE | 22.5 MM DIA | MATERIAL | PLASTIC | COLOUR | GREEN | MOUNTING TYPE |  | HAZARD CLASS |  | CERTIFICATION/STANDARD | NEMA ICS-5, UL 508, EN 60947-1, EN 60947-5-1, EN 60947-5-5, EN 418 | ADDITIONAL FEATURES | REPAIR/UPGRADE | [57 empty] | Production Completed
STP_009 - Lot4 | Data Enrichment | RMU | OK, NM SUGESSTED BY MUF | 2023-07-21 | 2023-08-07 |  | 1283980 | 1283980 | EA | ACTUATOR;FLUSH,PAIR/UPGRADE |  |  | ACTUATOR;TYPE:FLUSH,ADDITIONAL FEATURES EN:P/B, PLASTIC ILLUM REDAS PER ITEM 5 HAYMANS HAF,PAIR/UPGRADE,MNFR:01)HAYMANS ELECTRICAL ( | FLUSH,01)P/B, PLASTIC ILLUM REDAS PE,02)PAIR/UPGRADE,01)HAYMANS ELECTRICAL (PARTS),01)S&SD7PL-F4 |  |  | HAYMANS ELECTRICAL ( | SPRECHER AND SCHUH | D7PL-F4 |  | HAYMANS ELECTRICAL |  |  |  | https://prdsccdnstorage.blob.core.windows.net/techdatasheets/D7PLF4-6067-datasheet.pdf?sv=2019-02-02&ss=b&srt=sco&sp=rwdlac&se=2050-02-24T14:36:22Z&st=2020-02-24T06:36:22Z&spr=https&sig=ZYSSzNvPIpdF2duj%2B0Q%2Fxscgj9MvyEATcIdm%2Bn6Urmc%3D |  | 5 | [8 empty] | Enriched | 39122200 Electrical switches and accessories | BUTTON | NO MODIFIER | TYPE | PUSH, Flush, Illuminated, Momentary actuating | SIZE | 22.5 MM DIA | MATERIAL | PLASTIC | COLOUR | RED | MOUNTING TYPE |  | HAZARD CLASS |  | CERTIFICATION/STANDARD | NEMA ICS-5, UL 508, EN 60947-1, EN 60947-5-1, EN 60947-5-5, EN 418 | ADDITIONAL FEATURES | PAIR/UPGRADE | [57 empty] | Production Completed
STP_009 - Lot4 | Data Enrichment | RMU | OK | 2023-07-21 | 2023-08-07 |  | 1283898 | 1283898 | EA | ACTUATOR;KEYED 2 POSITION,PLSTC |  |  | ACTUATOR;TYPE:KEYED 2 POSITION,MATERIAL:PLASTIC,ADDITIONAL FEATURES EN:STAYPUT AS PER ITEM 5 HAYMANS HAZZARD LIGHT INS,MNFR:01) HAYM | KEYED 2 POSITION,EN_01)PLASTIC,01)STAYPUT AS PER ITEM 5 HAYMA,01)HAYMANS ELECTRICAL (PARTS),01)S&SD7P-KM22 |  |  | HAYM | SPRECHER AND SCHUH | D7P-KM22 |  | HAYMANS ELECTRICAL |  |  |  | https://prdsccdnstorage.blob.core.windows.net/techdatasheets/D7PKM22-6046-datasheet.pdf?sv=2019-02-02&ss=b&srt=sco&sp=rwdlac&se=2050-02-24T14:36:22Z&st=2020-02-24T06:36:22Z&spr=https&sig=ZYSSzNvPIpdF2duj%2B0Q%2Fxscgj9MvyEATcIdm%2Bn6Urmc%3D |  | 5 | [8 empty] | Enriched | 39122217 Rotary switch | SWITCH | SELECTOR | TYPE |  | VOLTAGE RATING |  | CURRENT RATING |  | NUMBER OF POLES |  | NUMBER OF POSITIONS | 2 | ENCLOSURE | ip65/66 | OPERATOR TYPE | Latched / Maintained rotary key | MOUNTING TYPE |  | TEMPERATURE RATING | -25 to 70 deg c | CONNECTION TYPE |  | POWER RATING |  | ACTION |  | MATERIAL | Thermoplastic | COLOUR | BLACK | SIZE | 22.5 MM | HAZARD CLASS |  | CERTIFICATION/STANDARD | NEMA ICS-5, UL 508, EN 60947-1, EN 60947-5-1, EN 60947-5-5, EN 418 | ADDITIONAL FEATURES | [38 empty] | Production Completed
STP_009 - Lot4 | Data Enrichment | RMU | OK | 2023-07-21 | 2023-08-07 |  | 1345280 | 1345280 | EA | ACTUATOR;LINEAR,200 MM,SMC |  |  | ACTUATOR;TYPE:LINEAR,TRAVEL:200 MM,ADDITIONAL FEATURES EN:CYLINDER ASSEMBLY, 80MM NB,MNFR:01)SMC,PTNO:01)CDPA1DN80-200NY | LINEAR,200 MM,01)CYLINDER ASSEMBLY, 80MM NB,01)SMC,01)CDPA1DN80-200NY |  |  | SMC CORPORATION (AUST) PTY LTD | SMC | CDPA1DN80-200NY | [5 empty] | URL NOT FOUND | [10 empty] | Cleansed | 31251500 Actuators | ACTUATOR | No Modifier | TYPE | LINEAR, CYLINDER | SIZE |  | TRAVEL | 200 MM | MATERIAL |  | MATERIAL SPECIFICATION |  | HAZARD CLASS |  | CERTIFICATION/STANDARD |  | ADDITIONAL FEATURES | ASSEMBLY, BORE: 80 MM | [57 empty] | Production Completed
STP_009 - Lot4 | Data Enrichment | RMU | OK | 2023-07-21 | 2023-08-07 |  | 1297985 | 1297985 | EA | ACTUATOR;LINEAR,CYLINDER ASSEMBLY, MR190 |  |  | ACTUATOR;TYPE:LINEAR,ADDITIONAL FEATURES EN:CYLINDER ASSEMBLY, MR190,MNFR:01)REXROTH,PTNO:01)432545 | LINEAR,01)CYLINDER ASSEMBLY, MR190,01)REXROTH,01)432545 |  |  | REXROTH | REXROTH | 432545 | [5 empty] | https://www.schilke-hydraulik.de/bosch-rexroth2 | [10 empty] | Cleansed | 31251500 Actuators | ACTUATOR | No Modifier | TYPE | LINEAR, CYLINDER | SIZE |  | TRAVEL |  | MATERIAL |  | MATERIAL SPECIFICATION |  | HAZARD CLASS |  | CERTIFICATION/STANDARD |  | ADDITIONAL FEATURES | ASSEMBLY, MR190 | [57 empty] | Production Completed
STP_009 - Lot4 | Data Enrichment | RMU | OK, PRODUCT DIFFERS PROCESSED PER URL | 2023-07-21 | 2023-08-07 |  | 1297900 | 1297900 | EA | ACTUATOR;LINEAR,MARTNAIR,M/1031/400 |  |  | ACTUATOR;TYPE:LINEAR,ADDITIONAL FEATURES EN:CYLINDER ASSEMBLY, 3 IN BORE X 400 M,MNFR:01)MARTNAIR,PTNO:01)M/1031/400 | LINEAR,01)CYLINDER ASSEMBLY, 3 IN BOR,01)MARTNAIR,01)M/1031/400 |  |  | MARTNAIR | MARTNAIR | M/1031/400 | norgren |  |  |  |  | http://cdn.norgren.com/pdf/en_1.5.171_1995.pdf | [10 empty] | Enriched | 27131701 Pneumatic cylinders | CYLINDER | PNEUMATIC | TYPE | LINEAR, Heavy duty, double acting | BORE DIAMETER | 3 IN | STROKE | 400 MM | PRESSURE RATING | 2 TO 17 BAR | PORT SIZE |  | MATERIAL | Stainless steel | ROD END TYPE |  | SHAFT DIAMETER |  | TEMPERATURE RATING | -20 TO 80 DEG C | MOUNTING TYPE |  | CERTIFICATION/STANDARD |  | ADDITIONAL FEATURES | ASSEMBLY | [49 empty] | Production Completed
STP_009 - Lot4 | Data Enrichment | RMU | OK, PRODUCT DIFFERS PROCESSED PER URL | 2023-07-21 | 2023-08-07 |  | 1291055 | 1291055 | EA | ACTUATOR;LINEAR,MARTNAIR,M/1061/500 |  |  | ACTUATOR;TYPE:LINEAR,ADDITIONAL FEATURES EN:CYLINDER ASSEMBLY, 6 IN BORE X 500 M,MNFR:01)MARTNAIR,PTNO:01)M/1061/500 | LINEAR,01)CYLINDER ASSEMBLY, 6 IN BOR,01)MARTNAIR,01)M/1061/500 |  |  | MARTNAIR | MARTNAIR | M/1061/500 | norgren |  |  |  |  | http://cdn.norgren.com/pdf/en_1.5.171_1995.pdf | [10 empty] | Enriched | 27131701 Pneumatic cylinders | CYLINDER | PNEUMATIC | TYPE | LINEAR, Heavy duty, double acting | BORE DIAMETER | 6 IN | STROKE | 500 MM | PRESSURE RATING | 2 TO 17 BAR | PORT SIZE |  | MATERIAL | Stainless steel | ROD END TYPE |  | SHAFT DIAMETER |  | TEMPERATURE RATING | -20 TO 80 DEG C | MOUNTING TYPE |  | CERTIFICATION/STANDARD |  | ADDITIONAL FEATURES | ASSEMBLY | [49 empty] | Production Completed
STP_009 - Lot4 | Data Enrichment | RMU | OK, PRODUCT DIFFERS PROCESSED PER URL | 2023-07-21 | 2023-08-07 |  | 1297909 | 1297909 | EA | ACTUATOR;LINEAR,MARTNAIR,M/1061/650 |  |  | ACTUATOR;TYPE:LINEAR,ADDITIONAL FEATURES EN:CYLINDER ASSEMBLY, 6 IN BORE X 650 M,MNFR:01)MARTNAIR,PTNO:01)M/1061/650 | LINEAR,01)CYLINDER ASSEMBLY, 6 IN BOR,01)MARTNAIR,01)M/1061/650 |  |  | MARTNAIR | MARTNAIR | M/1061/650 | norgren |  |  |  |  | http://cdn.norgren.com/pdf/en_1.5.171_1995.pdf | [10 empty] | Enriched | 27131701 Pneumatic cylinders | CYLINDER | PNEUMATIC | TYPE | LINEAR, Heavy duty, double acting | BORE DIAMETER | 6 IN | STROKE | 650 MM | PRESSURE RATING | 2 TO 17 BAR | PORT SIZE |  | MATERIAL | Stainless steel | ROD END TYPE |  | SHAFT DIAMETER |  | TEMPERATURE RATING | -20 TO 80 DEG C | MOUNTING TYPE |  | CERTIFICATION/STANDARD |  | ADDITIONAL FEATURES | ASSEMBLY | [49 empty] | Production Completed
STP_009 - Lot4 | Data Enrichment | RMU | OK, PRODUCT DIFFERS PROCESSED PER URL | 2023-07-21 | 2023-08-07 |  | 1297898 | 1297898 | EA | ACTUATOR;LINEAR,MARTNAIR,M/1081/850 |  |  | ACTUATOR;TYPE:LINEAR,ADDITIONAL FEATURES EN:CYLINDER ASSEMBLY, 8 IN BORE X 850 M,MNFR:01)MARTNAIR,PTNO:01)M/1081/850 | LINEAR,01)CYLINDER ASSEMBLY, 8 IN BOR,01)MARTNAIR,01)M/1081/850 |  |  | MARTNAIR | MARTNAIR | M/1081/850 | norgren |  |  |  |  | http://cdn.norgren.com/pdf/en_1.5.171_1995.pdf | [10 empty] | Enriched | 27131701 Pneumatic cylinders | CYLINDER | PNEUMATIC | TYPE | LINEAR, Heavy duty, double acting | BORE DIAMETER | 8 IN | STROKE | 850 MM | PRESSURE RATING | 2 TO 17 BAR | PORT SIZE |  | MATERIAL | Stainless steel | ROD END TYPE |  | SHAFT DIAMETER |  | TEMPERATURE RATING | -20 TO 80 DEG C | MOUNTING TYPE |  | CERTIFICATION/STANDARD |  | ADDITIONAL FEATURES | ASSEMBLY | [49 empty] | Production Completed
STP_009 - Lot4 | Data Enrichment | RMU | OK | 2023-07-21 | 2023-08-07 |  | 1345853 | 1345853 | EA | ACTUATOR;LINEAR,REXROTH |  |  | ACTUATOR;TYPE:LINEAR,ADDITIONAL FEATURES EN:CYLINDER ASSEMBLY, CLAY GUN CLAM,MNFR:01)REXROTH,PTNO:01)45-13730 (H/L 004268) | LINEAR,01)CYLINDER ASSEMBLY, CLAY GUN,01)REXROTH,01)45-13730 (H/L 004268) |  |  | REXROTH | REXROTH | 45-13730 (H/L 004268) | [5 empty] | URL NOT FOUND | [10 empty] | Cleansed | 31251500 Actuators | ACTUATOR | No Modifier | TYPE | LINEAR, CYLINDER | SIZE |  | TRAVEL |  | MATERIAL |  | MATERIAL SPECIFICATION |  | HAZARD CLASS |  | CERTIFICATION/STANDARD |  | ADDITIONAL FEATURES | ASSEMBLY,CLAY GUN CLAM | [57 empty] | Production Completed
STP_009 - Lot4 | Data Enrichment | RMU | OK | 2023-07-21 | 2023-08-07 |  | 1297921 | 1297921 | EA | ACTUATOR;LINEAR,REXROTH,H/C 003805 |  |  | ACTUATOR;TYPE:LINEAR,ADDITIONAL FEATURES EN:CYLINDER ASSEMBLY, STACKER LUFFI,MNFR:01)REXROTH,PTNO:01)H/C 003805 | LINEAR,01)CYLINDER ASSEMBLY, STACKER,01)REXROTH,01)H/C 003805 |  |  | REXROTH | REXROTH | H/C 003805 | [5 empty] | URL NOT FOUND | [10 empty] | Cleansed | 31251500 Actuators | ACTUATOR | No Modifier | TYPE | LINEAR, CYLINDER | SIZE |  | TRAVEL |  | MATERIAL |  | MATERIAL SPECIFICATION |  | HAZARD CLASS |  | CERTIFICATION/STANDARD |  | ADDITIONAL FEATURES | ASSEMBLY, STACKER LUFFI | [57 empty] | Production Completed
STP_009 - Lot4 | Data Enrichment | RMU | OK | 2023-07-21 | 2023-08-07 |  | 1290945 | 1290945 | EA | ACTUATOR;MAGNETIC, SWITCH,PEPPERLF |  |  | ACTUATOR;TYPE:MAGNETIC, SWITCH,MNFR:01)PEPPERLF,PTNO:01)450016 | MAGNETIC, SWITCH,01)PEPPERLF,01)450016 |  |  | PEPPERLF | PEPPERLF | 450016 | [5 empty] | https://files.pepperl-fuchs.com/webcat/navi/productInfo/pds/450016_eng.pdf | [10 empty] | Cleansed | 31251500 Actuators | ACTUATOR | No Modifier | TYPE | MAGNETIC,SWITCH | SIZE |  | TRAVEL |  | MATERIAL | aluminum | MATERIAL SPECIFICATION |  | HAZARD CLASS |  | CERTIFICATION/STANDARD |  | ADDITIONAL FEATURES | [58 empty] | Production Completed
STP_009 - Lot4 | Data Enrichment | RMU | OK, NM SUGESSTED BY MUF | 2023-07-21 | 2023-08-07 |  | 1387604 | 1387604 | EA | ACTUATOR;SIE,3SU10600JB100AA0 |  |  |  |  | 3SU10600JB100AA0 | 3000032 | SIEMENS | SIEMENS | 3SU10600JB100AA0 | [5 empty] | https://us.rs-online.com/m/d/d37ac75625d2b2fe4de6452639a30a32.pdf | [10 empty] | Enriched | 39122200 Electrical switches and accessories | BUTTON | NO MODIFIER | TYPE | PUSH, Momentary actuating | SIZE | 30 MM | MATERIAL | PLASTIC | COLOUR | BLACK | MOUNTING TYPE |  | HAZARD CLASS |  | CERTIFICATION/STANDARD |  | ADDITIONAL FEATURES | [58 empty] | Production Completed
STP_009 - Lot4 | Data Enrichment | RMU | OK, NM SUGESSTED BY MUF | 2023-07-21 | 2023-08-07 |  | 1387606 | 1387606 | EA | ACTUATOR;SIE,3SU10600JB200AA0 |  |  |  |  | 3SU10600JB200AA0 | 3000032 | SIEMENS | SIEMENS | 3SU10600JB200AA0 | [5 empty] | https://us.rs-online.com/m/d/e0258891fffa3e3f34763b8a3b7eff68.pdf | [10 empty] | Enriched | 39122200 Electrical switches and accessories | BUTTON | NO MODIFIER | TYPE | PUSH, Momentary actuating | SIZE | 30 MM | MATERIAL | PLASTIC | COLOUR | RED | MOUNTING TYPE |  | HAZARD CLASS |  | CERTIFICATION/STANDARD |  | ADDITIONAL FEATURES | [58 empty] | Production Completed
STP_009 - Lot4 | Data Enrichment | RMU | OK, NM SUGESSTED BY MUF | 2023-07-21 | 2023-08-07 |  | 1387605 | 1387605 | EA | ACTUATOR;SIE,3SU10600JB300AA0 |  |  |  |  | 3SU10600JB300AA0 | 3000032 | SIEMENS | SIEMENS | 3SU10600JB300AA0 | [5 empty] | https://us.rs-online.com/m/d/d92956f52d18890e386283b6d84cd6ec.pdf | [10 empty] | Enriched | 39122200 Electrical switches and accessories | BUTTON | NO MODIFIER | TYPE | PUSH, Momentary actuating | SIZE | 30 MM | MATERIAL | PLASTIC | COLOUR | YELLOW | MOUNTING TYPE |  | HAZARD CLASS |  | CERTIFICATION/STANDARD |  | ADDITIONAL FEATURES | [58 empty] | Production Completed
STP_009 - Lot4 | Data Enrichment | RMU | OK, NM SUGESSTED BY MUF | 2023-07-21 | 2023-08-07 |  | 1387607 | 1387607 | EA | ACTUATOR;SIE,3SU10600JB400AA0 |  |  |  |  | 3SU10600JB400AA0 | 3000032 | SIEMENS | SIEMENS | 3SU10600JB400AA0 | [5 empty] | https://docs.rs-online.com/58ca/0900766b813cc6c1.pdf | [10 empty] | Enriched | 39122200 Electrical switches and accessories | BUTTON | NO MODIFIER | TYPE | PUSH, Momentary actuating | SIZE | 30 MM | MATERIAL | PLASTIC | COLOUR | GREEN | MOUNTING TYPE |  | HAZARD CLASS |  | CERTIFICATION/STANDARD |  | ADDITIONAL FEATURES | [58 empty] | Production Completed
STP_009 - Lot4 | Data Enrichment | RMU | OK, NM SUGESSTED BY MUF | 2023-07-21 | 2023-08-07 |  | 1387603 | 1387603 | EA | ACTUATOR;SIE,3SU11500AB401BA0 |  |  |  |  | 3SU11500AB401BA0 | 3000032 | SIEMENS | SIEMENS | 3SU11500AB401BA0 | [5 empty] | https://us.rs-online.com/m/d/45a20f20550885aa4ee791c36bfa2c48.pdf | [10 empty] | Enriched | 39122200 Electrical switches and accessories | BUTTON | NO MODIFIER | TYPE | PUSH, Momentary actuating | SIZE | 22 MM | MATERIAL | PLASTIC | COLOUR | GREEN | MOUNTING TYPE |  | HAZARD CLASS |  | CERTIFICATION/STANDARD |  | ADDITIONAL FEATURES | [58 empty] | Production Completed
STP_009 - Lot4 | Data Enrichment | RMU | OK, PRODUCT DIFFERS PROCESSED PER URL | 2023-07-21 | 2023-08-07 |  | 1295109 | 1295109 | EA | ACTUATOR,PNEU;AIR CYLINDER,50 MM,40 BORE |  |  | ACTUATOR,PNEUMATIC;TYPE:AIR CYLINDER,TRAVEL:50 MM,ADDITIONAL FEATURES EN:40 BORE,MNFR:01)MESCO,PTNO:01)SCA2TC40B50RODYCKD | EN_01)AIR CYLINDER,50 MM,01)40 BORE,01)MESCO,01)SCA2TC40B50RODYCKD |  |  | MESCO | MESCO | SCA2TC40B50RODYCKD | CKD |  |  |  |  | https://www.ckd.co.jp/kiki/en/file/4512 | [10 empty] | Enriched | 27131701 Pneumatic cylinders | CYLINDER | PNEUMATIC | TYPE | Double acting, single rod | BORE DIAMETER | 40 MM | STROKE | 50 MM | PRESSURE RATING | 0.05 TO 1 MPA | PORT SIZE | RC1/4 | MATERIAL | Aluminum alloy | ROD END TYPE |  | SHAFT DIAMETER |  | TEMPERATURE RATING | -10 TO 60 DEG C | MOUNTING TYPE | Intermediate trunnion | CERTIFICATION/STANDARD |  | ADDITIONAL FEATURES | [50 empty] | Production Completed
STP_009 - Lot4 | Data Enrichment | RMU | ok | 2023-07-21 | 2023-08-07 |  | 1349713 | 1349713 | EA | ACTUATOR,PNEU;CYL |  |  | ACTUATOR,PNEUMATIC;TYPE:CYLINDER,ADDITIONAL FEATURES EN:2.5 IN BORE HYDRAC-TYPE C1,MNFR:01)MARWEIGH,PTNO:01)E 3764-52 | EN_01)CYLINDER,01)2.5 IN BORE HYDRAC-TYPE C1,01)MARWEIGH,01)E 3764-52 |  |  | MARWEIGH | MARWEIGH | E 3764-52 | [5 empty] | URL NOT FOUND | [10 empty] | Cleansed | 31251504 Pneumatic actuators | ACTUATOR | PNEUMATIC | TYPE | CYLINDER | TRAVEL |  | INLET CONNECTION SIZE |  | INLET CONNECTION TYPE |  | OUTLET CONNECTION SIZE |  | OUTLET CONNECTION TYPE |  | TORQUE RATING |  | PRESSURE RATING |  | TEMPERATURE RATING |  | MATERIAL |  | MOUNTING TYPE |  | HAZARD CLASS |  | CERTIFICATION/STANDARD |  | ADDITIONAL FEATURES | bore: 2-1/2 IN, HYDRAC-TYPE C1 | [45 empty] | Production Completed
STP_009 - Lot4 | Data Enrichment | RMU | OK, PRODUCT DIFFERS PROCESSED PER URL | 2023-07-21 | 2023-08-07 |  | 1350286 | 1350286 | EA | ACTUATOR,PNEU;CYL,140 MM,80 (BORE) |  |  | ACTUATOR,PNEUMATIC;TYPE:CYLINDER,TRAVEL:140 MM,ADDITIONAL FEATURES EN:80 (BORE),MNFR:01)MESCO,PTNO:01)SCA2-TC-80B-140(CKD) | EN_01)CYLINDER,140 MM,01)80 (BORE),01)MESCO,01)SCA2-TC-80B-140(CKD) |  |  | MESCO | MESCO | SCA2-TC-80B-140(CKD) | CKD |  |  |  |  | https://www.ckd.co.jp/kiki/en/file/4512 | [10 empty] | Enriched | 27131701 Pneumatic cylinders | CYLINDER | PNEUMATIC | TYPE | Double acting, single rod | BORE DIAMETER | 80 MM | STROKE | 140 MM | PRESSURE RATING | 0.05 TO 1 MPA | PORT SIZE | RC1/2 | MATERIAL | Aluminum alloy | ROD END TYPE |  | SHAFT DIAMETER |  | TEMPERATURE RATING | -10 TO 60 DEG C | MOUNTING TYPE | Intermediate trunnion | CERTIFICATION/STANDARD |  | ADDITIONAL FEATURES | [50 empty] | Production Completed
STP_009 - Lot4 | Data Enrichment | RMU | OK, PRODUCT DIFFERS PROCESSED PER URL | 2023-07-21 | 2023-08-07 |  | 1290454 | 1290454 | EA | ACTUATOR,PNEU;CYL,18-1/8 IN |  |  | ACTUATOR,PNEUMATIC;TYPE:CYLINDER,TRAVEL:18-1/8 IN,ADDITIONAL FEATURES EN:BARREL:3-1/4 IN SERIES 2A,CUSHIONED,(460MM),MNFR:01)CRL, PTNO:01)3-1/4"CDD2AR14AC18-1/8" | EN_01)CYLINDER,18-1/8 IN,01)BARREL:3-1/4 IN SERIES 2A,C,01)CRL,01)3-1/4"CDD2AR14AC18-1/8" |  |  | CRL | CRL | 3-1/4"CDD2AR14AC18-1/8" | PARKER HANNIFIN |  |  |  |  | https://www.parker.com/content/dam/Parker-com/Literature/Industrial-Cylinder/HY08-0910-1NA.pdf | [10 empty] | Enriched | 27131701 Pneumatic cylinders | CYLINDER | PNEUMATIC | TYPE | HEAVY DUTY | BORE DIAMETER | 3-1/4 IN | STROKE | 18-1/8 IN | PRESSURE RATING | 250 PSI | PORT SIZE | 1/2 IN BSPP | MATERIAL | STEEL | ROD END TYPE |  | SHAFT DIAMETER | 1 IN | TEMPERATURE RATING | -10 TO 165 DEG F | MOUNTING TYPE | Intermediate Fixed Trunnion | CERTIFICATION/STANDARD |  | ADDITIONAL FEATURES | C/W CUSHION HEAD | [49 empty] | Production Completed
STP_009 - Lot4 | Data Enrichment | RMU | OK, PRODUCT DIFFERS PROCESSED PER URL | 2023-07-21 | 2023-08-07 |  | 1349739 | 1349739 | EA | ACTUATOR,PNEU;CYL,3 IN,3.25 IN (BORE) |  |  | ACTUATOR,PNEUMATIC;TYPE:CYLINDER,TRAVEL:3 IN,ADDITIONAL FEATURES EN:3.25 IN (BORE),MNFR:01)PARKHANN,PTNO:01)3.25-DBR-2A-R-1-4-A- 3" | EN_01)CYLINDER,3 IN,01)3.25 IN (BORE),01)PARKHANN,01)3.25-DBR-2A-R-1-4-A-3" |  |  | PARKHANN | PARKER HANNIFIN | 3.25-DBR-2A-R-1-4-A- 3" | [5 empty] | https://www.parker.com/content/dam/Parker-com/Literature/Industrial-Cylinder/HY08-0910-1NA.pdf | [10 empty] | Enriched | 27131701 Pneumatic cylinders | CYLINDER | PNEUMATIC | TYPE | HEAVY DUTY | BORE DIAMETER | 3-1/4 IN | STROKE | 3 IN | PRESSURE RATING | 250 PSI | PORT SIZE |  | MATERIAL | STEEL | ROD END TYPE |  | SHAFT DIAMETER | 1 IN | TEMPERATURE RATING | -10 TO 165 DEG F | MOUNTING TYPE | Cap Trunnion | CERTIFICATION/STANDARD |  | ADDITIONAL FEATURES | [50 empty] | Production Completed
STP_009 - Lot4 | Data Enrichment | RMU | OK, PRODUCT DIFFERS PROCESSED PER URL | 2023-07-21 | 2023-08-07 |  | 1348913 | 1348913 | EA | ACTUATOR,PNEU;CYL,50 MM,AXIAL FOOT |  |  | ACTUATOR,PNEUMATIC;TYPE:CYLINDER,TRAVEL:50 MM,MOUNTING TYPE:AXIAL FOOT,ADDITIONAL FEATURES EN:40MM BORE,SINGLE ACTING,SINGLE,ROD BOOT,SPRING,HARGE CAR,MNFR:01)SMC,PTNO:01)CDM2L40-50J | EN_01)CYLINDER,50 MM,AXIAL FOOT,01)40MM BORE,SINGLE ACTING,SIN,02)HARGE CAR,01)SMC,01)CDM2L40-50J |  |  | SMC CORPORATION (AUST) PTY LTD | SMC | CDM2L40-50J | [5 empty] | https://www.smcpneumatics.com/pdfs/CM2.pdf | [10 empty] | Enriched | 27131701 Pneumatic cylinders | CYLINDER | PNEUMATIC | TYPE | Double Acting, Single Rod | BORE DIAMETER | 40 MM | STROKE | 50 MM | PRESSURE RATING | 0.05 TO 1 MPA | PORT SIZE |  | MATERIAL | Stainless steel | ROD END TYPE |  | SHAFT DIAMETER |  | TEMPERATURE RATING | -10 TO 60 DEG C | MOUNTING TYPE | AXIAL FOOT | CERTIFICATION/STANDARD |  | ADDITIONAL FEATURES | Nylon tarpaulin ROD BOOT, HARGE CAR | [49 empty] | Production Completed
STP_009 - Lot4 | Data Enrichment | RMU | OK | 2023-07-21 | 2023-08-07 |  | 1346728 | 1346728 | EA | ACTUATOR,PNEU;CYL,TAKE UP FORK KIT |  |  | ACTUATOR,PNEUMATIC;TYPE:CYLINDER,ADDITIONAL FEATURES EN:TAKE UP FORK KIT,MNFR:01)MAGALDI,PTNO:01)PEI1829 | EN_01)CYLINDER,01)TAKE UP FORK KIT,01)MAGALDI,01)PEI1829 |  |  | MAGALDI | MAGALDI | PEI1829 | [5 empty] | URL NOT FOUND | [10 empty] | Cleansed | 31251504 Pneumatic actuators | ACTUATOR | PNEUMATIC | TYPE | CYLINDER | TRAVEL |  | INLET CONNECTION SIZE |  | INLET CONNECTION TYPE |  | OUTLET CONNECTION SIZE |  | OUTLET CONNECTION TYPE |  | TORQUE RATING |  | PRESSURE RATING |  | TEMPERATURE RATING |  | MATERIAL |  | MOUNTING TYPE |  | HAZARD CLASS |  | CERTIFICATION/STANDARD |  | ADDITIONAL FEATURES | TAKE UP FORK KIT | [45 empty] | Production Completed
STP_009 - Lot4 | Data Enrichment | RMU | OK | 2023-07-21 | 2023-08-07 |  | 1346771 | 1346771 | EA | ACTUATOR,PNEU;CYL,TAKE UP FORK KIT |  |  | ACTUATOR,PNEUMATIC;TYPE:CYLINDER,ADDITIONAL FEATURES EN:TAKE UP FORK KIT,MNFR:01)MAGALDI,PTNO:01)CSK0009 | EN_01)CYLINDER,01)TAKE UP FORK KIT,01)MAGALDI,01)CSK0009 |  |  | MAGALDI | MAGALDI | CSK0009 | [5 empty] | URL NOT FOUND | [10 empty] | Cleansed | 31251504 Pneumatic actuators | ACTUATOR | PNEUMATIC | TYPE | CYLINDER | TRAVEL |  | INLET CONNECTION SIZE |  | INLET CONNECTION TYPE |  | OUTLET CONNECTION SIZE |  | OUTLET CONNECTION TYPE |  | TORQUE RATING |  | PRESSURE RATING |  | TEMPERATURE RATING |  | MATERIAL |  | MOUNTING TYPE |  | HAZARD CLASS |  | CERTIFICATION/STANDARD |  | ADDITIONAL FEATURES | TAKE UP FORK KIT | [45 empty] | Production Completed
STP_009 - Lot4 | Data Enrichment | RMU | OK | 2023-07-21 | 2023-08-07 |  | 1294796 | 1294796 | EA | ACTUATOR,PNEU;DOUBLE ACTUATING,KEYFLO |  |  | ACTUATOR,PNEUMATIC;TYPE:DOUBLE ACTUATING,ADDITIONAL FEATURES EN:F79U 024 F DA,MNFR:01)KEYFLO,PTNO:01)11120651 | EN_01)DOUBLE ACTUATING,01)F79U 024 F DA,01)KEYFLO,01)11120651 |  |  | KEYFLO | KEYFLO | F79U 024 F DA |  | KEYFLO | 11120651 |  |  | http://www.ggroup2003.com/private_folder/Keystone/keystone-pneumatic_F79U.pdf | [10 empty] | Enriched | 31251504 Pneumatic actuators | ACTUATOR | PNEUMATIC | TYPE | DOUBLE ACTING, SPRING RETURN | TRAVEL |  | INLET CONNECTION SIZE |  | INLET CONNECTION TYPE |  | OUTLET CONNECTION SIZE |  | OUTLET CONNECTION TYPE |  | TORQUE RATING |  | PRESSURE RATING | 8.3 BAR | TEMPERATURE RATING | -30 TO 90 DEG C | MATERIAL | EXTRUDED ALUMINIUM | MOUNTING TYPE | DIRECT | HAZARD CLASS |  | CERTIFICATION/STANDARD |  | ADDITIONAL FEATURES | [46 empty] | Production Completed
STP_009 - Lot4 | Data Enrichment | RMU | OK | 2023-07-21 | 2023-08-07 |  | 1295270 | 1295270 | EA | ACTUATOR,PNEU;DOUBLE ACTUATING,KEYFLO |  |  | ACTUATOR,PNEUMATIC;TYPE:DOUBLE ACTUATING,ADDITIONAL FEATURES EN:F79U 006 DA,MNFR:01)KEYFLO,PTNO:01)11125762 | EN_01)DOUBLE ACTUATING,01)F79U 006 DA,01)KEYFLO,01)11125762 |  |  | KEYFLO | KEYFLO | F79U 006 DA |  | KEYFLO | 11125762 |  |  | http://www.ggroup2003.com/private_folder/Keystone/keystone-pneumatic_F79U.pdf | [10 empty] | Enriched | 31251504 Pneumatic actuators | ACTUATOR | PNEUMATIC | TYPE | DOUBLE ACTING, SPRING RETURN | TRAVEL |  | INLET CONNECTION SIZE |  | INLET CONNECTION TYPE |  | OUTLET CONNECTION SIZE |  | OUTLET CONNECTION TYPE |  | TORQUE RATING |  | PRESSURE RATING | 8.3 BAR | TEMPERATURE RATING | -30 TO 90 DEG C | MATERIAL | EXTRUDED ALUMINIUM | MOUNTING TYPE | DIRECT | HAZARD CLASS |  | CERTIFICATION/STANDARD |  | ADDITIONAL FEATURES | [46 empty] | Production Completed
STP_009 - Lot4 | Data Enrichment | RMU | OK | 2023-07-21 | 2023-08-07 |  | 1295211 | 1295211 | EA | ACTUATOR,PNEU;F89U 140 DA,KEYFLO |  |  | ACTUATOR,PNEUMATIC;ADDITIONAL FEATURES EN:F89U 140 DA,MNFR:01)KEYFLO,PTNO:01)F89U 140 DA NH | 01)F89U 140 DA,01)KEYFLO,01)F89U 140 DA NH |  |  | KEYFLO | KEYFLO | F89U 140 DA NH | [5 empty] | https://www.emerson.com/documents/automation/data-sheets-f89-pneumatic-quarter-turn-actuator-keystone-en-en-5196766.pdf | [10 empty] | Enriched | 31251504 Pneumatic actuators | ACTUATOR | PNEUMATIC | TYPE | QUARTER-TURN | TRAVEL |  | INLET CONNECTION SIZE |  | INLET CONNECTION TYPE |  | OUTLET CONNECTION SIZE |  | OUTLET CONNECTION TYPE |  | TORQUE RATING |  | PRESSURE RATING | 8.3 BAR | TEMPERATURE RATING | -20 TO 80 DEG C | MATERIAL | EXTRUDED ALUMINIUM | MOUNTING TYPE | DIRECT | HAZARD CLASS |  | CERTIFICATION/STANDARD | EN15714-3 | ADDITIONAL FEATURES | [46 empty] | Production Completed
STP_009 - Lot4 | Data Enrichment | RMU | OK, PRODUCT DIFFERS PROCESSED PER URL | 2023-07-21 | 2023-08-07 |  | 1290868 | 1290868 | EA | ACTUATOR,PNEU;LNR |  |  | ACTUATOR,PNEUMATIC;TYPE:LINEAR,ADDITIONAL FEATURES EN:CYLINDER ASSEMBLY, (2130)PLOUGH,MNFR:01)NORGREN,PTNO:01)PRA/182040/304 | EN_01)LINEAR,01)CYLINDER ASSEMBLY, (2130)PL,01)NORGREN,01)PRA/182040/304 |  |  | NORGREN | NORGREN | PRA/182040/304 | [5 empty] | https://cdn.norgren.com/pdf/en_1_5_135_PRA_182000.pdf | [10 empty] | Enriched | 27131701 Pneumatic cylinders | CYLINDER | PNEUMATIC | TYPE | LINEAR, double acting | BORE DIAMETER | 40 MM | STROKE | 304 MM | PRESSURE RATING | 16 BAR | PORT SIZE | G1/4 | MATERIAL | anodised aluminium | ROD END TYPE |  | SHAFT DIAMETER | 16 MM | TEMPERATURE RATING | -20 TO 80 DEG C | MOUNTING TYPE |  | CERTIFICATION/STANDARD |  | ADDITIONAL FEATURES | ASSEMBLY, 2130 PLOUGH | [49 empty] | Production Completed
STP_009 - Lot4 | Data Enrichment | RMU | OK | 2023-07-21 | 2023-08-07 |  | 1347591 | 1347591 | EA | ACTUATOR,PNEU;LNR, HYD-AIR,INGRAND |  |  | ACTUATOR,PNEUMATIC;LINEAR, HYD-AIR,ADDITIONAL FEATURES EN:X-FLO 35H, 160 X 150MM BORE X STROKE, C/W VALVING 7-BAR,MNFR:01)INGRAND, PTNO:01)1910-SP-35H | EN_01)LINEAR, HYD-AIR,01)X-FLO 35H, 160 X 150MM BORE,01)INGRAND,01)1910-SP-35H |  |  | INGRAND | INGRAND | 1910-SP-35H | [5 empty] | URL NOT FOUND | [10 empty] | Cleansed | 31251504 Pneumatic actuators | ACTUATOR | PNEUMATIC | TYPE | LINEAR, HYD-AIR | TRAVEL | 150 MM | INLET CONNECTION SIZE |  | INLET CONNECTION TYPE |  | OUTLET CONNECTION SIZE |  | OUTLET CONNECTION TYPE |  | TORQUE RATING |  | PRESSURE RATING |  | TEMPERATURE RATING |  | MATERIAL |  | MOUNTING TYPE |  | HAZARD CLASS |  | CERTIFICATION/STANDARD |  | ADDITIONAL FEATURES | X-FLO 35H, BORE: 160 MM, C/W VALVING 7-BAR | [45 empty] | Production Completed
STP_009 - Lot4 | Data Enrichment | RMU | OK | 2023-07-21 | 2023-08-07 |  | 1347592 | 1347592 | EA | ACTUATOR,PNEU;LNR, HYD-AIR,INGRAND |  |  | ACTUATOR,PNEUMATIC;LINEAR, HYD-AIR,ADDITIONAL FEATURES EN:X-FLO 55H, 160 X 150MM BORE X STROKE C/W VALVING 7-BAR,MNFR:01)INGRAND, PTNO:01)1910-SP-55H | EN_01)LINEAR, HYD-AIR,01)X-FLO 55H, 160 X 150MM BORE,01)INGRAND,01)1910-SP-55H |  |  | INGRAND | INGRAND | 1910-SP-55H | [5 empty] | URL NOT FOUND | [10 empty] | Cleansed | 31251504 Pneumatic actuators | ACTUATOR | PNEUMATIC | TYPE | LINEAR, HYD-AIR | TRAVEL | 150 MM | INLET CONNECTION SIZE |  | INLET CONNECTION TYPE |  | OUTLET CONNECTION SIZE |  | OUTLET CONNECTION TYPE |  | TORQUE RATING |  | PRESSURE RATING |  | TEMPERATURE RATING |  | MATERIAL |  | MOUNTING TYPE |  | HAZARD CLASS |  | CERTIFICATION/STANDARD |  | ADDITIONAL FEATURES | X-FLO 55H, BORE: 160 MM, C/W VALVING 7-BAR | [45 empty] | Production Completed
STP_009 - Lot4 | Data Enrichment | RMU | OK, PRODUCT DIFFERS PROCESSED PER URL | 2023-07-21 | 2023-08-07 |  | 1297385 | 1297385 | EA | ACTUATOR,PNEU;LNR,1.06 M |  |  | ACTUATOR,PNEUMATIC;TYPE:LINEAR,TRAVEL:1.06 M,ADDITIONAL FEATURES EN:ASSEMBLY,200MM DIA,TIE-ROD CYLINDER,MNFR:01)REXROTH,PTNO:01) 167/200/1060 | EN_01)LINEAR,1.06 M,01)ASSEMBLY,200MM DIA,TIE-ROD,01)REXROTH,01)167/200/1060 |  |  | REXROTH | REXROTH | 167/200/1060 | [5 empty] | https://aircrafter.ru/files/60M2L050A0050_2008-01-31/Bosch_Cylinder_ser_167.pdf | [10 empty] | Enriched | 27131701 Pneumatic cylinders | CYLINDER | PNEUMATIC | TYPE | LINEAR, double-acting | BORE DIAMETER | 200 MM | STROKE | 1.06 M | PRESSURE RATING | 10 BAR | PORT SIZE | G3/4 | MATERIAL | aluminum, anodized | ROD END TYPE |  | SHAFT DIAMETER | 80 MM | TEMPERATURE RATING | -20 TO 75 DEG C | MOUNTING TYPE |  | CERTIFICATION/STANDARD |  | ADDITIONAL FEATURES | ASSEMBLY, TIE-ROD CYLINDER | [49 empty] | Production Completed
STP_009 - Lot4 | Data Enrichment | RMU | OK, PRODUCT DIFFERS PROCESSED PER URL | 2023-07-21 | 2023-08-07 |  | 1290298 | 1290298 | EA | ACTUATOR,PNEU;LNR,6 IN,BSPP,BSPP |  |  | ACTUATOR,PNEUMATIC;TYPE:LINEAR,TRAVEL:6 IN,INLET CONNECTION TYPE:BSPP,OUTLET CONNECTION TYPE:BSPP,MOUNTING TYPE:PISTON ROD STYLE NO 1,ADDITIONAL FEATURES EN:CYLINDER ASSEMBLY,3-1/4 IN NB,CUSHIONED,INTERMEDIATE TRUNION,(X1=10,0MM),END STYLE NO.43/4 IN DIA PORTS ON NO.1 HEAD AND CAP ENDS,MNFR:01)PARKHANN,PTNO:01)3-1/4"CDD2AR14AC6" | EN_01)LINEAR,6 IN,BSPP,BSPP,PISTON ROD STYLE NO 1,01)CYLINDER ASSEMBLY,3-1/4 IN,02)0MM),END STYLE NO.43/4 IN D,01)PARKHANN,01)3-1/4"CDD2AR14AC6" |  |  | PARKHANN | PARKER HANNIFIN | 3-1/4"CDD2AR14AC6" | [5 empty] | https://www.parker.com/content/dam/Parker-com/Literature/Industrial-Cylinder/HY08-0910-1NA.pdf | [10 empty] | Enriched | 27131701 Pneumatic cylinders | CYLINDER | PNEUMATIC | TYPE | HEAVY DUTY | BORE DIAMETER | 3-1/4 IN | STROKE | 6 IN | PRESSURE RATING | 250 PSI | PORT SIZE |  | MATERIAL | STEEL | ROD END TYPE |  | SHAFT DIAMETER | 1 IN | TEMPERATURE RATING | -10 TO 165 DEG F | MOUNTING TYPE | Intermediate Fixed Trunnion | CERTIFICATION/STANDARD |  | ADDITIONAL FEATURES | ASSEMBLY, BSPP PORT, PISTON ROD STYLE NO 1, X1=10,0 MM, END STYLE NO. 43/4 IN DIA PORTS ON NO.1 HEAD AND CAP ENDS, C/W CUSHION HEAD | [49 empty] | Production Completed
STP_009 - Lot4 | Data Enrichment | RMU | OK | 2023-07-21 | 2023-08-07 |  | 1319916 | 1319916 | EA | ACTUATOR,PNEU;RTRY,KEYFLO,11420174 |  |  | ACTUATOR,PNEUMATIC;TYPE:ROTARY,ADDITIONAL FEATURES EN:1/4 TURN,PENTAIR SERIESF89U,MNFR:01)KEYFLO,PTNO:01)11420174 | EN_01)ROTARY,01)1/4 TURN,PENTAIR SERIESF89U,01)KEYFLO,01)11420174 |  |  | KEYFLO | KEYFLO | F89U | PENTAIR | KEYFLOW | 11420174 |  |  | https://www.emerson.com/documents/automation/data-sheets-f89-pneumatic-quarter-turn-actuator-keystone-en-en-5196766.pdf | [10 empty] | Enriched | 31251504 Pneumatic actuators | ACTUATOR | PNEUMATIC | TYPE | ROTARY, QUARTER-TURN | TRAVEL |  | INLET CONNECTION SIZE |  | INLET CONNECTION TYPE |  | OUTLET CONNECTION SIZE |  | OUTLET CONNECTION TYPE |  | TORQUE RATING |  | PRESSURE RATING | 8.3 BAR | TEMPERATURE RATING | -20 TO 80 DEG C | MATERIAL | EXTRUDED ALUMINIUM | MOUNTING TYPE | DIRECT | HAZARD CLASS |  | CERTIFICATION/STANDARD | EN15714-3 | ADDITIONAL FEATURES | [46 empty] | Production Completed
STP_009 - Lot4 | Data Enrichment | RMU | OK | 2023-07-21 | 2023-08-07 |  | 1365302 | 1365302 | EA | ACTUATOR,PNEU;SPRING RETURN,1/4 IN |  |  | ACTUATOR,PNEUMATIC;TYPE:SPRING RETURN,INLET CONNECTION SIZE:1/4 IN,MNFR:01)KEYSTONE,PTNO:01)F79U-024SR+F793-6100 | EN_01)SPRING RETURN,1/4 IN,01)KEYSTONE,01)F79U-024SR+F793-6100 |  |  | KEYSTONE | KEYSTONE | F79U-024SR+F793-6100 | [5 empty] | http://www.ggroup2003.com/private_folder/Keystone/keystone-pneumatic_F79U.pdf | [10 empty] | Enriched | 31251504 Pneumatic actuators | ACTUATOR | PNEUMATIC | TYPE | DOUBLE ACTING, SPRING RETURN | TRAVEL |  | INLET CONNECTION SIZE | 1/4 IN | INLET CONNECTION TYPE |  | OUTLET CONNECTION SIZE |  | OUTLET CONNECTION TYPE |  | TORQUE RATING |  | PRESSURE RATING | 8.3 BAR | TEMPERATURE RATING | -30 TO 90 DEG C | MATERIAL | EXTRUDED ALUMINIUM | MOUNTING TYPE | DIRECT | HAZARD CLASS |  | CERTIFICATION/STANDARD |  | ADDITIONAL FEATURES | [46 empty] | Production Completed
STP_009 - Lot4 | Data Enrichment | RMU | OK | 2023-07-21 | 2023-08-07 |  | 1297081 | 1297081 | EA | AIR CONDITIONER;3.5 KW,CARRIER,VG150C-2 |  |  | AIR CONDITIONER;POWER RATING:3.5 KW,ADDITIONAL FEATURES EN:REFRIGERATED, COOLING ONLY,MNFR:01)CARRIER,PTNO:01)VG150C-2 | 3.5 KW,01)REFRIGERATED, COOLING ONLY,01)CARRIER,01)VG150C-2 |  |  | CARRIER | CARRIER | VG150C-2 | [5 empty] | URL NOT FOUND | [10 empty] | Cleansed | 40101701 Air conditioners | AIR CONDITIONER | No Modifier | TYPE | REFRIGERATED, COOLING | BTUH CAPACITY |  | REFRIGERANT TYPE |  | FLOW RATING |  | COOLING METHOD |  | POWER RATING | 3.5 KW | VOLTAGE RATING |  | CURRENT RATING |  | TANK CAPACITY |  | POWER CORD LENGTH |  | CONNECTION TYPE |  | HAZARD CLASS |  | CERTIFICATION/STANDARD |  | ADDITIONAL FEATURES | [46 empty] | Production Completed
STP_009 - Lot4 | Data Enrichment | RMU | OK | 2023-07-21 | 2023-08-07 |  | 1229178 | 1229178 | EA | AIR CONDITIONER;3/7 KW,COLNG, HEATIN |  |  | AIR CONDITIONER;POWER RATING:3/7 KW,ADDITIONAL FEATURES EN:COOLING, HEATIN,MNFR:01)SIGMA,PTNO:01)M7A RECOND | 3/7 KW,01)COOLING, HEATIN,01)SIGMA,01)M7A RECOND |  |  | SIGMA | SIGMA | M7A RECOND | [5 empty] | https://www.sigma-hvac.com/en/industrial/m-series/ | https://www.machines4u.com.au/view/advert/SIGMA-AIR-CONDITIONER-M7A-HD-ROOF-MOUNTED/336500/ | [9 empty] | Cleansed | 40101701 Air conditioners | AIR CONDITIONER | No Modifier | TYPE | high cooling/heating | BTUH CAPACITY |  | REFRIGERANT TYPE |  | FLOW RATING |  | COOLING METHOD |  | POWER RATING | 3/7 KW | VOLTAGE RATING |  | CURRENT RATING |  | TANK CAPACITY |  | POWER CORD LENGTH |  | CONNECTION TYPE |  | HAZARD CLASS |  | CERTIFICATION/STANDARD |  | ADDITIONAL FEATURES | [46 empty] | Production Completed
STP_009 - Lot4 | Data Enrichment | RMU | OK | 2023-07-21 | 2023-08-07 |  | 1229179 | 1229179 | EA | AIR CONDITIONER;3/7 KW,COLNG, HEATIN |  |  | AIR CONDITIONER;POWER RATING:3/7 KW,ADDITIONAL FEATURES EN:COOLING, HEATIN,MNFR:01)SIGMA,PTNO:01)M7A | 3/7 KW,01)COOLING, HEATIN,01)SIGMA,01)M7A |  |  | SIGMA | SIGMA | M7A | [5 empty] | https://www.sigma-hvac.com/en/industrial/m-series/ | https://www.machines4u.com.au/view/advert/SIGMA-AIR-CONDITIONER-M7A-HD-ROOF-MOUNTED/336500/ | [9 empty] | Cleansed | 40101701 Air conditioners | AIR CONDITIONER | No Modifier | TYPE | high cooling/heating | BTUH CAPACITY |  | REFRIGERANT TYPE |  | FLOW RATING |  | COOLING METHOD |  | POWER RATING | 3/7 KW | VOLTAGE RATING |  | CURRENT RATING |  | TANK CAPACITY |  | POWER CORD LENGTH |  | CONNECTION TYPE |  | HAZARD CLASS |  | CERTIFICATION/STANDARD |  | ADDITIONAL FEATURES | [46 empty] | Production Completed
STP_009 - Lot4 | Data Enrichment | RMU | OK | 2023-07-21 | 2023-08-07 |  | 1282087 | 1282087 | EA | AIR CONDITIONER;500 W,230 VAC |  |  | AIR CONDITIONER;POWER RATING:500 W,VOLTAGE RATING:230 VAC,ADDITIONAL FEATURES EN:S/BOARD,S/STEEL,MNFR:01)HAYMANS ELECTRICAL (PARTS),PTNO:01)RIASK3303.600 | 500 W,230 VAC,01)S/BOARD,S/STEEL,01)HAYMANS ELECTRICAL (PARTS),01)RIASK3303.600 |  |  | HAYMANS ELECTRICAL (PARTS) | HAYMANS ELECTRICAL (PARTS) | RIASK3303.600 | RITTAL |  |  |  |  | https://www.rittal.com/com-en/products/PG0168KLIMA1/PG0169KLIMA1/PG0173KLIMA1/PRO136367?variantId=3303600 | [10 empty] | Enriched | 40101701 Air conditioners | AIR CONDITIONER | No Modifier | TYPE | TopTherm | BTUH CAPACITY |  | REFRIGERANT TYPE | R134a | FLOW RATING | 265/315 M3/HR | COOLING METHOD |  | POWER RATING | 500 W | VOLTAGE RATING | 230 VAC | CURRENT RATING | 2.6 A | TANK CAPACITY |  | POWER CORD LENGTH |  | CONNECTION TYPE |  | HAZARD CLASS |  | CERTIFICATION/STANDARD |  | ADDITIONAL FEATURES | S/BOARD, Material: STANLESS STEEL | [45 empty] | Production Completed
STP_009 - Lot4 | Data Enrichment | RMU | OK | 2023-07-21 | 2023-08-07 |  | 1319256 | 1319256 | EA | AIR CONDITIONER;8000 BTU/HR,COOLING ONLY |  |  | AIR CONDITIONER;BTUH CAPACITY:8000 BTU/HR,ADDITIONAL FEATURES EN:COOLING ONLY,MNFR:01)GEC,PTNO:01)MW-086V | EN_01)8000 BTU/HR,01)COOLING ONLY,01)GEC,01)MW-086V |  |  | GEC | GEC | MW-086V | [5 empty] | URL NOT FOUND | [10 empty] | Cleansed | 40101701 Air conditioners | AIR CONDITIONER | No Modifier | TYPE | COOLING | BTUH CAPACITY | 8000 BTU/HR | REFRIGERANT TYPE |  | FLOW RATING |  | COOLING METHOD |  | POWER RATING |  | VOLTAGE RATING |  | CURRENT RATING |  | TANK CAPACITY |  | POWER CORD LENGTH |  | CONNECTION TYPE |  | HAZARD CLASS |  | CERTIFICATION/STANDARD |  | ADDITIONAL FEATURES | [46 empty] | Production Completed
STP_009 - Lot4 | Data Enrichment | RMU | OK | 2023-07-21 | 2023-08-07 |  | 1229173 | 1229173 | EA | AIR CONDITIONER;9/20 KW,COLNG, HEATI |  |  | AIR CONDITIONER;POWER RATING:9/20 KW,ADDITIONAL FEATURES EN:COOLING, HEATI,MNFR:01)SIGMA,PTNO:01)M20A RECOND | 9/20 KW,01)COOLING, HEATI,01)SIGMA,01)M20A RECOND |  |  | SIGMA | SIGMA | M20A RECOND | [5 empty] | https://www.sigma-hvac.com/en/industrial/m-series/ | [10 empty] | Cleansed | 40101701 Air conditioners | AIR CONDITIONER | No Modifier | TYPE | high cooling/heating | BTUH CAPACITY |  | REFRIGERANT TYPE |  | FLOW RATING |  | COOLING METHOD |  | POWER RATING | 9/20 KW | VOLTAGE RATING |  | CURRENT RATING |  | TANK CAPACITY |  | POWER CORD LENGTH |  | CONNECTION TYPE |  | HAZARD CLASS |  | CERTIFICATION/STANDARD |  | ADDITIONAL FEATURES | COOLING,HEATI | [45 empty] | Production Completed
STP_009 - Lot4 | Data Enrichment | RMU | OK | 2023-07-21 | 2023-08-07 |  | 1229174 | 1229174 | EA | AIR CONDITIONER;9/20 KW,COLNG, HEATI |  |  | AIR CONDITIONER;POWER RATING:9/20 KW,ADDITIONAL FEATURES EN:COOLING, HEATI,MNFR:01)SIGMA,PTNO:01)M20A | 9/20 KW,01)COOLING, HEATI,01)SIGMA,01)M20A |  |  | SIGMA | SIGMA | M20A | [5 empty] | https://www.sigma-hvac.com/en/industrial/m-series/ | [10 empty] | Cleansed | 40101701 Air conditioners | AIR CONDITIONER | No Modifier | TYPE | high cooling/heating | BTUH CAPACITY |  | REFRIGERANT TYPE |  | FLOW RATING |  | COOLING METHOD |  | POWER RATING | 9/20 KW | VOLTAGE RATING |  | CURRENT RATING |  | TANK CAPACITY |  | POWER CORD LENGTH |  | CONNECTION TYPE |  | HAZARD CLASS |  | CERTIFICATION/STANDARD |  | ADDITIONAL FEATURES | COOLING,HEATI | [45 empty] | Production Completed
STP_009 - Lot4 | Data Enrichment | RMU | OK | 2023-07-21 | 2023-08-07 |  | 1281744 | 1281744 | EA | AIR CONDITIONER;CABNT, WALL MOUNTED,850 |  |  | AIR CONDITIONER;TYPE:CABINET, WALL MOUNTED,BTUH CAPACITY:850,POWER RATING:750 W,VOLTAGE RATING:230 VAC,MNFR:01)CNW (MOUNT ISA) ELECT WHOLESALER,PTNO:01)RIT3361500 | EN_01)CABINET, WALL MOUNTED,EN_01)850,750 W,230 VAC,01)CNW (MOUNT ISA) ELECT WHOLE,01)RIT3361500 |  |  | CNW (MOUNT ISA) ELECT WHOLESALER | CNW (MOUNT ISA) ELECT WHOLESALER | RIT3361500 | RITTAL |  |  |  |  | https://www.rittal.com/in-en/products/PG0168KLIMA1/PG0169KLIMA1/PG0173KLIMA1/PRO136367?variantId=3361500 | [10 empty] | Enriched | 40101701 Air conditioners | AIR CONDITIONER | No Modifier | TYPE | CABINET,WALL MOUNTED | BTUH CAPACITY | 850 | REFRIGERANT TYPE | R134a | FLOW RATING | 230/550 M3/HR | COOLING METHOD |  | POWER RATING | 750 W | VOLTAGE RATING | 230 VAC | CURRENT RATING | 2.7 A | TANK CAPACITY |  | POWER CORD LENGTH |  | CONNECTION TYPE |  | HAZARD CLASS |  | CERTIFICATION/STANDARD |  | ADDITIONAL FEATURES | [46 empty] | Production Completed
STP_009 - Lot4 | Data Enrichment | RMU | OK | 2023-07-21 | 2023-08-07 |  | 1361381 | 1361381 | EA | ASSEMBLY;CASE,F/RASPBERRY PI 4 | ENSAMBLE; | ASSEMBLAGE; | ASSEMBLY;TYPE:CASE,ADDITIONAL FEATURES EN:F/RASPBERRY PI 4,MNFR:ARGON 40,PT:A20-002 AR-MDT | EN_01)CASE,01)F/RASPBERRY PI 4,02)MNFR:ARGON 40,PT:A20-002 AR,01)RS COMPONENTS PTY LTD,01)220-8632 |  |  | ARGON 40 | RS COMPONENTS PTY LTD | 220-8632 |  | ARGON 40 | A20-002 AR-MDT |  |  | https://my.rs-online.com/web/p/raspberry-pi-cases/2208632 | [10 empty] | Cleansed |  | CASE | NO MODIFIER | TYPE |  | SIZE |  | MATERIAL |  | COLOUR |  | HAZARD CLASS |  | CERTIFICATION/STANDARD |  | ADDITIONAL FEATURES | FOR RASPBERRY PI 4 | [58 empty] | PT:A20-002 AR-MDT | Production Completed
STP_009 - Lot4 | Data Enrichment | RMU | OK | 2023-07-21 | 2023-08-07 |  | 1237402 | 1237402 | EA | ASSEMBLY;CLOSR,GEL,PN:51300205 | ENSAMBLE; | ASSEMBLAGE; | ASSEMBLY;TYPE:CLOSURE,GEL,ADDITIONAL FEATURES EN:PN:51300205,MNFR:WARREN & BROWN,10 PAIR |  |  |  | WARREN & BROWN | WARREN & BROWN | 51300205 | [5 empty] | https://wbnetworks.com.au/10-pair-gel-closure.html | [10 empty] | Enriched |  | KIT | NO MODIFIER | TYPE |  | CONTENTS | (1) Gel filled closure, (2) White Cable retaining clamps (0.64), (2) Black Cable retaining clamps (0.40), (1) Retaining hanger, (1) Instruction Sheet | NUMBER OF ITEMS | 10 | HAZARD CLASS |  | CERTIFICATION/STANDARD |  | ADDITIONAL FEATURES | 10 pair gel closure for 10 pair cable only. | [61 empty] | Production Completed
STP_009 - Lot4 | Data Enrichment | RMU | OK | 2023-07-21 | 2023-08-07 |  | 1237396 | 1237396 | EA | ASSEMBLY;CLOSR,IN-LINE,PN:51300187 | ENSAMBLE; | ASSEMBLAGE; | ASSEMBLY;TYPE:CLOSURE,IN-LINE,ADDITIONAL FEATURES EN:PN:51300187,MNFR:WARREN & BROWN,43/8-100,COPPER,UNPRESSURISED |  |  |  | WARREN & BROWN | WARREN & BROWN | 51300187 | [5 empty] | https://wbnetworks.com.au/in-line-unpressurised-closure-43-8-100.html | [10 empty] | Enriched |  | KIT | NO MODIFIER | TYPE | In-line unpressurised closure | CONTENTS | (1) Heat shrinkable wrap-around reinforced sleeve, (1) Channel to suit sleeve – Kit 1, (1) Metal canister (2 half shells) , L= 100mm over conductor, Finger L = 45mm, Total Length = 190 mm, (2) Self adhering aluminium closing strips for canister, (2) Cleaning tissues, (1) Abrasive strip (P40 Grit) 25mm wide x 300mm, (1) Aluminium foil adhesive backed 38 micron +/- 10% x 2. Dimensions 300x100mm, (1) Shield continuity wire fitted with clip assembly, (1) Pair P.E. mittens, (1) Encapsulant containment sheet, (2) Encapsulant mastic strips 30 x 300mm, (1) Instructions as per document requirements | NUMBER OF ITEMS |  | HAZARD CLASS |  | CERTIFICATION/STANDARD |  | ADDITIONAL FEATURES | 100 mm sheath opening for cable dia 43 to 8 mm | [61 empty] | Production Completed
STP_009 - Lot4 | Data Enrichment | RMU | OK | 2023-07-21 | 2023-08-07 |  | 1237397 | 1237397 | EA | ASSEMBLY;CLOSR,IN-LINE,PN:51300188 | ENSAMBLE; | ASSEMBLAGE; | ASSEMBLY;TYPE:CLOSURE,IN-LINE,ADDITIONAL FEATURES EN:MNFR:WARREN & BROWN,43/8-200,COPPER,UNPRESSURISED,PN:51300188 |  |  |  | WARREN & BROWN | WARREN & BROWN | 51300188 | [5 empty] | https://wbnetworks.com.au/in-line-unpressurised-closure-438-200.html | [10 empty] | Enriched |  | KIT | NO MODIFIER | TYPE | In-line unpressurised closure | CONTENTS | (1) Heat shrinkable wrap-around reinforced sleeve, (1) Channel to suit sleeve – Kit 2, (1) Metal canister (2 half shells) , (2) Self adhering aluminium closing strips, (2) Cleaning tissues, (1) Abrasive strip (P40 Grit) (25 x 300mm) , (1) Aluminium foil adhesive backed 38 micron +/- 10% x 2. Dimensions 300x100mm, (1) Shield continuity wire fitted with clip assembly, (1) Pair P.E. mittens, (1) Encapsulant containment sheet, (2) Encapsulant mastic strips 30 x 300mm, (1) Instructions as per document requirements | NUMBER OF ITEMS |  | HAZARD CLASS |  | CERTIFICATION/STANDARD |  | ADDITIONAL FEATURES | 200 mm sheath opening for cable dia 43 to 8 mm | [60 empty] | PN:51300188 | Production Completed
STP_009 - Lot4 | Data Enrichment | RMU | OK | 2023-07-21 | 2023-08-07 |  | 1237398 | 1237398 | EA | ASSEMBLY;CLOSR,IN-LINE,PN:51300189 | ENSAMBLE; | ASSEMBLAGE; | ASSEMBLY;TYPE:CLOSURE,IN-LINE,ADDITIONAL FEATURES EN:PN:51300189,MNFR:WARREN & BROWN,75/15-250,COPPER,UNPRESSURISED |  |  |  | WARREN & BROWN | WARREN & BROWN | 51300189 | [5 empty] | https://wbnetworks.com.au/in-line-unpressurised-closure-7515-250.html | [10 empty] | Enriched |  | KIT | NO MODIFIER | TYPE | In-line unpressurised closure | CONTENTS | (1) Heat shrinkable wrap-around reinforced sleeve, (1) Channel to suit sleeve – Kit 3, (1) Metal canister (2 half shells) , (2) Self adhering aluminium closing strips, (2) Cleaning tissues, (1) Abrasive strip (P40 Grit) (25 x 300mm) , (1) Aluminium foil adhesive backed 38 micron +/- 10% x 2. Dimensions 300x100mm, (1) Shield continuity wire fitted with clip assembly, (1) Pair P.E. mittens, (1) Encapsulant containment sheet, (2) Encapsulant mastic strips 30 x 300mm, (1) Instructions as per document requirements | NUMBER OF ITEMS |  | HAZARD CLASS |  | CERTIFICATION/STANDARD |  | ADDITIONAL FEATURES | 250 mm sheath opening for cable dia 75m to 15 mm | [61 empty] | Production Completed
STP_009 - Lot4 | Data Enrichment | RMU | OK | 2023-07-21 | 2023-08-07 |  | 1237399 | 1237399 | EA | ASSEMBLY;CLOSR,IN-LINE,PN:51300190 | ENSAMBLE; | ASSEMBLAGE; | ASSEMBLY;TYPE:CLOSURE,IN-LINE,ADDITIONAL FEATURES EN:PN:51300190,MNFR:WARREN & BROWN,122/30-500,COPPER,UNPRESSURISED |  |  |  | WARREN & BROWN | WARREN & BROWN | 51300190 | [5 empty] | https://wbnetworks.com.au/in-line-unpressurised-closure-12230-500.html | [10 empty] | Enriched |  | KIT | NO MODIFIER | TYPE | In-line unpressurised closure | CONTENTS | (1) Heat shrinkable wrap-around reinforced sleeve, (2) Channel to suit sleeve – Kit 4, (1) Under-clip – Kit 4, (1) Metal canister (2 half shells) , (2) Self adhering aluminium closing strips, (2) Cleaning tissues, (1) Abrasive strip (P40 Grit) (25 x 300mm) , (1) Aluminium foil adhesive backed 38 micron +/- 10% x 2. Dimensions 300x100mm, (1) Shield continuity wire fitted with clip assembly, (1) Pair P.E. mittens, (1) Encapsulant containment sheet, (2) Encapsulant mastic strips 30 x 300mm, (1) Instructions as per document requirements | NUMBER OF ITEMS |  | HAZARD CLASS |  | CERTIFICATION/STANDARD |  | ADDITIONAL FEATURES | 500 mm sheath opening for cable dia 122 to 30 mm | [61 empty] | Production Completed
STP_009 - Lot4 | Data Enrichment | RMU | OK | 2023-07-21 | 2023-08-07 |  | 1383439 | 1383439 | EA | ASSEMBLY;CONTROL CIRCUIT, WIRE FEED |  |  | ASSEMBLY;TYPE:CONTROL CIRCUIT, WIRE FEED,MNFR:01)WELDERS PRO SHOP,PTNO:01)PWA014 | EN_01)CONTROL CIRCUIT, WIRE FE,01)WELDERS PRO SHOP,01)PWA014 |  |  | WELDERS PRO SHOP | WELDERS PRO SHOP | PWA014 | [5 empty] | https://www.welding.com.au/assets/docs/Manuals/W64-40_RevE_4RD_Wirefeeder_WEB.pdf | [10 empty] | Cleansed |  | ASSEMBLY | No Modifier | TYPE | CONTROL CIRCUIT,WIRE FEED | ADDITIONAL FEATURES | [70 empty] | Production Completed
STP_009 - Lot4 | Data Enrichment | RMU | OK | 2023-07-21 | 2023-08-07 |  | 1383166 | 1383166 | EA | ASSEMBLY;DISPLAY/KEYPAD |  |  | ASSEMBLY;TYPE:DISPLAY/KEYPAD,ADDITIONAL FEATURES EN:9101/5F HMI FLD AND PNL MNT MT9000,MNFR:01)SRO TECHNOLOGY PTY LTD,PTNO:01) 9101 DISPLAY | EN_01)DISPLAY/KEYPAD,01)9101/5F HMI FLD AND PNL MNT,01)SRO TECHNOLOGY PTY LTD,01)9101 DISPLAY |  |  | SRO TECHNOLOGY PTY LTD | SRO TECHNOLOGY PTY LTD | 9101 DISPLAY | [5 empty] | URL NOT FOUND | [10 empty] | Cleansed |  | ASSEMBLY | No Modifier | TYPE | DISPLAY/KEYPAD | ADDITIONAL FEATURES | 9101/5F HMI FLD AND PNL MNT MT9000 | [69 empty] | Production Completed
STP_009 - Lot4 | Data Enrichment | RMU | OK | 2023-07-21 | 2023-08-07 |  | 1383405 | 1383405 | EA | ASSEMBLY;DRM, BAKE |  |  | ASSEMBLY;TYPE:DRUM, BAKE,ADDITIONAL FEATURES EN:1 X DEXTER D60 STYLE SEAL, 1 X DEXTER D60 STYLE,1 X DEXTER D60 STYLE OUTER BEARING/CUP, 1 X DUST CAP, 6 STUD, 6 X 1,/2IN WHEEL NUTS, DIA 12 IN,MNFR:01)ISA-AUTO,PTNO:01)D-LC12-6D | EN_01)DRUM, BAKE,01)1 X DEXTER D60 STYLE SEAL,02)1 X DEXTER D60 STYLE OUTER,03)/2IN WHEEL NUTS, DIA 12 IN,01)ISA-AUTO,01)D-LC12-6D |  |  | ISA-AUTO | ISA-AUTO | D-LC12-6D | [5 empty] | https://trailerspareparts.net.au/product/drum-12-land-cruiser-elec-dexter-6-stud/ | [10 empty] | Cleansed | 25171707 Drum brake | DRUM | BRAKE | TYPE |  | CAPACITY |  | CONNECTION TYPE |  | MATERIAL |  | SIZE | 12 IN DIA | HAZARD CLASS |  | CERTIFICATION/STANDARD |  | ADDITIONAL FEATURES | ASSEMBLY, C/W (1) DEXTER D60 STYLE SEAL, (1) DEXTER D60 STYLE OUTER BEARING/CUP, (1) DUST CAP, 6 STUD, 6 X 1/2 IN WHEEL NUTS | [57 empty] | Production Completed
STP_009 - Lot4 | Data Enrichment | RMU | OK | 2023-07-21 | 2023-08-07 |  | 1361090 | 1361090 | EA | ASSEMBLY;DSPNSR,OIL,W/GUN,METRD,3:1 | ENSAMBLE; | ASSEMBLAGE; | ASSEMBLY;TYPE:DISPENSER,OIL,ADDITIONAL FEATURES EN:W/GUN,METERED,3:1,R SERIES PUMP,TROLLEY MOUNTED,FLOW RATE:8 L/MIN,COLOUR:PLAIN BLACK,RETRACTA OIL REEL WITH 15 M HOSE,PN:OS100GE-01,MNFR:MACNAUGHT |  |  |  | MACNAUGHT | MACNAUGHT | OS100GE-01 | [5 empty] | https://in.macnaught.com/fluid-handling/macnaught/oil-equipment/oil-dispensing-systems/205ltr-trolley-oil-system-incl-metered-gun | [10 empty] | Cleansed | 23153100 Industrial machinery components and accessories | ASSEMBLY | No Modifier | TYPE | OIL DISPENSER | ADDITIONAL FEATURES | C/W GUN, METERED, 3:1 R SERIES PUMP,TROLLEY MOUNTED, FLOW RATE: 8 L/MIN, COLOUR:PLAIN BLACK, RETRACTA OIL REEL WITH 15 M HOSE | [68 empty] | 3:1,R SERIES PUMP,TROLLEY MOUNTED,FLOW RATE:8 L/MIN,COLOUR:PLAIN BLACK,RETRACTA OIL REEL WITH 15 M HOSE,PN:OS100GE-01 | Production Completed
STP_009 - Lot4 | Data Enrichment | RMU | OK | 2023-07-21 | 2023-08-07 |  | 1286921 | 1286921 | EA | ASSEMBLY;DUAL SCR,150 AMP |  |  | ASSEMBLY;TYPE:DUAL SCR,ADDITIONAL FEATURES EN:150 AMP,MNFR:01)SYNTECH,PTNO:01)063B0051 | EN_01)DUAL SCR,01)150 AMP,01)SYNTECH,01)063B0051 |  |  | SYNTECH | SYNTECH | 063B0051 | [5 empty] | URL NOT FOUND | [10 empty] | Cleansed |  | ASSEMBLY | No Modifier | TYPE | DUAL SCR | ADDITIONAL FEATURES | 150 AMP | [69 empty] | Production Completed
STP_009 - Lot4 | Data Enrichment | RMU | OK | 2023-07-21 | 2023-08-07 |  | 1271060 | 1271060 | EA | ASSEMBLY;GRIPPER,JAW PAD,22465.3 | ENSAMBLE; | ASSEMBLAGE; | ASSEMBLY;ADDITIONAL FEATURES EN:GRIPPER,JAW PAD,22465.3,MNFR:TERRATEC AUSTRALIA PTY LTD,PTNO:22465.3 | 01)GRIPPER,JAW PAD,22465.3,01)TERRATEC,01)22465.3,01)TERRATEC AUSTRALIA PTY LT,01)22465.3 | 22465.3 | 1068129 | TERRATEC AUSTRALIA PTY LTD | TERRATEC AUSTRALIA PTY LTD | 22465.3 | [5 empty] | URL NOT FOUND | [10 empty] | Cleansed | 23153100 Industrial machinery components and accessories | ASSEMBLY | No Modifier | TYPE | GRIPPER,JAW PAD | ADDITIONAL FEATURES | [70 empty] | Production Completed
STP_009 - Lot4 | Data Enrichment | RMU | OK | 2023-07-21 | 2023-08-07 |  | 1237634 | 1237634 | EA | ASSEMBLY;HSE,RIGID TUBE,MFR:NEW HOLLAND | ENSAMBLE; | ASSEMBLAGE; | ASSEMBLY;TYPE:HOSE,ADDITIONAL FEATURES EN:RIGID TUBE,MFR:NEW HOLLAND | EN_01)HOSE,01)RIGID TUBE,MFR:NEW HOLLAND,01)MAK DIESEL & EARTHMOVING,01)504025720 |  |  | NEW HOLLAND | NEW HOLLAND | 504025720 |  | MAK DIESEL & EARTHMOVING |  |  |  | https://www.newhollandrochester.com/shop/504025720/ | [10 empty] | Cleansed |  | TUBE | NO MODIFIER | TYPE | RIGID | SIZE |  | MATERIAL |  | MATERIAL SPECIFICATION |  | PRESSURE RATING |  | TEMPERATURE RATING |  | HAZARD CLASS |  | CERTIFICATION/STANDARD |  | ADDITIONAL FEATURES | ASSEMBLY | [54 empty] | MFR:NEW HOLLAND | Production Completed
STP_009 - Lot4 | Data Enrichment | RMU | OK | 2023-07-21 | 2023-08-07 |  | 1215287 | 1215287 | EA | ASSEMBLY;LINR,INSLTD,4M,RED,0.9-1.2MM | ENSAMBLE; | ASSEMBLAGE; | ASSEMBLY;ADDITIONAL FEATURES EN:LINER,INSULATED,4M,RED,0.9-1.2MM,MNFR:BOC LIMITED,PTNO:BP124.0031 | 01)LINER,INSULATED,4M,RED,0.9-,01)BOC LIMITED,01)BP124.0031 | BP124.0031 | 1068135 | BOC LIMITED | BOC LIMITED | BP124.0031 | [5 empty] | https://www.boc.com.au/shop/en/au/binzel-insulated-liner-20---45-red-with-nipple-or-wire-10%E2%80%9312-mm--for-3m#product1 | [10 empty] | Cleansed | 23271700 Welding and soldering and brazing accessories | LINER | NO MODIFIER | TYPE |  | SIZE | 4 M | MATERIAL |  | HAZARD CLASS |  | CERTIFICATION/STANDARD |  | ADDITIONAL FEATURES | ASSEMBLY, RED INSUALTED, Abimig 455, FOR wire 0.9 TO 1.2 mm DIA | [61 empty] | Production Completed
STP_009 - Lot4 | Data Enrichment | RMU | OK | 2023-07-21 | 2023-08-07 |  | 1215288 | 1215288 | EA | ASSEMBLY;LINR,STL,0.9-1.2,ABIMIG 455,5M | ENSAMBLE; | ASSEMBLAGE; | ASSEMBLY;ADDITIONAL FEATURES EN:LINER,STEEL,0.9-1.2,ABIMIG 455,5M,MNFR:BOC LIMITED,PTNO:BP124.D039 | 01)LINER,STEEL,0.9-1.2,ABIMIG,01)BOC LIMITED,01)BP124.D039 | BP124.D039 | 1068135 | BOC LIMITED | BOC LIMITED | BP124.D039 | [5 empty] | https://www.boc.com.au/shop/en/au/liner-09-12-abimig-455-5m-bp124d039 | [10 empty] | Cleansed | 23271700 Welding and soldering and brazing accessories | LINER | NO MODIFIER | TYPE |  | SIZE | 5 M | MATERIAL | PVC | HAZARD CLASS |  | CERTIFICATION/STANDARD |  | ADDITIONAL FEATURES | ASSEMBLY, Abimig 455, FOR wire 0.9 TO 1.2 mm DIA | [61 empty] | Production Completed
STP_009 - Lot4 | Data Enrichment | RMU | OK | 2023-07-21 | 2023-08-07 |  | 1360289 | 1360289 | EA | ASSEMBLY;P5 SPLIT INJECTION PIT,BDY | ENSAMBLE; | ASSEMBLAGE; | ASSEMBLY;ADDITIONAL FEATURES EN:P5 SPLIT INJECTION PIT,BODY,MNFR:VINIDEX,PTNO:98783 |  |  |  | VINIDEX | VINIDEX | 98783 | [5 empty] | https://www.vinidex.com.au/app/uploads/pdf/VIN284-Electrical-and-Comms-Brochure.pdf | [10 empty] | Cleansed | 23153100 Industrial machinery components and accessories | ASSEMBLY | No Modifier | TYPE | P5 SPLIT INJECTION PIT, BODY | ADDITIONAL FEATURES | [70 empty] | Production Completed
STP_009 - Lot4 | Data Enrichment | RMU | OK | 2023-07-21 | 2023-08-07 |  | 1271059 | 1271059 | EA | ASSEMBLY;PIPELOADER,CLAMP PAD,22467.3 | ENSAMBLE; | ASSEMBLAGE; | ASSEMBLY;ADDITIONAL FEATURES EN:PIPELOADER,CLAMP PAD,22467.3,MNFR:TERRATEC AUSTRALIA PTY LTD,PTNO:22467.3 | 01)PIPELOADER,CLAMP PAD,22467.,01)TERRATEC,01)TERRATEC AUSTRALIA PTY LT,01)22467.3 | 22467.3 | 1068129 | TERRATEC AUSTRALIA PTY LTD | TERRATEC AUSTRALIA PTY LTD | 22467.3 | [5 empty] | URL NOT FOUND | [10 empty] | Cleansed | 23153100 Industrial machinery components and accessories | ASSEMBLY | No Modifier | TYPE | PIPE LOADER,CLAMP PAD | ADDITIONAL FEATURES | PIPELOADER,CLAMP PAD | [69 empty] | Production Completed
STP_009 - Lot4 | Data Enrichment | RMU | OK, SERIES MATCH | 2023-07-21 | 2023-08-07 |  | 1278256 | 1278256 | EA | FAN,ELEC;BLOWER MOTOR ASM,UNT |  |  | FAN,ELECTRICAL;TYPE:BLOWER MOTOR ASM,ADDITIONAL FEATURES EN:UNIT,MNFR:01)MALOUF AUTO GROUP,PTNO:01)98008893 | BLOWER MOTOR ASM,01)UNIT,01)MALOUF AUTO GROUP,01)98008893 |  |  | MALOUF AUTO GROUP | MALOUF AUTO GROUP | 98008893 | [5 empty] | https://www.autopartssupply.com.au/a-c-heater-blower-motor-fan-for-holden-ra-rodeo-20 | [10 empty] | Cleansed | 40101600 Air circulation and parts and accessories | MOTOR | NO MODIFIER | TYPE | BLOWER, FAN | POWER RATING |  | SPEED RATING |  | CONSTRUCTION MATERIAL |  | ENCLOSURE |  | MOUNTING TYPE |  | SERVICE FACTOR |  | HAZARD CLASS |  | CERTIFICATION/STANDARD |  | ADDITIONAL FEATURES | ASSEMBLY | [53 empty] | Production Completed
STP_009 - Lot4 | Data Enrichment | RMU | OK | 2023-07-21 | 2023-08-07 |  | 1278539 | 1278539 | EA | FAN,ELEC;CONDENSER,BLD DIA 450 MM,3 PH |  |  | FAN,ELECTRICAL;TYPE:CONDENSER,BLADE DIAMETER:450 MM,ELECTRICAL RATING:3 PH,ADDITIONAL FEATURES EN:ASSY,MNFR:01)NORTHERN AIRCONDITIONING,PTNO:01)A4D450-A014-01 450MM 3PH 4P EB | CONDENSER,450 MM,EN_01)3 PH,01)ASSY,01)NORTHERN AIRCONDITIONING,01)A4D450-A014-01 450MM 3PH 4P |  |  | NORTHERN AIRCONDITIONING | NORTHERN AIRCONDITIONING | A4D450-AO14-01 450MM 3PH 4P EB | EBM-PAPST |  |  |  |  | https://www.tme.com/in/en/details/a4d450-ao14-01/ac-400v-fans/ebm-papst/ | [10 empty] | Enriched | 40101604 Fans | FAN | AXIAL | TYPE | CONDENSER | BLADE DIAMETER | 446 MM | FLOW RATING | 4500 M3/HR | SPEED RATING | 1360 RPM | NUMBER OF BLADES |  | ELECTRICAL RATING | 400 VAC, 980 MA, 480 W | DRIVE DETAILS | 3 PH, 4 P MOTOR | MATERIAL |  | MOUNTING TYPE |  | ENCLOSURE | IP54 | OVERALL SIZE |  | CERTIFICATION/STANDARD |  | ADDITIONAL FEATURES | ASSEMBLY | [47 empty] | Production Completed
STP_009 - Lot4 | Data Enrichment | RMU | OK | 2023-07-21 | 2023-08-07 |  | 1350300 | 1350300 | EA | FAN,ELEC;COOLING |  |  | FAN,ELECTRICAL;TYPE:COOLING,OVERALL SIZE:WD 360 X HT 360 X DP 100 MM,MNFR:01)PERKINS,PTNO:01)145306520 | COOLING,EN_01)WD 360 X HT 360 X DP 100,01)PERKINS,01)145306520 |  |  | PERKINS | PERKINS | 145306520 | [5 empty] | https://www.orangeparts.com/perkins-145306520-fan/ | [10 empty] | Cleansed | 40101604 Fans | FAN | COOLING | TYPE |  | BLADE DIAMETER |  | FLOW RATING |  | SPEED RATING |  | NUMBER OF BLADES |  | ELECTRICAL RATING |  | DRIVE DETAILS |  | MATERIAL |  | MOUNTING TYPE |  | ENCLOSURE |  | OVERALL SIZE | WD 360 X HT 360 X DP 100 MM | CERTIFICATION/STANDARD |  | ADDITIONAL FEATURES | [48 empty] | Production Completed
STP_009 - Lot4 | Data Enrichment | RMU | OK | 2023-07-21 | 2023-08-07 |  | 1232536 | 1232536 | EA | FAN,ELEC;COOLING, PUSHER,BLD DIA 12 IN |  |  | FAN,ELECTRICAL;TYPE:COOLING, PUSHER,BLADE DIAMETER:12 IN,ELECTRICAL RATING:24 V,OVERALL SIZE:WD 321 X HT 336 X THK 63 MM, ADDITIONAL FEATURES EN:CIRCULATING,MNFR:01)COOLDRVE,PTNO:01)EF3625 | COOLING, PUSHER,12 IN,EN_01)24 V,EN_01)WD 321 X HT 336 X THK 63,01)CIRCULATING,01)COOLDRVE,01)EF3625 |  |  | COOLDRVE | COOLDRVE | EF3625 | SPAL |  |  |  |  | https://nzairfilter.co.nz/spal-fan/ef3625.html | [10 empty] | Enriched | 40101604 Fans | FAN | COOLING | TYPE | High-Performance Pusher, CIRCULATING | BLADE DIAMETER | 12 IN | FLOW RATING | 1711 CFM | SPEED RATING |  | NUMBER OF BLADES |  | ELECTRICAL RATING | 24 V, 7.4 A | DRIVE DETAILS |  | MATERIAL |  | MOUNTING TYPE |  | ENCLOSURE |  | OVERALL SIZE | WD 321 X HT 336 X THK 63 MM | CERTIFICATION/STANDARD |  | ADDITIONAL FEATURES | [48 empty] | Production Completed
STP_009 - Lot4 | Data Enrichment | RMU | OK | 2023-07-21 | 2023-08-07 |  | 1359390 | 1359390 | EA | FAN,ELEC;MOBILE,BLD DIA 235 MM,190 M/MIN |  |  | FAN,ELECTRICAL;TYPE:MOBILE,BLADE DIAMETER:235 MM,FLOW RATING:190 M/MIN,ELECTRICAL RATING:18 V,OVERALL SIZE:LG 333 MM,MNFR:01) MOUNT ISA HIRE SERVICE,PTNO:01)DCF203Z | MOBILE,235 MM,EN_01)190 M/MIN,EN_01)18 V,EN_01)LG 333 MM,01)MOUNT ISA HIRE SERVICE,01)DCF203Z |  |  | MOUNT ISA HIRE SERVICE | MOUNT ISA HIRE SERVICE | DCF203Z | [5 empty] | https://www.makitatools.com/products/details/DCF203Z | https://in.rsdelivers.com/product/makita/dcf203z/makita-cf-desk-fan-82cfm-235mm-blade-diameter-3-v/2100189 | [9 empty] | Enriched | 40101604 Fans | FAN | ELECTRICAL | TYPE | MOBILE, DESK | BLADE DIAMETER | 235 MM | FLOW RATING | 190 M/MIN | SPEED RATING |  | NUMBER OF BLADES | 3 | ELECTRICAL RATING | 18 V | DRIVE DETAILS | Brushed MOTOR | MATERIAL |  | MOUNTING TYPE |  | ENCLOSURE |  | OVERALL SIZE | 5-1/2 LGX13 WDX17-5/8 HT IN | CONNECTION LOCATION |  | DIRECTION |  | HAZARD CLASS |  | CERTIFICATION/STANDARD |  | ADDITIONAL FEATURES | [42 empty] | Production Completed
STP_009 - Lot4 | Data Enrichment | RMU | OK | 2023-07-21 | 2023-08-07 |  | 1236671 | 1236671 | EA | FAN,ELEC;RUNNER, VENT,MIMDWG |  |  | FAN,ELECTRICAL;TYPE:RUNNER, VENT,ADDITIONAL FEATURES EN:ASSY, SLAG GRANULATION,MNFR:01)MIMDWG,PTNO:01)1676-1119AND167-6-1123AND167- | RUNNER, VENT,01)ASSY, SLAG GRANULATION,01)MIMDWG,01)1676-1119&167-6-1123&167-61 |  |  | MIMDWG | MIMDWG | 1676-1119 |  | MIMDWG | 167-6-1123 | MIMDWG | 167-61 | URL NOT FOUND | [10 empty] | Cleansed | 40101604 Fans | FAN | ELECTRICAL | TYPE | RUNNER,VENT | BLADE DIAMETER |  | FLOW RATING |  | SPEED RATING |  | NUMBER OF BLADES |  | ELECTRICAL RATING |  | DRIVE DETAILS |  | MATERIAL |  | MOUNTING TYPE |  | ENCLOSURE |  | OVERALL SIZE |  | CONNECTION LOCATION |  | DIRECTION |  | HAZARD CLASS |  | CERTIFICATION/STANDARD |  | ADDITIONAL FEATURES | ASSEMBLY, SLAG GRANULATION | [41 empty] | Production Completed
STP_009 - Lot4 | Data Enrichment | RMU | OK | 2023-07-21 | 2023-08-07 |  | 1278339 | 1278339 | EA | FAN,ELEC;VENTILATION |  |  | FAN,ELECTRICAL;TYPE:VENTILATION,MNFR:01)MOUNT ISA MINING SUPPLIES P/L,PTNO:01)TPV200 | VENTILATION,01)MOUNT ISA MINING SUPPLIES P,01)TPV200 |  |  | MOUNT ISA MINING SUPPLIES P/L | MOUNT ISA MINING SUPPLIES P/L | TPV200 | TTM |  |  |  |  | https://www.industrialtool.com.au/product/2970-itm-200mm-portable-ventilator | [10 empty] | Enriched | 40101604 Fans | FAN | VENTILATION | TYPE | PORTABLE | BLADE DIAMETER | 200 MM | FLOW RATING | 25 M3/HR | SPEED RATING | 2900 RPM | NUMBER OF BLADES |  | ELECTRICAL RATING |  | DRIVE DETAILS | 240 V, 230 W MOTOR | MATERIAL |  | MOUNTING TYPE |  | ENCLOSURE |  | OVERALL SIZE |  | CERTIFICATION/STANDARD |  | ADDITIONAL FEATURES | [48 empty] | Production Completed
STP_009 - Lot4 | Data Enrichment | RMU | OK | 2023-07-21 | 2023-08-07 |  | 1347951 | 1347951 | EA | FAN;792/5-5LP / 29 / PPG / 6WR / 28 / 8 |  |  | FAN;ADDITIONAL FEATURES EN:792/5-5LP / 29 / PPG / 6WR / 28 / 8 / EXT 40/ B,MNFR:01)ISADRAUL,PTNO:01)3773411 | 01)ISADRAUL,01)3773411,01)792/5-5LP / 29 / PPG / 6WR |  |  | ISADRAUL | MULTI-WING | 792/5-5LP / 29 / PPG / 6WR |  | ISADRAUL | 3773411 |  |  | https://www.volza.com/p/ppg/import/import-in-india/coo-germany/ | http://www.multi-wing.net/pdf/MWA%20ordering%20code.pdf | [9 empty] | Enriched | 40101604 Fans | FAN | No Modifier | TYPE |  | BLADE DIAMETER | 792 MM | FLOW RATING |  | SPEED RATING |  | NUMBER OF BLADES | 5 | DRIVE DETAILS |  | MATERIAL | PPG | MOUNTING TYPE |  | OVERALL SIZE |  | HAZARD CLASS |  | CERTIFICATION/STANDARD |  | ADDITIONAL FEATURES | [50 empty] | Production Completed
STP_009 - Lot4 | Data Enrichment | RMU | OK | 2023-07-21 | 2023-08-07 |  | 1230754 | 1230754 | EA | FAN;COLNG,EXTREME,KIT,F/RASPBERRY PI | VENTILADOR; | VENTILATEURS; | FAN;TYPE:COOLING,ADDITIONAL FEATURES EN:EXTREME,KIT,F/RASPBERRY PI,MNFR:52PI,PT:ZP-0042 | 01)RS COMPONENTS PTY LTD,01)202-0449,EN_01)COOLING,01)EXTREME,KIT,F/RASPBERRY PI,02)MNFR:52PI,PT:ZP-0042 |  |  | 52PI | RS COMPONENTS PTY LTD | 202-0449 |  | 52PI | ZP-0042 |  |  | https://in.rsdelivers.com/product/52pi/zp-0042/52pi-extreme-cooling-fan-kit-for-raspberry-pi/2020449 | https://docs.rs-online.com/f3b2/A700000006917288.pdf | [9 empty] | Enriched | 40101600 Air circulation and parts and accessories | KIT | NO MODIFIER | TYPE |  | CONTENTS | 3510 Version Extreme Cooling Fan, Copper Heatsink, (2) Thermal Tapes (4B), (2) Thermal Tapes (3B/3B+) | NUMBER OF ITEMS |  | HAZARD CLASS |  | CERTIFICATION/STANDARD |  | ADDITIONAL FEATURES | FOR Raspberry Pi 3B+/3B | [60 empty] | PT:ZP-0042 | Production Completed
STP_009 - Lot4 | Data Enrichment | RMU | OK | 2023-07-21 | 2023-08-07 |  | 1278268 | 1278268 | EA | FAN;CONDENSER MOTOR |  |  | FAN;TYPE:CONDENSER MOTOR,MNFR:01)DAVE CLANCY ELECTRICAL,PTNO:01)4015252 | 01)DAVE CLANCY ELECTRICAL,01)4015252,EN_01)CONDENSER MOTOR |  |  | DAVE CLANCY ELECTRICAL | DAVE CLANCY ELECTRICAL | 4015252 | DAIKIN |  |  |  |  | https://hvacspareparts.com/4015252-DAIKIN/hvac-spare-parts-oem/592350 | [10 empty] | Cleansed | 40101600 Air circulation and parts and accessories | MOTOR | NO MODIFIER | TYPE | CONDENSER, FAN | POWER RATING |  | SPEED RATING |  | CONSTRUCTION MATERIAL |  | ENCLOSURE |  | MOUNTING TYPE |  | SERVICE FACTOR |  | HAZARD CLASS |  | CERTIFICATION/STANDARD |  | ADDITIONAL FEATURES | [54 empty] | Production Completed
STP_009 - Lot4 | Data Enrichment | RMU | OK | 2023-07-21 | 2023-08-07 |  | 1278423 | 1278423 | EA | FAN;CONDNSR |  |  | FAN;TYPE:CONDENSER,MNFR:01)NORTHERN AIRCONDITIONING,PTNO:01)D-4015809 | 01)NORTHERN AIRCONDITIONING,01)D-4015809,EN_01)CONDENSER |  |  | NORTHERN AIRCONDITIONING | NORTHERN AIRCONDITIONING | D-4015809 | DAIKIN |  |  |  |  | https://hvacspareparts.com/4015809-DAIKIN/hvac-spare-parts-oem/593028 | [10 empty] | Cleansed | 40101600 Air circulation and parts and accessories | MOTOR | NO MODIFIER | TYPE | CONDENSER, FAN | POWER RATING |  | SPEED RATING |  | CONSTRUCTION MATERIAL |  | ENCLOSURE |  | MOUNTING TYPE |  | SERVICE FACTOR |  | HAZARD CLASS |  | CERTIFICATION/STANDARD |  | ADDITIONAL FEATURES | [54 empty] | Production Completed
STP_009 - Lot4 | Data Enrichment | RMU | OK, SERIES MATCH | 2023-07-21 | 2023-08-07 |  | 1229719 | 1229719 | EA | FAN;DIRECT DRIVE CIRCULATING,F,FANTECH |  |  | FAN;TYPE:DIRECT DRIVE CIRCULATING,ADDITIONAL FEATURES EN:F,MNFR:01)FANTECH,PTNO:01)AP0314AP10/31 | 01)FANTECH,01)AP0314AP10/31,EN_01)DIRECT DRIVE CIRCULATING,01)F |  |  | FANTECH | FANTECH | AP0314AP10/31 | [5 empty] | https://www.fantech.com.au/images/pdf/catalogue/axialflow.pdf | https://www.fantech.com.au/images/PDF/Catalogue/SectionC_Dims.pdf | [9 empty] | Enriched | 40101604 Fans | FAN | AXIAL | TYPE | DIRECT DRIVE CIRCULATING | BLADE DIAMETER | 315 MM | FLOW RATING |  | SPEED RATING |  | NUMBER OF BLADES |  | ELECTRICAL RATING |  | DRIVE DETAILS |  | MATERIAL |  | MOUNTING TYPE |  | ENCLOSURE |  | OVERALL SIZE |  | CERTIFICATION/STANDARD |  | ADDITIONAL FEATURES | [48 empty] | Production Completed
STP_009 - Lot4 | Data Enrichment | RMU | OK | 2023-07-21 | 2023-08-07 |  | 1348826 | 1348826 | EA | FAN;DKNM,500/140/2, 2KW/50HZ |  |  | FAN;TYPE:DKNM,ADDITIONAL FEATURES EN:500/140/2, 2KW/50HZ,MNFR:01)GARDDENV,PTNO:01)ZS1150321 | 01)GARDDENV,01)ZS1150321,EN_01)DKNM,01)500/140/2, 2KW/50HZ |  |  | GARDDENV | Rosenberg | DKNM 500/140/2,2KW/50Hz |  | GARDDENV | ZS1150321 |  |  | https://rosenbergcanada.com/files/uploads/bc92a155f8eb5d8d0c21aec7e40c6238.pdf | https://www.buyfilteronline.com/sl/compair-zs1150321-6129982/ | [9 empty] | Enriched | 40101604 Fans | FAN | No Modifier | TYPE | RADIAL | BLADE DIAMETER | 500 MM | FLOW RATING |  | SPEED RATING |  | NUMBER OF BLADES |  | DRIVE DETAILS | 3 PH, 2.2 KW, 50HZ MOTOR | MATERIAL |  | MOUNTING TYPE |  | OVERALL SIZE |  | HAZARD CLASS |  | CERTIFICATION/STANDARD |  | ADDITIONAL FEATURES | [50 empty] | Production Completed
STP_009 - Lot4 | Data Enrichment | RMU | OK | 2023-07-21 | 2023-08-07 |  | 1278295 | 1278295 | EA | FAN;R62 LAMP ROOMGOEFF RAMSAY, TOUGHPAD |  |  | FAN;ADDITIONAL FEATURES EN:R62 LAMP ROOMGOEFF RAMSAY, TOUGHPAD MK3, SERIAL,MNFR:01)MINE SITE TECHNOLOGIES PTY LTD,PTNO:01)Z0087 | 01)MINE SITE TECHNOLOGIES PTY,01)Z0087,01)R62 LAMP ROOMGOEFF RAMSAY |  |  | MINE SITE TECHNOLOGIES PTY LTD | MINE SITE TECHNOLOGIES PTY LTD | Z0087 | [5 empty] | URL NOT FOUND | [10 empty] | Cleansed | 40101604 Fans | FAN | No Modifier | TYPE |  | BLADE DIAMETER |  | FLOW RATING |  | SPEED RATING |  | NUMBER OF BLADES |  | DRIVE DETAILS |  | MATERIAL |  | MOUNTING TYPE |  | OVERALL SIZE |  | HAZARD CLASS |  | CERTIFICATION/STANDARD |  | ADDITIONAL FEATURES | R62 LAMP ROOMGOEFF RAMSAY,TOUGHPAD MK3,SERIAL | [49 empty] | Production Completed
STP_009 - Lot4 | Data Enrichment | RMU | OK | 2023-07-21 | 2023-08-07 |  | 1280827 | 1280827 | EA | HARNESS,SAFTY;LG 2.4 M,141 KG |  |  | HARNESS,SAFETY;SIZE:LG 2.4 M,MATERIAL:NYLON/THERMOPLASTIC,CAPACITY:141 KG,CERTIFICATION/STANDARD:ANSI Z359.1, Z359.14, OSHA 1910. 66, 1926.502,MNFR:01)ALNCSAFE,PTNO:01)3101001 | LG 2.4 M,EN_01)NYLON/THERMOPLASTIC,141 KG,EN_01)ANSI Z359.1, Z359.14, OS,01)ALNCSAFE,01)3101001 |  |  | ALNCSAFE | ALNCSAFE | 3101001 | 3M |  |  |  |  | https://www.3mindia.in/3M/en_IN/p/d/v000433919/ | https://www.blackwoods.com.au/fall-protection/fall-arrestors-lifelines/talon-self-retracting-lifelines/fall-arrestor-talon-srl-3101001-2-4m/p/06705079 | [9 empty] | Enriched | 46182301 Lifelines or lifeline equipment | LIFELINE | SAFETY | TYPE | Quick Connect Self Retracting | LENGTH | 2.4 M | LOAD CAPACITY | 141 KG | LINE MATERIAL | Nylon Web | HARDWARE MATERIAL | STEEL Zinc Plated HOOK | TENSILE STRENGTH |  | HAZARD CLASS |  | CERTIFICATION/STANDARD | ANSI Z359.1, Z359.14, OSHA 1910. 66, 1926.502 | ADDITIONAL FEATURES | HOUSING MATERIAL: Thermoplastic | [55 empty] | Production Completed
STP_009 - Lot4 | Data Enrichment | RMU | OK | 2023-07-21 | 2023-08-07 |  | 1290261 | 1290261 | EA | HARNESS,WIRNG;AUTOMOTIVE,SCREEN TO PLC |  |  | HARNESS,WIRING;TYPE:AUTOMOTIVE,ADDITIONAL FEATURES EN:SCREEN TO PLC,MNFR:01)QMWINDUS,PTNO:01)36965 | AUTOMOTIVE,01)SCREEN TO PLC,01)QMWINDUS,01)36965 |  |  | QMWINDUS | QMWINDUS | 36965 | [5 empty] | URL NOT FOUND | [10 empty] | Cleansed | 26121700 Wiring harness | HARNESS | WIRING | TYPE | AUTOMOTIVE | WIRE SIZE |  | INSULATION MATERIAL |  | CONDUCTOR MATERIAL |  | CONNECTION TYPE |  | HAZARD CLASS |  | CERTIFICATION/STANDARD |  | ADDITIONAL FEATURES | SCREEN TO PLC | [57 empty] | Production Completed