## Sheet1
Project | Activities | Production User | Production Comments | Start Date | End Date | Remarks | Griha ID | MATNR | MEINS | MAKTX_EN | MAKTX_ES | MAKTX_FR | TEXT_EN | Class_Char_Catted | MFRPN | MFRNR | MFRNR DES | MNFR | PTNO | Verified MNFR from web | MNFR 1 | PTNO 1 | MNFR 2 | PTNO 2 | Reference URL | Reference URL1 | Item Number | Equipment Type | Equipment Manufacturer | Equipment Model | Equipment Serial | DWG | DRAWING VERSION | POS/TAG | Unused Text | Enriched/Cleansed | UNSPSC Ver.23.07 | Noun | Modifier | Attribute Name 1 | Attribute Value 1 | Attribute Name 2 | Attribute Value 2 | Attribute Name 3 | Attribute Value 3 | Attribute Name 4 | Attribute Value 4 | Attribute Name 5 | Attribute Value 5 | Attribute Name 6 | Attribute Value 6 | Attribute Name 7 | Attribute Value 7 | Attribute Name 8 | Attribute Value 8 | Attribute Name 9 | Attribute Value 9 | Attribute Name 10 | Attribute Value 10 | Attribute Name 11 | Attribute Value 11 | Attribute Name 12 | Attribute Value 12 | Attribute Name 13 | Attribute Value 13 | Attribute Name 14 | Attribute Value 14 | Attribute Name 15 | Attribute Value 15 | Attribute Name 16 | Attribute Value 16 | Attribute Name 17 | Attribute Value 17 | Attribute Name 18 | Attribute Value 18 | Attribute Name 19 | Attribute Value 19 | Attribute Name 20 | Attribute Value 20 | Attribute Name 21 | Attribute Value 21 | Attribute Name 22 | Attribute Value 22 | Attribute Name 23 | Attribute Value 23 | Attribute Name 24 | Attribute Value 24 | Attribute Name 25 | Attribute Value 25 | Attribute Name 26 | Attribute Value 26 | Attribute Name 27 | Attribute Value 27 | Attribute Name 28 | Attribute Value 28 | Attribute Name 29 | Attribute Value 29 | Attribute Name 30 | Attribute Value 30 | Attribute Name 31 | Attribute Value 31 | Attribute Name 32 | Attribute Value 32 | Attribute Name 33 | Attribute Value 33 | Attribute Name 34 | Attribute Value 34 | Attribute Name 35 | Attribute Value 35 | Attribute Name 36 | Attribute Value 36 | Remaining_Information | Status
STP_009 - Lot4 | Data Enrichment | MKV | OK | 21-07-2023 | 07-08-2023 |  | 1345370 | 1345370 | EA | CONTROLLER,PRES;LOW,1/4 IN MALE,HEUCH |  |  | CONTROLLER,PRESSURE;TYPE:LOW,CONNECTION TYPE:1/4 IN MALE,MNFR:01)HEUCH,PTNO:01)V14915-3018 | LOW,1/4 IN MALE,01)HEUCH,01)V14915-3018 |  |  | HEUCH | HEUCH | V14915-3018 | [5 empty] | URL NOT FOUND | [10 empty] | CLEANSED | 41112411 Pressure controllers | CONTROLLER | PRESSURE | TYPE | LOW | PRESSURE RANGE |  | ACCURACY |  | OUTPUT SIGNAL |  | POWER SUPPLY |  | DISPLAY TYPE |  | RESOLUTION |  | MOUNTING TYPE |  | CONNECTION TYPE | 1/4 IN MALE | MATERIAL |  | ENCLOSURE |  | SIZE |  | HAZARD CLASS |  | CERTIFICATION/STANDARD |  | ADDITIONAL FEATURES | [44 empty] | Production Completed
STP_009 - Lot4 | Data Enrichment | MKV | OK | 21-07-2023 | 07-08-2023 |  | 1354682 | 1354682 | EA | CONTROLLER,SPD;110 VAC,ED,CSEUNISE |  |  | CONTROLLER,SPEED;VOLTAGE RATING:110 VAC,ADDITIONAL FEATURES EN:CONVERTOR,FREQ,ELECTRONIC: FREQUENCY TO CURRENT, UNDERSPEED/OVERSPE,ED,MNFR:01)CSEUNISE,PTNO:01)7940010177 | 110 VAC,01)CONVERTOR,FREQ,ELECTRONIC:,02)ED,01)CSEUNISE,01)7940010177 |  |  | CSEUNISE | CSEUNISE | 7940010177 | [5 empty] | https://www.hbzhan.com/Tech_news/Detail/3864.html | [10 empty] | CLEANSED | 39121500 Electrical controls and accessories | CONTROLLER | ELECTRICAL | TYPE | SPEED,FREQUENCY TO CURRENT,UNDERSPEED/OVERSPEED,CONVERTOR | FUNCTION |  | INPUT RATING | 110 VAC | OUTPUT RATING |  | NUMBER OF INPUTS |  | NUMBER OF OUTPUTS |  | INTERFACE TYPE |  | MOUNTING TYPE |  | TEMPERATURE RATING |  | HAZARD CLASS |  | CERTIFICATION/STANDARD |  | ADDITIONAL FEATURES | [50 empty] | Production Completed
STP_009 - Lot4 | Data Enrichment | MKV | OK | 21-07-2023 | 07-08-2023 | NM BASED ON WEB SOURCE | 1299081 | 1299081 | EA | CONTROLLER,SPD;12-42 VDC,4-20 MA |  |  | CONTROLLER,SPEED;VOLTAGE RATING:12-42 VDC,OUTPUT SIGNAL:4-20 MA,ADDITIONAL FEATURES EN:CONVERTOR,FREQ,ELECTRONIC:FDY,FREQUENCY TO DC TRANSMITTER WITH DISP,LAY, PRG INPUT, 2 WIRE, PC PROGRAMMABLE,MNFR:01)MOOREIND,PTNO:01)FDY/PRG/4-20MA/12-42DC | 12-42 VDC,EN_01)4-20 MA,01)CONVERTOR,FREQ,ELECTRONIC:F,02)LAY, PRG INPUT, 2 WIRE, PC,01)MOOREIND,01)FDY/PRG/4-20MA/12-42DC |  |  | MOOREIND | MOOREIND | FDY/PRG/4-20MA/12-42DC | [5 empty] | https://www.miinet.com/?page=product&cid=isolators&id=FDY_PRG_4_20mA_12_42DC_BH2NGP_isolator | https://www.nexinstrument.com/fdyprg4-20ma12-42dcbh2mg | [9 empty] | CLEANSED | 41111900 Indicating and recording instruments | TRANSMITTER | NO MODIFIER | TYPE | FREQUENCY TO DC,SPEED,CONVERTOR,PC PROGRAMMBLE INPUT | MEASURING RANGE |  | ACCURACY |  | OUTPUT TYPE | 4-20 MA,2 WIRE | INPUT RATING |  | SUPPLY VOLTAGE | 12-42 VDC | MOUNTING TYPE |  | DISPLAY TYPE |  | PRESSURE RATING |  | TEMPERATURE RATING |  | MATERIAL |  | ENCLOSURE |  | SIZE |  | HAZARD CLASS |  | CERTIFICATION/STANDARD |  | ADDITIONAL FEATURES | FDY,C/W DISPLAY | [41 empty] | Production Completed
STP_009 - Lot4 | Data Enrichment | MKV | OK | 21-07-2023 | 07-08-2023 | NM BASED ON WEB SOURCE,CONFLICT IN DESC (INPUT RATING), PROCESSED BASED ON WEB SOURCE | 1347110 | 1347110 | EA | CONTROLLER,SPD;200-690 VAC,65 A,FLOR |  |  | CONTROLLER,SPEED;VOLTAGE RATING:200-690 VAC,CURRENT RATING:65 A,MOUNTING TYPE:FLOOR,SIZE:WD 12.2 X HT 21.5 X DP 11.7 IN, ADDITIONAL FEATURES EN:CONVERTOR,FREQ,ELECTRONIC:VSD, ELECTRONIC MODUL,TH CT NET,MNFR:01)CONTTECH,PTNO:01)EMERSON SP4401 | 200-690 VAC,65 A,FLOOR,EN_01)WD 12.2 X HT 21.5 X DP 1,01)CONVERTOR,FREQ,ELECTRONIC:V,02)TH CT NET,01)CONTTECH,01)EMERSON SP4401 |  |  | CONTTECH | EMERSON | SP4401 |  | CONTTECH |  |  |  | https://www.fullyautomation.com/product/emerson-universal-ac-drive-sp4401/ | [10 empty] | ENRICHED | 39121006 Power adapters or inverters | INVERTER | NO MODIFIER | TYPE |  | INPUT RATING | 432 TO 528 VAC,60 A | OUTPUT RATING |  | POWER RATING |  | SIZE | 12-13/64 WDX21-1/2 HTX11-45/64 DP IN | NUMBER OF OUTLETS |  | CONNECTION TYPE |  | MOUNTING TYPE | FLOOR | TEMPERATURE RATING |  | BATTERY BACK-UP TIME |  | HAZARD CLASS |  | CERTIFICATION/STANDARD |  | ADDITIONAL FEATURES | CONVERTOR FREQUENCY,ELECTRONIC:VSD,ELECTRONIC MODUL,TH CT NET | [47 empty] | Production Completed
STP_009 - Lot4 | Data Enrichment | MKV | OK | 21-07-2023 | 07-08-2023 |  | 1285573 | 1285573 | EA | CONTROLLER,SPD;415 VAC,24 A |  |  | CONTROLLER,SPEED;VOLTAGE RATING:415 VAC,CURRENT RATING:24 A,ADDITIONAL FEATURES EN:HYDROVAR INCLUDING 0-10 BAR PRESSURE TRANSDUCER,MNFR:01)VENDOR LINK PTY LTD,PTNO:01)HVL4-110 | 415 VAC,24 A,01)HYDROVAR INCLUDING 0-10 BAR,01)VENDOR LINK PTY LTD,01)HVL4-110 |  |  | VENDOR LINK PTY LTD | VENDOR LINK PTY LTD | HVL4-110 | [5 empty] | https://brownbros.com.au/files/Price_Lists/2020_BBEA_Pricelist_V1.pdf | [10 empty] | ENRICHED | 39122000 Electrical Variable Speed Drives | DRIVE | VARIABLE FREQUENCY | TYPE | SPEED | POWER RATING | 11 KW | INPUT VOLTAGE | 415 VAC | NUMBER OF PHASE | 3 | OUTPUT CURRENT RATING | 24 A | OUTPUT FREQUENCY RATING | 50 HZ | DEGREE OF PROTECTION |  | TERMINAL TYPE |  | MOUNTING TYPE |  | SIZE |  | TEMPERATURE RATING |  | HAZARD CLASS |  | CERTIFICATION/STANDARD |  | ADDITIONAL FEATURES | HYDROVAR INCLUDING 0-10 BAR PRESSURE TRANSDUCER | [45 empty] | Production Completed
STP_009 - Lot4 | Data Enrichment | MKV | OK | 21-07-2023 | 07-08-2023 |  | 1285304 | 1285304 | EA | CONTROLLER,SPD;FAN,250 V |  |  | CONTROLLER,SPEED;TYPE:FAN,VOLTAGE RATING:250 V,ADDITIONAL FEATURES EN:3 SPEED, COLOUR: WHITE, 75 VA,MNFR:01)CNW (MOUNT ISA) ELECT WHOLESALER,PTNO:01)CLI2031VF3CSFWE | FAN,250 V,01)3 SPEED, COLOUR: WHITE, 75,01)CNW (MOUNT ISA) ELECT WHOLE,01)CLI2031VF3CSFWE |  |  | CNW (MOUNT ISA) ELECT WHOLESALER | CNW (MOUNT ISA) ELECT WHOLESALER | CLI2031VF3CSFWE | [5 empty] | https://mm.mmem.com.au/cli2031vf3csfwe | https://shop.sherriff.com.au/she/en/AUD/All-Categories/Heating%2C-Ventilation-and-Cooling/Fan-Controller/FAN-CONTROL-75VA-250V-3SPD-WHITE/p/CLI2031VF3CSFWESUNBAK | [9 empty] | ENRICHED | 26111544 Speed controller | CONTROLLER | SPEED | TYPE | FAN | VOLTAGE RATING | 250 V | CURRENT RATING |  | OUTPUT SIGNAL |  | ACCURACY |  | INTERFACE TYPE |  | MOUNTING TYPE | FLUSH | TEMPERATURE RATING |  | CONNECTION TYPE |  | SIZE |  | HAZARD CLASS |  | CERTIFICATION/STANDARD |  | ADDITIONAL FEATURES | COLOUR:WHITE,ELECTRICAL RATING:75 VA,3 SPEED | [47 empty] | Production Completed
STP_009 - Lot4 | Data Enrichment | MKV | OK | 21-07-2023 | 07-08-2023 |  | 1285335 | 1285335 | EA | CONTROLLER,SPD;FAN,TFC |  |  | CONTROLLER,SPEED;TYPE:FAN,ADDITIONAL FEATURES EN:TFC,MNFR:01)NORTHERN AIRCONDITIONING,PTNO:01)201-000-483 | FAN,01)TFC,01)NORTHERN AIRCONDITIONING,01)201-000-483 |  |  | NORTHERN AIRCONDITIONING | NORTHERN AIR CONDITIONING | 201 000 483 | [5 empty] | https://www.temperzone.biz/b2b/product-details.aspx?id=460&type=parts1 | [10 empty] | CLEANSED | 26111544 Speed controller | CONTROLLER | SPEED | TYPE | FAN | VOLTAGE RATING |  | CURRENT RATING |  | OUTPUT SIGNAL |  | ACCURACY |  | INTERFACE TYPE |  | MOUNTING TYPE |  | TEMPERATURE RATING |  | CONNECTION TYPE |  | SIZE |  | HAZARD CLASS |  | CERTIFICATION/STANDARD |  | ADDITIONAL FEATURES | TFC | [47 empty] | Production Completed
STP_009 - Lot4 | Data Enrichment | MKV | OK | 21-07-2023 | 07-08-2023 | NM BASED ON WEB SOURCE | 1300185 | 1300185 | EA | CONTROLLER,SPD;MOTOR,FUJI |  |  | CONTROLLER,SPEED;TYPE:MOTOR,ADDITIONAL FEATURES EN:280KW, FRENIC P11S SER,MNFR:01)FUJI,PTNO:01)FRN280P11S-4JE VSD | MOTOR,01)280KW, FRENIC P11S SER,01)FUJI,01)FRN280P11S-4JE VSD |  |  | FUJI | FUJI | FRN280P11S-4JE | [5 empty] | http://www.inverter.co.uk/applications/manuals&datasheets/Fuji-G11-catalogue.pdf | http://www.systemenergyworks.com/16771928/frenic-5000p11s-frn280p11s-4je |  | MOTOR | [7 empty] | ENRICHED | 39121006 Power adapters or inverters | INVERTER | NO MODIFIER | TYPE |  | INPUT RATING | 400 V,3 PH | OUTPUT RATING |  | POWER RATING | 280 KW | SIZE |  | NUMBER OF OUTLETS |  | CONNECTION TYPE |  | MOUNTING TYPE |  | TEMPERATURE RATING |  | BATTERY BACK-UP TIME |  | HAZARD CLASS |  | CERTIFICATION/STANDARD |  | ADDITIONAL FEATURES | SERIES:FRENIC P11S,VSD | [47 empty] | Production Completed
STP_009 - Lot4 | Data Enrichment | MKV | OK | 21-07-2023 | 07-08-2023 |  | 1229037 | 1229037 | EA | CONTROLLER,SPD;ROTATIONAL MONITOR,5 W |  |  | CONTROLLER,SPEED;TYPE:ROTATIONAL MONITOR,VOLTAGE RATING:115/230 VAC, 24 VDC,CURRENT RATING:5 W,MOUNTING TYPE:DIN RAIL,TEMPERATURE RATING:-25 TO 70 DEG C,SIZE:WD 40 X HT 92.5 X DP 115 MM,ADDITIONAL FEATURES EN:50 HZ, REV, STACKER RECLAIMER ELECTRICAL SYSTEM, MNFR:01)PEPPERLF,PTNO:01)KHU8-DW-1.D | ROTATIONAL MONITOR,115/230 VAC, 24 VDC,5 W,DIN RAIL,-25 TO 70 DEG C,EN_01)WD 40 X HT 92.5 X DP 115,01)50 HZ, REV, STACKER RECLAIM,01)PEPPERLF,01)KHU8-DW-1.D |  |  | PEPPERLF | PEPPERLF | KHU8-DW-1.D | [5 empty] | https://media.distrelec.com/Web/Downloads/3e/ng/uh430183ENG.pdf | [9 empty] | REV | ENRICHED | 26111544 Speed controller | CONTROLLER | SPEED | TYPE | ROTATIONAL MONITOR | VOLTAGE RATING | 115/230 VAC,24 VDC | CURRENT RATING |  | OUTPUT SIGNAL |  | ACCURACY | +/- 1 DIGIT | INTERFACE TYPE |  | MOUNTING TYPE | DIN RAIL | TEMPERATURE RATING | -25 TO 70 DEG C | CONNECTION TYPE |  | SIZE | 40 WDX92.5 HTX115 DP MM | HAZARD CLASS |  | CERTIFICATION/STANDARD |  | ADDITIONAL FEATURES | ELECTRICAL RATING:5 W,50 HZ,FOR STACKER RECLAIMER ELECTRICAL SYSTEM | [47 empty] | Production Completed
STP_009 - Lot4 | Data Enrichment | MKV | OK | 21-07-2023 | 07-08-2023 | NM BASED ON WEB SOURCE | 1345108 | 1345108 | EA | CONTROLLER,SPD;VARIABLE DRIVE,FUJI |  |  | CONTROLLER,SPEED;TYPE:VARIABLE DRIVE,ADDITIONAL FEATURES EN:MULTI, 1.5KW, MOTOR,MNFR:01)FUJI,PTNO:01)FRN1.5E1E-7A | VARIABLE DRIVE,01)MULTI, 1.5KW, MOTOR,01)FUJI,01)FRN1.5E1E-7A |  |  | FUJI | FUJI | FRN1.5E1E-7A | [5 empty] | https://www.3e-thailand.com/products_detail/view/4935968 | https://baoanjsc.com.vn/en/product-30365/Inverter/FUJI/Fuji-Inverter--Frenic---Multi-series-FRN1-5E1E-7A.aspx |  | MOTOR | [7 empty] | ENRICHED | 39121006 Power adapters or inverters | INVERTER | NO MODIFIER | TYPE | VARIABLE DRIVE | INPUT RATING | 200 V,1 PH | OUTPUT RATING |  | POWER RATING | 1.5 KW | SIZE |  | NUMBER OF OUTLETS |  | CONNECTION TYPE |  | MOUNTING TYPE |  | TEMPERATURE RATING |  | BATTERY BACK-UP TIME |  | HAZARD CLASS |  | CERTIFICATION/STANDARD |  | ADDITIONAL FEATURES | [48 empty] | Production Completed
STP_009 - Lot4 | Data Enrichment | MKV | OK | 21-07-2023 | 07-08-2023 | NM BASED ON WEB SOURCE | 1345048 | 1345048 | EA | CONTROLLER,SPD;VARIABLE DRIVE,MOT |  |  | CONTROLLER,SPEED;TYPE:VARIABLE DRIVE,ADDITIONAL FEATURES EN:MOTOR,MNFR:01)BEARINST,PTNO:01)VFX48-600-20CE | VARIABLE DRIVE,01)MOTOR,01)BEARINST,01)VFX48-600-20CE |  |  | BEARINST | BEARINST | VFX48-600 20CE | [5 empty] | http://www.chinagkong.com/chinaconews/3_20170696.html | https://www.jdzj.com/qtzyyqyb/1-2819661.html |  | MOTOR | [7 empty] | ENRICHED | 39122000 Electrical Variable Speed Drives | DRIVE | VARIABLE FREQUENCY | TYPE | SPEED | POWER RATING |  | INPUT VOLTAGE |  | NUMBER OF PHASE |  | OUTPUT CURRENT RATING |  | OUTPUT FREQUENCY RATING |  | DEGREE OF PROTECTION |  | TERMINAL TYPE |  | MOUNTING TYPE |  | SIZE |  | TEMPERATURE RATING |  | HAZARD CLASS |  | CERTIFICATION/STANDARD |  | ADDITIONAL FEATURES | [46 empty] | Production Completed
STP_009 - Lot4 | Data Enrichment | MKV | OK | 21-07-2023 | 07-08-2023 |  | 1289673 | 1289673 | EA | CONTROLLER,TEMP;230 VAC,DIN RAIL,CAREL |  |  | CONTROLLER,TEMPERATURE;OUTPUT TYPE:230 VAC,MOUNTING TYPE:DIN RAIL,ADDITIONAL FEATURES EN:CAREL,MNFR:01)MIRAS,PTNO:01)COTE- DN33SOEN00 | EN_01)230 VAC,DIN RAIL,01)CAREL,01)MIRAS,01)COTE-DN33SOEN00 |  |  | MIRAS | MIRAS | DN33SOEN00 |  |  | CAREL |  |  | https://www.coolingequipment.co.nz/products/category/ROGGXOIY-din-mount-controllers/DN33SOEN00 | https://gnnvietnam.com/post/temperature-controllers | [9 empty] | CLEANSED | 41112200 Temperature and heat measuring instruments | CONTROLLER | TEMPERATURE | TYPE |  | TEMPERATURE SETTING RANGE |  | SENSOR TYPE |  | OUTPUT TYPE |  | POWER SUPPLY | 230 VAC | ACCURACY |  | INTERFACE TYPE |  | MOUNTING TYPE | DIN RAIL | MATERIAL |  | SIZE |  | HAZARD CLASS |  | CERTIFICATION/STANDARD |  | ADDITIONAL FEATURES | [48 empty] | Production Completed
STP_009 - Lot4 | Data Enrichment | MKV | OK | 21-07-2023 | 07-08-2023 |  | 1318881 | 1318881 | EA | CONTROLLER,TEMP;DUAL FAN,12 VDC |  |  | CONTROLLER,TEMPERATURE;TYPE:DUAL FAN,POWER SUPPLY:12 VDC,ADDITIONAL FEATURES EN:COOLER,OIL,ENGINE,MNFR:01)IRWIN,PTNO:01)IMTS-60-2- 4A-30 | EN_01)DUAL FAN,EN_01)12 VDC,01)COOLER,OIL,ENGINE,01)IRWIN,01)IMTS-60-2-4A-30 |  |  | IRWIN | IRWIN | IMTS-60-2- 4A-30 | [5 empty] | URL NOT FOUND |  |  | COOLER OIL ENGINE | [7 empty] | ENRICHED | 41112200 Temperature and heat measuring instruments | CONTROLLER | TEMPERATURE | TYPE | DUAL FAN | TEMPERATURE SETTING RANGE |  | SENSOR TYPE |  | OUTPUT TYPE |  | POWER SUPPLY | 12 VDC | ACCURACY |  | INTERFACE TYPE |  | MOUNTING TYPE |  | MATERIAL |  | SIZE |  | HAZARD CLASS |  | CERTIFICATION/STANDARD |  | ADDITIONAL FEATURES | [48 empty] | Production Completed
STP_009 - Lot4 | Data Enrichment | MKV | OK | 21-07-2023 | 07-08-2023 |  | 1351845 | 1351845 | EA | CONTROLLER,TEMP;ETHER,0-800 DEG C |  |  | CONTROLLER,TEMPERATURE;TYPE:ETHER,TEMPERATURE SETTING RANGE:0-800 DEG C,MNFR:01)GEC,PTNO:01)12-90B | EN_01)ETHER,0-800 DEG C,01)GEC,01)12-90B |  |  | GEC | GEC | 12-90B | [5 empty] | https://store.lathes.co.uk/print/me570 | [10 empty] | CLEANSED | 41112200 Temperature and heat measuring instruments | CONTROLLER | TEMPERATURE | TYPE | ETHER | TEMPERATURE SETTING RANGE | 0-800 DEG C | SENSOR TYPE |  | OUTPUT TYPE |  | POWER SUPPLY |  | ACCURACY |  | INTERFACE TYPE |  | MOUNTING TYPE |  | MATERIAL |  | SIZE |  | HAZARD CLASS |  | CERTIFICATION/STANDARD |  | ADDITIONAL FEATURES | [48 empty] | Production Completed
STP_009 - Lot4 | Data Enrichment | MKV | OK | 21-07-2023 | 07-08-2023 |  | 1234674 | 1234674 | EA | CONTROLLER,TEMP;INDCTG, AUTO/MANUAL,YOKG |  |  | CONTROLLER,TEMPERATURE;INDICATING, AUTO/MANUAL,TEMPERATURE SETTING RANGE:-199.9 TO 999.9 DEG C,POWER SUPPLY:100-240 V,ACCURACY:+/- 0.3 PCT,INTERFACE TYPE:DIGITAL DISPLAY,MOUNTING TYPE:DIN 1/4 IN,ADDITIONAL FEATURES EN:UNIVERSAL INPUT/OUTPUT, PID CONTROL, AUTO TUNING,MNFR:01)YOKOGAWA,PTNO:01)UT350-00 | EN_01)INDICATING, AUTO/MANUAL,-199.9 TO 999.9 DEG C,EN_01)100-240 V,+/-0.3 PCT,DIGITAL DISPLAY,DIN 1/4 IN,01)UNIVERSAL INPUT/OUTPUT, PID,01)YOKOGAWA,01)UT350-00 |  |  | YOKOGAWA | YOKOGAWA | UT350-00 | [5 empty] | https://www.instrumart.com/products/18669/yokogawa-ut350-temperature-controller | [10 empty] | CLEANSED | 41112200 Temperature and heat measuring instruments | CONTROLLER | TEMPERATURE | TYPE | UNIVERSAL INPUT/OUTPUT | TEMPERATURE SETTING RANGE | -199.9 TO 999.9 DEG C | SENSOR TYPE |  | OUTPUT TYPE |  | POWER SUPPLY | 100 TO 240 V | ACCURACY | +/- 0.3 PCT | INTERFACE TYPE | DIGITAL DISPLAY | MOUNTING TYPE | DIN 1/4 IN | MATERIAL |  | SIZE |  | HAZARD CLASS |  | CERTIFICATION/STANDARD |  | ADDITIONAL FEATURES | C/W PID CONTROL,AUTO TUNING | [47 empty] | Production Completed
STP_009 - Lot4 | Data Enrichment | MKV | OK | 21-07-2023 | 07-08-2023 |  | 1354315 | 1354315 | EA | CONTROLLER,TEMP;INDCTG, OVER, DIGITAL |  |  | CONTROLLER,TEMPERATURE;TYPE:INDICATING, OVER, DIGITAL,TEMPERATURE SETTING RANGE:-10 TO 50 DEG C,SENSOR TYPE:THERMOCOUPLE,POWER SUPPLY:100-240 V AC, 24 V DC,MOUNTING TYPE:PANEL,SIZE:SQ 48 MM,ADDITIONAL FEATURES EN:MPU BASED, AUTO TUNE PID, NO OUTPUT ONTACT, MNFR:01)SHIMADEN,PTNO:01)SR91-8Y-90-1N0 | EN_01)INDICATING, OVER, DIGITA,-10 TO 50 DEG C,EN_01)THERMOCOUPLE,EN_01)100-240 V AC, 24 V DC,PANEL,EN_01)SQ 48 MM,01)MPU BASED, AUTO TUNE PID, N,01)SHIMADEN,01)SR91-8Y-90-1N0 |  |  | SHIMADEN | SHIMADEN | SR91-8Y-90-1N0 | [5 empty] | https://www.nexinstrument.com/sr91-8y-90-1n0 | [10 empty] | ENRICHED | 41112200 Temperature and heat measuring instruments | CONTROLLER | TEMPERATURE | TYPE | DIGITAL,INDICATING | TEMPERATURE SETTING RANGE | -10 TO 50 DEG C | SENSOR TYPE | THERMOCOUPLE | OUTPUT TYPE |  | POWER SUPPLY | 100 TO 240 VAC,24 VDC | ACCURACY |  | INTERFACE TYPE |  | MOUNTING TYPE | PANEL | MATERIAL |  | SIZE | 11.1 LGX4.8 WDX4.8 HT CM | HAZARD CLASS |  | CERTIFICATION/STANDARD |  | ADDITIONAL FEATURES | C/W AUTO TUNE PID,NO OUTPUT ONTACT,OVER,MPU BASED | [47 empty] | Production Completed
STP_009 - Lot4 | Data Enrichment | MKV | OK | 21-07-2023 | 07-08-2023 |  | 1354314 | 1354314 | EA | CONTROLLER,TEMP;INDCTG, PROGRAMMABLE |  |  | CONTROLLER,TEMPERATURE;TYPE:INDICATING, PROGRAMMABLE,OUTPUT TYPE:4-20 MA,INTERFACE TYPE:RS-485,SIZE:SQ 96 X DP 110.6 MM, ADDITIONAL FEATURES EN:DIN, UNIV INPUT,MNFR:01)SHIMADEN,PTNO:01)FP23-SSIN-0000050 | EN_01)INDICATING, PROGRAMMABLE,EN_01)4-20 MA,RS-485,EN_01)SQ 96 X DP 110.6 MM,01)DIN, UNIV INPUT,01)SHIMADEN,01)FP23-SSIN-0000050 |  |  | SHIMADEN | SHIMADEN | FP23-SSIN-0000050 | [5 empty] | https://okmarts.com/shimaden-temperature-controller-fp23-ssin-0000050.html | [10 empty] | CLEANSED | 41112200 Temperature and heat measuring instruments | CONTROLLER | TEMPERATURE | TYPE | INDICATING,PROGRAMMABLE,UNIVERSAL INPUT | TEMPERATURE SETTING RANGE |  | SENSOR TYPE |  | OUTPUT TYPE | 4 TO 20 MA | POWER SUPPLY |  | ACCURACY |  | INTERFACE TYPE | RS-485 | MOUNTING TYPE |  | MATERIAL |  | SIZE | 96 SQX110.6 DP MM | HAZARD CLASS |  | CERTIFICATION/STANDARD |  | ADDITIONAL FEATURES | CONNECTION TYPE:DIN | [47 empty] | Production Completed
STP_009 - Lot4 | Data Enrichment | MKV | OK | 21-07-2023 | 07-08-2023 |  | 1290634 | 1290634 | EA | CONTROLLER,TEMP;INDCTG, PROGRAMMABLE POS |  |  | CONTROLLER,TEMPERATURE;TYPE:INDICATING, PROGRAMMABLE POSITION PROPORTIONING,SENSOR TYPE:RTD/THERMOCOUPLE,POWER SUPPLY:90-264 V AC 50 HZ,INTERFACE TYPE:RS422/485,MOUNTING TYPE:PANEL,SIZE:SQ 3.78 X DP 5.82 IN,ADDITIONAL FEATURES EN:RADIAMATIC,MNFR:01)HONEYWEL, PTNO:01)DC3200-EE100R-210-0000-00-0,MNFR:02)HONEYWELL,PTNO:02)DC 300E-E-200-21-0000-0 | EN_01)INDICATING, PROGRAMMABLE,EN_01)RTD/THERMOCOUPLE,EN_01)90-264 V AC 50 HZ,RS422/485,PANEL,EN_01)SQ 3.78 X DP 5.82 IN,01)RADIAMATIC,01)HONEYWEL,02)HONEYWELL,01)DC3200-EE100R-210-0000-00-0,02)DC 300E-E-200-21-0000-0 |  |  | HONEYWELL | HONEYWEL | DC3200-EE100R-210-0000-00-0 |  |  | DC 300E-E-200-21-0000-0 |  |  | https://www.dgfg.nl/wp-content/uploads/2018/02/51-52-25-119-UDC3200-manual.pdf | [10 empty] | ENRICHED | 41112200 Temperature and heat measuring instruments | CONTROLLER | TEMPERATURE | TYPE | INDICATING,PROGRAMMABLE POSITION PROPORTIONING,RADIAMATIC | TEMPERATURE SETTING RANGE |  | SENSOR TYPE | RTD/THERMOCOUPLE | OUTPUT TYPE |  | POWER SUPPLY | 90 TO 264 VAC,50 HZ | ACCURACY |  | INTERFACE TYPE | RS422/485 | MOUNTING TYPE | PANEL | MATERIAL |  | SIZE | 3-25/32 SQX5-13/16 DP IN | HAZARD CLASS |  | CERTIFICATION/STANDARD | CSA | ADDITIONAL FEATURES | [48 empty] | Production Completed
STP_009 - Lot4 | Data Enrichment | MKV | OK | 21-07-2023 | 07-08-2023 |  | 1292663 | 1292663 | EA | CONTROLLER,TEMP;INDCTG,0-100 DEG C,CRL |  |  | CONTROLLER,TEMPERATURE;TYPE:INDICATING,TEMPERATURE SETTING RANGE:0-100 DEG C,POWER SUPPLY:200 V AC 50 HZ,ADDITIONAL FEATURES EN: INPUT PT 100 OHM, TRANZET,MNFR:01)CRL,PTNO:01)PZHBA72 | EN_01)INDICATING,0-100 DEG C,EN_01)200 V AC 50 HZ,01)INPUT PT 100 OHM, TRANZET,01)CRL,01)PZHBA72 |  |  | CRL | CRL | PZHBA72 | [5 empty] | URL NOT FOUND | [10 empty] | CLEANSED | 41112200 Temperature and heat measuring instruments | CONTROLLER | TEMPERATURE | TYPE | INDICATING | TEMPERATURE SETTING RANGE | 0-100 DEG C | SENSOR TYPE |  | OUTPUT TYPE |  | POWER SUPPLY | 200 VAC,100 OHM,50 HZ | ACCURACY |  | INTERFACE TYPE |  | MOUNTING TYPE |  | MATERIAL |  | SIZE |  | HAZARD CLASS |  | CERTIFICATION/STANDARD |  | ADDITIONAL FEATURES | TRANZET | [47 empty] | Production Completed
STP_009 - Lot4 | Data Enrichment | MKV | OK | 21-07-2023 | 07-08-2023 |  | 1290463 | 1290463 | EA | CONTROLLER,TEMP;INDCTG,-150 TO 850 DEG C |  |  | CONTROLLER,TEMPERATURE;TYPE:INDICATING,TEMPERATURE SETTING RANGE:-150 TO 850 DEG C,POWER SUPPLY:24 VDC,ACCURACY:+/-1 PCT,MOUNTING TYPE:PANEL,SIZE:SQ 100.5 X DP 95.8 MM,ADDITIONAL FEATURES EN:ON / OFF,MNFR:01)FUJI,PTNO:01)PXZ 9TAY1-1V000-D | EN_01)INDICATING,-150 TO 850 DEG C,EN_01)24 VDC,+/-1 PCT,PANEL,EN_01)SQ 100.5 X DP 95.8 MM,01)ON / OFF,01)FUJI,01)PXZ 9TAY1-1V000-D |  |  | FUJI | FUJI | PXZ 9TAY1-1V000-D | [5 empty] | https://www.instrumart.com/assets/pxz_manual.pdf | [10 empty] | ENRICHED | 41112200 Temperature and heat measuring instruments | CONTROLLER | TEMPERATURE | TYPE | INDICATING,ON/OFF | TEMPERATURE SETTING RANGE | -150 TO 850 DEG C | SENSOR TYPE |  | OUTPUT TYPE | 4 TO 20 MA | POWER SUPPLY | 24 VDC | ACCURACY | +/-1 PCT | INTERFACE TYPE |  | MOUNTING TYPE | PANEL | MATERIAL |  | SIZE | 100.5 SQX95.8 DP MM | HAZARD CLASS |  | CERTIFICATION/STANDARD |  | ADDITIONAL FEATURES | [48 empty] | Production Completed
STP_009 - Lot4 | Data Enrichment | MKV | OK | 21-07-2023 | 07-08-2023 |  | 1292265 | 1292265 | EA | CONTROLLER,TEMP;INDCTG,4 IN,TBE |  |  | CONTROLLER,TEMPERATURE;TYPE:INDICATING,SIZE:4 IN,ADDITIONAL FEATURES EN:TBE,MNFR:01)AIRGAS,PTNO:01)515680 | EN_01)INDICATING,EN_01)4 IN,01)TBE,01)AIRGAS,01)515680 |  |  | AIRGAS | AIRGAS | 515680 | [5 empty] | URL NOT FOUND | [9 empty] | TBE | CLEANSED | 41112200 Temperature and heat measuring instruments | CONTROLLER | TEMPERATURE | TYPE | INDICATING | TEMPERATURE SETTING RANGE |  | SENSOR TYPE |  | OUTPUT TYPE |  | POWER SUPPLY |  | ACCURACY |  | INTERFACE TYPE |  | MOUNTING TYPE |  | MATERIAL |  | SIZE | 4 IN | HAZARD CLASS |  | CERTIFICATION/STANDARD |  | ADDITIONAL FEATURES | [48 empty] | Production Completed
STP_009 - Lot4 | Data Enrichment | MKV | OK | 21-07-2023 | 07-08-2023 |  | 1291326 | 1291326 | EA | CONTROLLER,TEMP;INDCTG,DIGITAL READOUT |  |  | CONTROLLER,TEMPERATURE;TYPE:INDICATING,ADDITIONAL FEATURES EN:DIGITAL READOUT,MNFR:01)FUJI,PTNO:01)PYZ9TAY2-1V | EN_01)INDICATING,01)DIGITAL READOUT,01)FUJI,01)PYZ9TAY2-1V |  |  | FUJI | FUJI | PYZ9TAY2-1Y | [5 empty] | https://www.lektronix.it/equipment/fuji-electric-pyz9tay2-1y/103010 | [10 empty] | CLEANSED | 41112200 Temperature and heat measuring instruments | CONTROLLER | TEMPERATURE | TYPE | INDICATING,DIGITAL READOUT | TEMPERATURE SETTING RANGE |  | SENSOR TYPE |  | OUTPUT TYPE |  | POWER SUPPLY |  | ACCURACY |  | INTERFACE TYPE |  | MOUNTING TYPE |  | MATERIAL |  | SIZE |  | HAZARD CLASS |  | CERTIFICATION/STANDARD |  | ADDITIONAL FEATURES | [48 empty] | Production Completed
STP_009 - Lot4 | Data Enrichment | MKV | OK | 21-07-2023 | 07-08-2023 |  | 1291402 | 1291402 | EA | CONTROLLER,TEMP;INDCTG,SPIRSARC,SPI0OGS |  |  | CONTROLLER,TEMPERATURE;TYPE:INDICATING,ADDITIONAL FEATURES EN:SYSTEM, TYPE 122, RANGE F.2M, CELL UPGRADE,MNFR:01)SPIRSARC,PTNO:01) SPI0OGS | EN_01)INDICATING,01)SYSTEM, TYPE 122, RANGE F.2,01)SPIRSARC,01)SPI0OGS |  |  | SPIRSARC | SPIRSARC | SPI0OGS | [5 empty] | URL NOT FOUND | [10 empty] | CLEANSED | 41112200 Temperature and heat measuring instruments | CONTROLLER | TEMPERATURE | TYPE | INDICATING,CELL UPGRADE | TEMPERATURE SETTING RANGE |  | SENSOR TYPE |  | OUTPUT TYPE |  | POWER SUPPLY |  | ACCURACY |  | INTERFACE TYPE |  | MOUNTING TYPE |  | MATERIAL |  | SIZE |  | HAZARD CLASS |  | CERTIFICATION/STANDARD |  | ADDITIONAL FEATURES | SYSTEM,TYPE:122,RANGE:F.2M | [47 empty] | Production Completed
STP_009 - Lot4 | Data Enrichment | MKV | OK | 21-07-2023 | 07-08-2023 |  | 1286221 | 1286221 | EA | CONTROLLER,TEMP;THRMSTT,0-55C,HONEYWEL |  |  | CONTROLLER,TEMPERATURE;TYPE:THERMOSTAT,ADDITIONAL FEATURES EN:0-55C,MNFR:01)HONEYWEL,PTNO:01)R7420A1004 | EN_01)THERMOSTAT,01)0-55C,01)HONEYWEL,01)R7420A1004 |  |  | HONEYWEL | HONEYWEL | R7420A1004 | [5 empty] | https://aeliyamarinetech.com/product/honeywell-micronik-100-r7420a1004-temperature-regulator-controller | [10 empty] | ENRICHED | 41112200 Temperature and heat measuring instruments | CONTROLLER | TEMPERATURE | TYPE | THERMOSTAT,REGULATOR | TEMPERATURE SETTING RANGE | 0 TO 55 DEG C | SENSOR TYPE |  | OUTPUT TYPE |  | POWER SUPPLY |  | ACCURACY |  | INTERFACE TYPE |  | MOUNTING TYPE |  | MATERIAL |  | SIZE |  | HAZARD CLASS |  | CERTIFICATION/STANDARD |  | ADDITIONAL FEATURES | [48 empty] | Production Completed
STP_009 - Lot4 | Data Enrichment | MKV | OK | 21-07-2023 | 07-08-2023 |  | 1278906 | 1278906 | EA | CONTROLLER,VOLT;PUMP CONTROL MODULE |  |  | CONTROLLER,VOLTAGE;TYPE:PUMP CONTROL MODULE,INPUT RATING:110 V,MOUNTING TYPE:DIN RAIL/SCREW,TEMPERATURE RATING:0-50 DEG C,MNFR:01) CNW (MOUNT ISA) ELECT WHOLESALER,PTNO:01)BI1091 | PUMP CONTROL MODULE,110 V,DIN RAIL/SCREW,0-50 DEG C,01)CNW (MOUNT ISA) ELECT WHOLE,01)BI1091 |  |  | CNW (MOUNT ISA) ELECT WHOLESALER | CNW (MOUNT ISA) ELECT WHOLESALER | BI1091 | [5 empty] | URL NOT FOUND | [10 empty] | CLEANSED | 39121500 Electrical controls and accessories | CONTROLLER | VOLTAGE | TYPE | PUMP CONTROL MODULE | INPUT RATING | 110 V | OUTPUT RATING |  | POWER RATING |  | DISPLAY TYPE |  | CONNECTION TYPE |  | MOUNTING TYPE | DIN RAIL/SCREW | CONTROL MODE |  | TEMPERATURE RATING | 0 TO 50 DEG C | HAZARD CLASS |  | CERTIFICATION/STANDARD |  | ADDITIONAL FEATURES | [50 empty] | Production Completed
STP_009 - Lot4 | Data Enrichment | MKV | OK | 21-07-2023 | 07-08-2023 | URL FOR REFERENCE PART NO SERIES MATCH | 1277517 | 1277517 | EA | ENCLOSURE;COMMUNICATION CABINET,VERTICAL |  |  | ENCLOSURE;TYPE:COMMUNICATION CABINET,MATERIAL:STAINLESS STEEL 304/116,MOUNTING TYPE:VERTICAL,CERTIFICATION/STANDARD:RAL 7035, ADDITIONAL FEATURES EN:ASSEM TS ENCL ELECT BUILDING - I 234 - TENEILLE,ILLE,MNFR:01)CNW (MOUNT ISA) ELECT WHOLESALER,PTNO:01) RIT5500009 TS8 | 01)CNW (MOUNT ISA) ELECT WHOLE,01)RIT5500009 TS8,EN_01)COMMUNICATION CABINET,EN_01)STAINLESS STEEL 304/116,VERTICAL,EN_01)RAL 7035,01)ASSEM TS ENCL ELECT BUILDIN,02)ILLE |  |  | CNW (MOUNT ISA) ELECT WHOLESALER | RITTAL | 5500009 TS8 |  | CNW (MOUNT ISA) ELECT WHOLESALER |  |  |  | https://iautomatica.ru/catalog-rittal/seysmostoykie-nku/shkaf-ts-600kh1400kh800-shkhvkhg-obychnoe-ispolnenie-bez-ems-i-seysmostoykosti/ | [10 empty] | CLEANSED | 39121300 Electrical boxes and enclosures and fittings and accessories | ENCLOSURE | No Modifier | TYPE | COMMUNICATION CABINET | NEMA RATING |  | SIZE |  | MATERIAL | STAINLESS STEEL 304/116 | NUMBER OF KNOCKOUTS |  | MOUNTING TYPE | VERTICAL | COLOUR |  | HAZARD CLASS |  | CERTIFICATION/STANDARD | RAL 7035 | ADDITIONAL FEATURES | FOR ASSEM TS ENCL ELECT BUILDING-I234-TENEILLE,ILLE | [53 empty] | Production Completed
STP_009 - Lot4 | Data Enrichment | MKV | OK | 21-07-2023 | 07-08-2023 |  | 1277348 | 1277348 | EA | ENCLOSURE;CUSTOM DUAL BOX INCLINE,SS,SR |  |  | ENCLOSURE;TYPE:CUSTOM DUAL BOX INCLINE,SIZE:600 X 400 X 300,MATERIAL:STAINLESS STEEL,ADDITIONAL FEATURES EN:SR,MNFR:01)CNW (MOUNT ISA) ELECT WHOLESALER,PTNO:01)B-RSR04063/S | 01)CNW (MOUNT ISA) ELECT WHOLE,01)B-RSR04063/S,EN_01)CUSTOM DUAL BOX INCLINE,EN_01)600 X 400 X 300,EN_01)STAINLESS STEEL,01)SR |  |  | CNW (MOUNT ISA) ELECT WHOLESALER | CNW (MOUNT ISA) ELECT WHOLESALER | B-RSR04063/S | [5 empty] | URL NOT FOUND | [9 empty] | SR | CLEANSED | 39121300 Electrical boxes and enclosures and fittings and accessories | ENCLOSURE | No Modifier | TYPE | CUSTOM DUAL BOX INCLINE | NEMA RATING |  | SIZE | 600X400X300 MM | MATERIAL | STAINLESS STEEL | NUMBER OF KNOCKOUTS |  | MOUNTING TYPE |  | COLOUR |  | HAZARD CLASS |  | CERTIFICATION/STANDARD |  | ADDITIONAL FEATURES | [54 empty] | Production Completed
STP_009 - Lot4 | Data Enrichment | MKV | OK | 21-07-2023 | 07-08-2023 |  | 1277521 | 1277521 | EA | ENCLOSURE;ED HINGE PANEL WITH CHAIR RAIL |  |  | ENCLOSURE;TYPE:ED HINGE PANEL WITH CHAIR RAIL,MNFR:01)A.P.G GLASS AND ALUMINIUM,PTNO:01)EDLH-CR | 01)A.P.G GLASS & ALUMINIUM,01)EDLH-CR,EN_01)ED HINGE PANEL WITH CHAI |  |  | A.P.G GLASS AND ALUMINIUM | A.P.G GLASS AND ALUMINIUM | EDLH-CR | [5 empty] | URL NOT FOUND | [10 empty] | CLEANSED | 39121300 Electrical boxes and enclosures and fittings and accessories | ENCLOSURE | No Modifier | TYPE | ED HINGE PANEL | NEMA RATING |  | SIZE |  | MATERIAL |  | NUMBER OF KNOCKOUTS |  | MOUNTING TYPE |  | COLOUR |  | HAZARD CLASS |  | CERTIFICATION/STANDARD |  | ADDITIONAL FEATURES | C/W CHAIR RAIL | [53 empty] | Production Completed
STP_009 - Lot4 | Data Enrichment | MKV | OK | 21-07-2023 | 07-08-2023 |  | 1344354 | 1344354 | EA | ENCLOSURE;ELEC |  |  | ENCLOSURE;TYPE:ELECTRICAL,MNFR:01)REXROTH,PTNO:01)15-23039 | 01)REXROTH,01)15-23039,EN_01)ELECTRICAL |  |  | REXROTH | REXROTH | 15-23039 | [5 empty] | URL NOT FOUND | [10 empty] | CLEANSED | 39121300 Electrical boxes and enclosures and fittings and accessories | ENCLOSURE | No Modifier | TYPE | ELECTRICAL | NEMA RATING |  | SIZE |  | MATERIAL |  | NUMBER OF KNOCKOUTS |  | MOUNTING TYPE |  | COLOUR |  | HAZARD CLASS |  | CERTIFICATION/STANDARD |  | ADDITIONAL FEATURES | [54 empty] | Production Completed
STP_009 - Lot4 | Data Enrichment | MKV | OK | 21-07-2023 | 07-08-2023 | Part Number Updated as per Websource | 1347446 | 1347446 | EA | ENCLOSURE;ELEC, MOUNTING,TWO GANG,GREY |  |  | ENCLOSURE;TYPE:ELECTRICAL, MOUNTING,SIZE:WD 101 X LG 198 X HT 63 MM,MOUNTING TYPE:TWO GANG,COLOUR:GREY,MNFR:01)CNW,PTNO:01)56CB4N, GY,MNFR:02)CLIPSAL,PTNO:02)56E2/4ELGY | 01)CNW,02)CLIPSAL,01)56CB4N,GY,02)56E2/4ELGY,EN_01)ELECTRICAL, MOUNTING,EN_01)WD 101 X LG 198 X HT 63,TWO GANG,GREY |  |  | CLIPSAL | CLIPSAL | 56E2-GY |  | CNW | 56CB4N,GY |  |  | https://eref.se.com/in/en/rexel-new-target/product-pdf/56E2-GY | [10 empty] | ENRICHED | 39121300 Electrical boxes and enclosures and fittings and accessories | ENCLOSURE | No Modifier | TYPE | ELECTRICAL,MOUNTING | NEMA RATING | IP66 | SIZE | 198 LGX102 WDX63 HT MM | MATERIAL | PVC | NUMBER OF KNOCKOUTS |  | MOUNTING TYPE | WALL | COLOUR | GREY | HAZARD CLASS |  | CERTIFICATION/STANDARD |  | ADDITIONAL FEATURES | NO OF GANG:2 | [53 empty] | Production Completed
STP_009 - Lot4 | Data Enrichment | MKV | OK | 21-07-2023 | 07-08-2023 | CONFLICT IN DESC (NEMA RATING), PROCESSED BASED ON WEB SOURCE | 1353571 | 1353571 | EA | ENCLOSURE;ELEC,IP65,STL |  |  | ENCLOSURE;TYPE:ELECTRICAL,NEMA RATING:IP65,SIZE:WD 300 X HT 300 X DP 150 MM,MATERIAL:STEEL,MNFR:01)TROPAC,PTNO:01)IP-303015 | 01)TROPAC,01)IP-303015,EN_01)ELECTRICAL,IP65,EN_01)WD 300 X HT 300 X DP 150,EN_01)STEEL |  |  | TROPAC | TROPAC | IP-303015 | [5 empty] | https://www.ipenclosures.com.au/wp-content/uploads/IP-303015-Datasheet.pdf | [10 empty] | ENRICHED | 39121300 Electrical boxes and enclosures and fittings and accessories | ENCLOSURE | No Modifier | TYPE | ELECTRICAL | NEMA RATING | IP66 | SIZE | 300 WDX300 HTX150 DP MM | MATERIAL | STEEL | NUMBER OF KNOCKOUTS |  | MOUNTING TYPE |  | COLOUR | GREY | HAZARD CLASS |  | CERTIFICATION/STANDARD |  | ADDITIONAL FEATURES | [54 empty] | Production Completed
STP_009 - Lot4 | Data Enrichment | MKV | OK | 21-07-2023 | 07-08-2023 |  | 1353295 | 1353295 | EA | ENCLOSURE;ELEC,MTL,SSP98 F-TYP,ECAM |  |  | ENCLOSURE;TYPE:ELECTRICAL,MATERIAL:METAL,ADDITIONAL FEATURES EN:SSP98 F-TYP,MNFR:01)ECAM,PTNO:01)ENC-MET-F/T-CAG | 01)ECAM,01)ENC-MET-F/T-CAG,EN_01)ELECTRICAL,EN_01)METAL,01)SSP98 F-TYP |  |  | ECAM | ECAM | ENC-MET-F/T-CAG |  |  | SSP98 F-TYP |  |  | URL NOT FOUND | [10 empty] | CLEANSED | 39121300 Electrical boxes and enclosures and fittings and accessories | ENCLOSURE | No Modifier | TYPE | ELECTRICAL | NEMA RATING |  | SIZE |  | MATERIAL | METAL | NUMBER OF KNOCKOUTS |  | MOUNTING TYPE |  | COLOUR |  | HAZARD CLASS |  | CERTIFICATION/STANDARD |  | ADDITIONAL FEATURES | [54 empty] | Production Completed
STP_009 - Lot4 | Data Enrichment | MKV | OK | 21-07-2023 | 07-08-2023 |  | 1298574 | 1298574 | EA | ENCLOSURE;ELEC,SS |  |  | ENCLOSURE;TYPE:ELECTRICAL,SIZE:WD 300 X HT 300 X DP 150 MM,MATERIAL:STAINLESS STEEL,MNFR:01)NHP,PTNO:01)NHP303015 | 01)NHP,01)NHP303015,EN_01)ELECTRICAL,EN_01)WD 300 X HT 300 X DP 150,EN_01)STAINLESS STEEL |  |  | NHP | NHP | 303015 | [5 empty] | URL NOT FOUND | [10 empty] | CLEANSED | 39121300 Electrical boxes and enclosures and fittings and accessories | ENCLOSURE | No Modifier | TYPE | ELECTRICAL | NEMA RATING |  | SIZE | 300 WDX300 HTX150 DP MM | MATERIAL | STAINLESS STEEL | NUMBER OF KNOCKOUTS |  | MOUNTING TYPE |  | COLOUR |  | HAZARD CLASS |  | CERTIFICATION/STANDARD |  | ADDITIONAL FEATURES | [54 empty] | Production Completed
STP_009 - Lot4 | Data Enrichment | MKV | OK | 21-07-2023 | 07-08-2023 |  | 1381754 | 1381754 | EA | ENCLOSURE;ELEC,SS316 |  |  | ENCLOSURE;TYPE:ELECTRICAL,MATERIAL:STAINLESS STEEL 316,MNFR:01)NHP,PTNO:01)D303015 | 01)NHP,01)D303015,EN_01)ELECTRICAL,EN_01)STAINLESS STEEL 316 |  |  | NHP | NHP | D303015 | [5 empty] | https://urbanutilities.com.au/-/media/quu/pdfs/suppliers-info/technical-manuals-waste-water/tms145.pdf?la=en&hash=0CBE2BF47579A6A884FEACDDE32C085BC94BEB2E | [10 empty] | ENRICHED | 39121300 Electrical boxes and enclosures and fittings and accessories | ENCLOSURE | No Modifier | TYPE | ELECTRICAL | NEMA RATING | IP66 | SIZE | 300 WDX300 HTX150 DP MM | MATERIAL | STAINLESS STEEL 316 | NUMBER OF KNOCKOUTS |  | MOUNTING TYPE |  | COLOUR |  | HAZARD CLASS |  | CERTIFICATION/STANDARD |  | ADDITIONAL FEATURES | [54 empty] | Production Completed
STP_009 - Lot4 | Data Enrichment | MKV | OK | 21-07-2023 | 07-08-2023 |  | 1277500 | 1277500 | EA | ENCLOSURE;GREASE FILLED |  |  | ENCLOSURE;TYPE:GREASE FILLED,MNFR:01)CNW (MOUNT ISA) ELECT WHOLESALER,PTNO:01)UTIH42155/1 | 01)CNW (MOUNT ISA) ELECT WHOLE,01)UTIH42155/1,EN_01)GREASE FILLED |  |  | CNW (MOUNT ISA) ELECT WHOLESALER | CNW (MOUNT ISA) ELECT WHOLESALER | UTIH42155/1 | [5 empty] | https://www.repelec.com.au/enclosure-grease-filled-2-5-pair-with-telstra-logo.html | [10 empty] | CLEANSED | 39121300 Electrical boxes and enclosures and fittings and accessories | ENCLOSURE | No Modifier | TYPE | GREASE FILLED | NEMA RATING |  | SIZE |  | MATERIAL |  | NUMBER OF KNOCKOUTS |  | MOUNTING TYPE |  | COLOUR |  | HAZARD CLASS |  | CERTIFICATION/STANDARD |  | ADDITIONAL FEATURES | [54 empty] | Production Completed
STP_009 - Lot4 | Data Enrichment | MKV | OK | 21-07-2023 | 07-08-2023 |  | 1277463 | 1277463 | EA | ENCLOSURE;HARD DRIVE,2-1/2 IN,BLACK |  |  | ENCLOSURE;TYPE:HARD DRIVE,SIZE:2-1/2 IN,COLOUR:BLACK,ADDITIONAL FEATURES EN:USB 3.1 TYPE C,MNFR:01)LINDY AUSTRALIA PTY LTD,PTNO: 01)43184 | 01)LINDY AUSTRALIA PTY LTD,01)43184,EN_01)HARD DRIVE,EN_01)2-1/2 IN,BLACK,01)USB 3.1 TYPE C |  |  | LINDY AUSTRALIA PTY LTD | LINDY AUSTRALIA PTY LTD | 43184 | [5 empty] | https://www.lindy-international.com/USB-3-1-Gen-2-SATA-Enclosure-2-5.htm?websale8=ld0101.ld021102&pi=43184 | [10 empty] | CLEANSED | 39121300 Electrical boxes and enclosures and fittings and accessories | ENCLOSURE | No Modifier | TYPE | HARD DRIVE | NEMA RATING |  | SIZE | 2-1/2 IN | MATERIAL |  | NUMBER OF KNOCKOUTS |  | MOUNTING TYPE |  | COLOUR | BLACK | HAZARD CLASS |  | CERTIFICATION/STANDARD |  | ADDITIONAL FEATURES | FOR USB 3.1 TYPE C | [53 empty] | Production Completed
STP_009 - Lot4 | Data Enrichment | MKV | OK | 21-07-2023 | 07-08-2023 |  | 1277410 | 1277410 | EA | ENCLOSURE;INCLINE SLOPE ROOF,IP66,SS316 |  |  | ENCLOSURE;TYPE:INCLINE SLOPE ROOF,NEMA RATING:IP66,SIZE:WD 400 X HT 300 X DP 200 MM,MATERIAL:STAINLESS STEEL 316,MOUNTING TYPE: FLANGE,MNFR:01)CNW (MOUNT ISA) ELECT WHOLESALER,PTNO:01)B-RSR03042/S | 01)CNW (MOUNT ISA) ELECT WHOLE,01)B-RSR03042/S,EN_01)INCLINE SLOPE ROOF,IP66,EN_01)WD 400 X HT 300 X DP 200,EN_01)STAINLESS STEEL 316,FLANGE |  |  | CNW (MOUNT ISA) ELECT WHOLESALER | CNW (MOUNT ISA) ELECT WHOLESALER | B-RSR03042/S | [5 empty] | https://shop.cnw.com.au/cnw/en/AUD/All-Categories/Electrical-Distribution/Load-Centre/ENCLOSURE-INCLINE-SR-S-ST-300X400X200/p/B-RSR03042=SJ11 | [10 empty] | CLEANSED | 39121300 Electrical boxes and enclosures and fittings and accessories | ENCLOSURE | No Modifier | TYPE | INCLINE SLOPE ROOF | NEMA RATING | IP66 | SIZE | 400 WDX300 HTX200 DP MM | MATERIAL | STAINLESS STEEL 316 | NUMBER OF KNOCKOUTS |  | MOUNTING TYPE | FLANGE | COLOUR |  | HAZARD CLASS |  | CERTIFICATION/STANDARD |  | ADDITIONAL FEATURES | [54 empty] | Production Completed
STP_009 - Lot4 | Data Enrichment | MKV | OK | 21-07-2023 | 07-08-2023 |  | 1352599 | 1352599 | EA | ENCLOSURE;INCLINE SLOPE ROOF,IP66,SS316 |  |  | ENCLOSURE;TYPE:INCLINE SLOPE ROOF,NEMA RATING:IP66,SIZE:WD 400 X HT 400 X DP 200 MM,MATERIAL:STAINLESS STEEL 316,COLOUR:SILVER UNPAINTED,MNFR:01)CNW (MOUNT ISA) ELECT WHOLESALER,PTNO:01)B-RSR04042/S | 01)CNW (MOUNT ISA) ELECT WHOLE,01)B-RSR04042/S,EN_01)INCLINE SLOPE ROOF,IP66,EN_01)WD 400 X HT 400 X DP 200,EN_01)STAINLESS STEEL 316,SILVER UNPAINTED |  |  | CNW (MOUNT ISA) ELECT WHOLESALER | CNW (MOUNT ISA) ELECT WHOLESALER | B-RSR04042/S | [5 empty] | https://shop.cnw.com.au/cnw/en/AUD/All-Categories/Electrical-Distribution/Enclosures/ENCLOSURE-INCLINE-SR-S-ST-400X400X200/p/B%4006RSR04042%3DSJ11 | https://shop.sherriff.com.au/she/en/AUD/AllCategories/Electrical-Distribution/Enclosures/ENCLOSURE-INCLINE-SR-S-ST-400X400X200/p/B-RSR04042=SJ11 | [9 empty] | CLEANSED | 39121300 Electrical boxes and enclosures and fittings and accessories | ENCLOSURE | No Modifier | TYPE | INCLINE SLOPE ROOF,UNPAINTED | NEMA RATING | IP66 | SIZE | 400 WDX400 HTX200 DP MM | MATERIAL | STAINLESS STEEL 316 | NUMBER OF KNOCKOUTS |  | MOUNTING TYPE |  | COLOUR | SILVER | HAZARD CLASS |  | CERTIFICATION/STANDARD |  | ADDITIONAL FEATURES | [54 empty] | Production Completed
STP_009 - Lot4 | Data Enrichment | MKV | OK | 21-07-2023 | 07-08-2023 |  | 1277374 | 1277374 | EA | ENCLOSURE;INDOORS AND OUTDOORS,IP67,PC |  |  | ENCLOSURE;TYPE:INDOORS AND OUTDOORS,NEMA RATING:IP67,SIZE:WD 188 X LG 278 X HT 130 MM,MATERIAL:PC,COLOUR:GREY,ADDITIONAL FEATURES EN:SERIES NO: SOLID PC,MNFR:01)RS COMPONENTS PTY LTD,PTNO:01)188-2415 | 01)RS COMPONENTS PTY LTD,01)188-2415,EN_01)INDOORS AND OUTDOORS,IP67,EN_01)WD 188 X LG 278 X HT 130,EN_01)PC,GREY,01)SERIES NO: SOLID PC |  |  | RS COMPONENTS PTY LTD | FIBOX | PC 2819 13 T |  | RS COMPONENTS PTY LTD | 188-2415 |  |  | https://uk.rs-online.com/web/p/general-purpose-enclosures/1882415 | [10 empty] | ENRICHED | 39121300 Electrical boxes and enclosures and fittings and accessories | ENCLOSURE | No Modifier | TYPE | INDOORS AND OUTDOORS,TRANSPARENT LID | NEMA RATING | IP67 | SIZE | 278 LGX188 WDX130 HT MM | MATERIAL | POLYCARBONATE | NUMBER OF KNOCKOUTS |  | MOUNTING TYPE |  | COLOUR | GREY | HAZARD CLASS |  | CERTIFICATION/STANDARD |  | ADDITIONAL FEATURES | SERIES NO:SOLID PC | [53 empty] | Production Completed
STP_009 - Lot4 | Data Enrichment | MKV | OK | 21-07-2023 | 07-08-2023 |  | 1277417 | 1277417 | EA | ENCLOSURE;IP65,PLSTC,UNIVERSAL,GREY |  |  | ENCLOSURE;NEMA RATING:IP65,SIZE:WD 239 X HT 289 X DP 107 MM,MATERIAL:PLASTIC,MOUNTING TYPE:UNIVERSAL,COLOUR:GREY,ADDITIONAL FEATURES EN:SERIES NO: N-LINE,MNFR:01)CNW (MOUNT ISA) ELECT WHOLESALER,PTNO:01)NHPNLP292411 | 01)CNW (MOUNT ISA) ELECT WHOLE,01)NHPNLP292411,IP65,EN_01)WD 239 X HT 289 X DP 107,EN_01)PLASTIC,UNIVERSAL,GREY,01)SERIES NO: N-LINE |  |  | CNW (MOUNT ISA) ELECT WHOLESALER | NHP | NLP292411 |  | CNW (MOUNT ISA) ELECT WHOLESALER |  |  |  | https://directwholesale.com.au/products/nhp-nlp292411-enclosure-terminal-box-n-line-plastic-ip65-grey-h289xw239xd107mm/ | [10 empty] | ENRICHED | 39121300 Electrical boxes and enclosures and fittings and accessories | ENCLOSURE | No Modifier | TYPE |  | NEMA RATING | IP65 | SIZE | 239 WDX289 HTX107 DP MM | MATERIAL | PVC | NUMBER OF KNOCKOUTS |  | MOUNTING TYPE | DIN RAIL | COLOUR | GREY | HAZARD CLASS |  | CERTIFICATION/STANDARD |  | ADDITIONAL FEATURES | SERIES NO:N-LINE,UNIVERSAL | [53 empty] | Production Completed
STP_009 - Lot4 | Data Enrichment | MKV | OK | 21-07-2023 | 07-08-2023 |  | 1277329 | 1277329 | EA | ENCLOSURE;IP65,WD 191 HT 240 X DP 107 MM |  |  | ENCLOSURE;NEMA RATING:IP65,SIZE:WD 191 HT 240 X DP 107 MM,MATERIAL:PLASTIC,MOUNTING TYPE:UNIVERSAL,COLOUR:GREY,ADDITIONAL FEATURES EN:SERIES NO: N-LINE,MNFR:01)CNW (MOUNT ISA) ELECT WHOLESALER,PTNO:01)NHPNLP241911 | 01)CNW (MOUNT ISA) ELECT WHOLE,01)NHPNLP241911,IP65,EN_01)WD 191 HT 240 X DP 107 M,EN_01)PLASTIC,UNIVERSAL,GREY,01)SERIES NO: N-LINE |  |  | CNW (MOUNT ISA) ELECT WHOLESALER | NHP | NLP241911 |  | CNW (MOUNT ISA) ELECT WHOLESALER |  |  |  | https://nhp.com.au/product/nlp241911 | https://directwholesale.com.au/products/nhp-nlp241911-enclosure-terminal-box-n-line-plastic-ip65-grey-h240xw191xd107mm/ | [9 empty] | ENRICHED | 39121300 Electrical boxes and enclosures and fittings and accessories | ENCLOSURE | No Modifier | TYPE |  | NEMA RATING | IP65 | SIZE | 191 WDX240 HTX107 DP MM | MATERIAL | PVC | NUMBER OF KNOCKOUTS |  | MOUNTING TYPE | DIN RAIL | COLOUR | GREY | HAZARD CLASS |  | CERTIFICATION/STANDARD | EN 60529,EN 62208:2003,EN 62262,UL 746C,IEC 60695-2-1 | ADDITIONAL FEATURES | SERIES NO:N-LINE,UNIVERSAL | [53 empty] | Production Completed
STP_009 - Lot4 | Data Enrichment | MKV | OK | 21-07-2023 | 07-08-2023 | CONFLICT IN DESC (SIZE), PROCESSED BASED ON WEB SOURCE | 1277137 | 1277137 | EA | ENCLOSURE;IP66, 4/12/13/IK 10,MS,WALL |  |  | ENCLOSURE;NEMA RATING:IP66, 4/12/13/IK 10,SIZE:SQ 300 X DP 150 MM,MATERIAL:MILD STEEL,MOUNTING TYPE:WALL,COLOUR:GREY LIGHT,MNFR: 01)CNW (MOUNT ISA) ELECT WHOLESALER,PTNO:01)NHPMAS0303021R5 | 01)CNW (MOUNT ISA) ELECT WHOLE,01)NHPMAS0303021R5,IP66, 4/12/13/IK 10,EN_01)SQ 300 X DP 150 MM,EN_01)MILD STEEL,WALL,GREY LIGHT |  |  | CNW (MOUNT ISA) ELECT WHOLESALER | NHP | MAS0303021R5 |  | CNW (MOUNT ISA) ELECT WHOLESALER |  |  |  | https://tlauk.net/enclosures-climate-control-accessories/wall-mounted-floor-standing-enclosures/nvent-hoffman/wall-mounting-enclosures/mas0303021r5 | [10 empty] | ENRICHED | 39121300 Electrical boxes and enclosures and fittings and accessories | ENCLOSURE | No Modifier | TYPE | SINGLE DOOR | NEMA RATING | IP66,TYPE 4/12/13/IK 10 | SIZE | 300 SQX210 DP MM | MATERIAL | MILD STEEL | NUMBER OF KNOCKOUTS |  | MOUNTING TYPE | WALL | COLOUR | LIGHT GREY | HAZARD CLASS |  | CERTIFICATION/STANDARD |  | ADDITIONAL FEATURES | [54 empty] | Production Completed
STP_009 - Lot4 | Data Enrichment | MKV | OK | 21-07-2023 | 07-08-2023 |  | 1277104 | 1277104 | EA | ENCLOSURE;IP66,SQ 300 X DP 150 MM,SS316 |  |  | ENCLOSURE;NEMA RATING:IP66,SIZE:SQ 300 X DP 150 MM,MATERIAL:STAINLESS STEEL 316,COLOUR:GREY PEBBLE,ADDITIONAL FEATURES EN:SERIES NO: UNIVERSAL NI,MNFR:01)CNW (MOUNT ISA) ELECT WHOLESALER,PTNO:01)1 B-RNI03031/S | 01)CNW (MOUNT ISA) ELECT WHOLE,01)1 B-RNI03031/S,IP66,EN_01)SQ 300 X DP 150 MM,EN_01)STAINLESS STEEL 316,GREY PEBBLE,01)SERIES NO: UNIVERSAL NI |  |  | CNW (MOUNT ISA) ELECT WHOLESALER | CNW (MOUNT ISA) ELECT WHOLESALER | B-RNI03031/S | [5 empty] | https://shop.cnw.com.au/cnw/en/AUD/AllCategories/Electrical-Distribution/Enclosures/ENCLOSURE-UNIVERSAL-300X300X150MM-S-STL/p/B-RNI03031=SJ11 | [10 empty] | ENRICHED | 39121300 Electrical boxes and enclosures and fittings and accessories | ENCLOSURE | No Modifier | TYPE | SINGLE DOOR | NEMA RATING | IP66 | SIZE | 300 SQX150 DP MM | MATERIAL | STAINLESS STEEL 316 | NUMBER OF KNOCKOUTS |  | MOUNTING TYPE |  | COLOUR | GREY PEBBLE | HAZARD CLASS |  | CERTIFICATION/STANDARD |  | ADDITIONAL FEATURES | SERIES NO:UNIVERSAL NI | [53 empty] | Production Completed
STP_009 - Lot4 | Data Enrichment | MKV | OK | 21-07-2023 | 07-08-2023 |  | 1277310 | 1277310 | EA | ENCLOSURE;IP66,SQ 300 X DP 150 MM,SS316 |  |  | ENCLOSURE;NEMA RATING:IP66,SIZE:SQ 300 X DP 150 MM,MATERIAL:STAINLESS STEEL 316,COLOUR:GREY PEBBLE,ADDITIONAL FEATURES EN:SERIES NO: UNIVERSAL NI,MNFR:01)CNW (MOUNT ISA) ELECT WHOLESALER,PTNO:01)B-RNI03031/S | 01)CNW (MOUNT ISA) ELECT WHOLE,01)B-RNI03031/S,IP66,EN_01)SQ 300 X DP 150 MM,EN_01)STAINLESS STEEL 316,GREY PEBBLE,01)SERIES NO: UNIVERSAL NI |  |  | CNW (MOUNT ISA) ELECT WHOLESALER | CNW (MOUNT ISA) ELECT WHOLESALER | B-RNI03031/S | [5 empty] | https://shop.cnw.com.au/cnw/en/AUD/AllCategories/Electrical-Distribution/Enclosures/ENCLOSURE-UNIVERSAL-300X300X150MM-S-STL/p/B-RNI03031=SJ11 | [10 empty] | ENRICHED | 39121300 Electrical boxes and enclosures and fittings and accessories | ENCLOSURE | No Modifier | TYPE | SINGLE DOOR | NEMA RATING | IP66 | SIZE | 300 SQX150 DP MM | MATERIAL | STAINLESS STEEL 316 | NUMBER OF KNOCKOUTS |  | MOUNTING TYPE |  | COLOUR | GREY PEBBLE | HAZARD CLASS |  | CERTIFICATION/STANDARD |  | ADDITIONAL FEATURES | SERIES NO:UNIVERSAL NI | [53 empty] | Production Completed
STP_009 - Lot4 | Data Enrichment | MKV | OK | 21-07-2023 | 07-08-2023 |  | 1344253 | 1344253 | EA | ENCLOSURE;IP66,SQ 600 X 200 MM |  |  | ENCLOSURE;NEMA RATING:IP66,SIZE:SQ 600 X 200 MM,MATERIAL:STEEL ZINC COATED,MOUNTING TYPE:BRACKET, WALL,MNFR:01)BRELAY,PTNO:01) NI06067 | 01)BRELAY,01)NI06067,IP66,EN_01)SQ 600 X 200 MM,EN_01)STEEL ZINC COATED,BRACKET, WALL |  |  | BRELAY | BRELAY | NI06067 | [5 empty] | URL NOT FOUND | [10 empty] | CLEANSED | 39121300 Electrical boxes and enclosures and fittings and accessories | ENCLOSURE | No Modifier | TYPE |  | NEMA RATING | IP66 | SIZE | 600 SQX200 DP MM | MATERIAL | STEEL ZINC COATED | NUMBER OF KNOCKOUTS |  | MOUNTING TYPE | BRACKET,WALL | COLOUR |  | HAZARD CLASS |  | CERTIFICATION/STANDARD |  | ADDITIONAL FEATURES | [54 empty] | Production Completed
STP_009 - Lot4 | Data Enrichment | MKV | OK | 21-07-2023 | 07-08-2023 |  | 1277111 | 1277111 | EA | ENCLOSURE;IP66,SS316 |  |  | ENCLOSURE;NEMA RATING:IP66,SIZE:WD 400 X HT 300 X DP 200 MM,MATERIAL:STAINLESS STEEL 316,ADDITIONAL FEATURES EN:SERIES NO: UNIVERSAL NI,MNFR:01)CNW (MOUNT ISA) ELECT WHOLESALER,PTNO:01)B-RNI03042/S | 01)CNW (MOUNT ISA) ELECT WHOLE,01)B-RNI03042/S,IP66,EN_01)WD 400 X HT 300 X DP 200,EN_01)STAINLESS STEEL 316,01)SERIES NO: UNIVERSAL NI |  |  | CNW (MOUNT ISA) ELECT WHOLESALER | CNW (MOUNT ISA) ELECT WHOLESALER | B-RNI03042/S | [5 empty] | https://shop.cnw.com.au/cnw/en/AUD/AllCategories/Electrical-Distribution/Load-Centre/ENCLOSURE-UNIVERSAL-300X400X200MM-S-STL/p/B-RNI03042=SJ11 | [10 empty] | ENRICHED | 39121300 Electrical boxes and enclosures and fittings and accessories | ENCLOSURE | No Modifier | TYPE | SINGLE DOOR | NEMA RATING | IP66 | SIZE | 400 WDX300 HTX200 DP MM | MATERIAL | STAINLESS STEEL 316 | NUMBER OF KNOCKOUTS |  | MOUNTING TYPE |  | COLOUR |  | HAZARD CLASS |  | CERTIFICATION/STANDARD |  | ADDITIONAL FEATURES | SERIES NO:UNIVERSAL NI | [53 empty] | Production Completed
STP_009 - Lot4 | Data Enrichment | MKV | OK | 21-07-2023 | 07-08-2023 |  | 1277388 | 1277388 | EA | ENCLOSURE;IP66,SS316 |  |  | ENCLOSURE;NEMA RATING:IP66,SIZE:WD 400 X HT 300 X DP 200 MM,MATERIAL:STAINLESS STEEL 316,MNFR:01)HAYMANS ELECTRICAL (PARTS),PTNO: 01 | 01)HAYMANS ELECTRICAL (PARTS),01)B&RNI03042/S,IP66,EN_01)WD 400 X HT 300 X DP 200,EN_01)STAINLESS STEEL 316 |  |  | HAYMANS ELECTRICAL (PARTS) | HAYMANS | B-RNI03042/S | CNW |  |  |  |  | https://shop.cnw.com.au/cnw/en/AUD/AllCategories/Electrical-Distribution/Load-Centre/ENCLOSURE-UNIVERSAL-300X400X200MM-S-STL/p/B-RNI03042=SJ11 | [10 empty] | ENRICHED | 39121300 Electrical boxes and enclosures and fittings and accessories | ENCLOSURE | No Modifier | TYPE | SINGLE DOOR | NEMA RATING | IP66 | SIZE | 400 WDX300 HTX200 DP MM | MATERIAL | STAINLESS STEEL 316 | NUMBER OF KNOCKOUTS |  | MOUNTING TYPE |  | COLOUR |  | HAZARD CLASS |  | CERTIFICATION/STANDARD |  | ADDITIONAL FEATURES | [54 empty] | Production Completed
STP_009 - Lot4 | Data Enrichment | MKV | OK | 21-07-2023 | 07-08-2023 |  | 1277537 | 1277537 | EA | ENCLOSURE;IP66,SS316 |  |  | ENCLOSURE;NEMA RATING:IP66,MATERIAL:STAINLESS STEEL 316,ADDITIONAL FEATURES EN:1/DOOR, AS PER ITEM 10 HAYMANS LATHE ENERGY CHA, MNFR:01)HAYMANS ELECTRICAL (PARTS),PTNO:01)ELSTS15158-6 | 01)HAYMANS ELECTRICAL (PARTS),01)ELSTS15158-6,IP66,EN_01)STAINLESS STEEL 316,01)1/DOOR, AS PER ITEM 10 HAYM |  |  | HAYMANS ELECTRICAL (PARTS) | HAYMANS | ELSTS15158-6 | [5 empty] | URL NOT FOUND | [10 empty] | CLEANSED | 39121300 Electrical boxes and enclosures and fittings and accessories | ENCLOSURE | No Modifier | TYPE | SINGLE DOOR | NEMA RATING | IP66 | SIZE |  | MATERIAL | STAINLESS STEEL 316 | NUMBER OF KNOCKOUTS |  | MOUNTING TYPE |  | COLOUR |  | HAZARD CLASS |  | CERTIFICATION/STANDARD |  | ADDITIONAL FEATURES | AS PER ITEM 10 LATHE ENERGY CHA | [53 empty] | Production Completed
STP_009 - Lot4 | Data Enrichment | MKV | OK | 21-07-2023 | 07-08-2023 |  | 1277376 | 1277376 | EA | ENCLOSURE;IP66,SS316, NI 200MM |  |  | ENCLOSURE;NEMA RATING:IP66,SIZE:WD 400 X HT 500 X DP 200 MM,MATERIAL:STAINLESS STEEL 316,ADDITIONAL FEATURES EN:REQ TO BUILD NEW F/STARTER FOR 3 PREQUESTED BY, NI 200MM,MNFR:01)CNW (MOUNT ISA) ELECT WHOLESALER,PTNO:01)B-RNI05042/S | 01)CNW (MOUNT ISA) ELECT WHOLE,01)B-RNI05042/S,IP66,EN_01)WD 400 X HT 500 X DP 200,EN_01)STAINLESS STEEL 316,01)REQ TO BUILD NEW F/STARTER,02) NI 200MM |  |  | CNW (MOUNT ISA) ELECT WHOLESALER | CNW (MOUNT ISA) ELECT WHOLESALER | B-RNI05042/S | [5 empty] | https://shop.cnw.com.au/cnw/en/AUD/All-Categories/Enclosures-%26-Boxes/ENCLOSURE-NI-200MM-SERIES-500X400-S-STL/p/B@06RNI05042=SJ11 | [10 empty] | CLEANSED | 39121300 Electrical boxes and enclosures and fittings and accessories | ENCLOSURE | No Modifier | TYPE |  | NEMA RATING | IP66 | SIZE | 400 WDX500 HTX200 DP MM | MATERIAL | STAINLESS STEEL 316 | NUMBER OF KNOCKOUTS |  | MOUNTING TYPE |  | COLOUR |  | HAZARD CLASS |  | CERTIFICATION/STANDARD |  | ADDITIONAL FEATURES | REQUESTED TO BUILD NEW F/STARTER FOR 3 PREQUESTED BY | [53 empty] | Production Completed
STP_009 - Lot4 | Data Enrichment | MKV | OK | 21-07-2023 | 07-08-2023 |  | 1277328 | 1277328 | EA | ENCLOSURE;IP66,SS316,1/DOOR |  |  | ENCLOSURE;NEMA RATING:IP66,SIZE:WD 400 X HT 600 X DP 200 MM,MATERIAL:STAINLESS STEEL 316,ADDITIONAL FEATURES EN:1/DOOR,MNFR:01) HAYM | 01)HAYMANS ELECTRICAL (PARTS),01)B&RNI06042/S,IP66,EN_01)WD 400 X HT 600 X DP 200,EN_01)STAINLESS STEEL 316,01)1/DOOR |  |  | HAYM | HAYMANS | B-RNI06042/S | CNW |  |  |  |  | https://shop.cnw.com.au/cnw/en/AUD/AllCategories/Electrical-Distribution/Load-Centre/ENCLOSURE-UNIVERSAL-600X400X200MM-S-STL/p/B-RNI06042=SJ11 | [10 empty] | CLEANSED | 39121300 Electrical boxes and enclosures and fittings and accessories | ENCLOSURE | No Modifier | TYPE | SINGLE DOOR | NEMA RATING | IP66 | SIZE | 400 WDX600 HTX200 DP MM | MATERIAL | STAINLESS STEEL 316 | NUMBER OF KNOCKOUTS |  | MOUNTING TYPE |  | COLOUR |  | HAZARD CLASS |  | CERTIFICATION/STANDARD |  | ADDITIONAL FEATURES | [54 empty] | Production Completed
STP_009 - Lot4 | Data Enrichment | MKV | OK | 21-07-2023 | 07-08-2023 |  | 1277497 | 1277497 | EA | ENCLOSURE;IP66,SS316,GREY PEBBLE |  |  | ENCLOSURE;NEMA RATING:IP66,SIZE:WD 400 X HT 400 X DP 200 THK 1.5 MM,MATERIAL:STAINLESS STEEL 316,COLOUR:GREY PEBBLE,ADDITIONAL FEATURES EN:SERIES NO: UNIVERSAL NI,MNFR:01)CNW (MOUNT ISA) ELECT WHOLESALER,PTNO:01)B-RNI04042/S | 01)CNW (MOUNT ISA) ELECT WHOLE,01)B-RNI04042/S,IP66,EN_01)WD 400 X HT 400 X DP 200,EN_01)STAINLESS STEEL 316,GREY PEBBLE,01)SERIES NO: UNIVERSAL NI |  |  | CNW (MOUNT ISA) ELECT WHOLESALER | CNW (MOUNT ISA) ELECT WHOLESALER | B-RNI04042/S | [5 empty] | https://shop.cnw.com.au/cnw/en/AUD/AllCategories/Electrical-Distribution/Load-Centre/ENCLOSURE-UNIVERSAL-400X400X200MM-S-STL/p/B-RNI04042=SJ11 | [10 empty] | ENRICHED | 39121300 Electrical boxes and enclosures and fittings and accessories | ENCLOSURE | No Modifier | TYPE | SINGLE DOOR | NEMA RATING | IP66 | SIZE | 400 WDX400 HTX200 DPX1.5 THK MM | MATERIAL | STAINLESS STEEL 316 | NUMBER OF KNOCKOUTS |  | MOUNTING TYPE |  | COLOUR | GREY PEBBLE | HAZARD CLASS |  | CERTIFICATION/STANDARD |  | ADDITIONAL FEATURES | SERIES NO:UNIVERSAL NI | [53 empty] | Production Completed
STP_009 - Lot4 | Data Enrichment | MKV | OK | 21-07-2023 | 07-08-2023 |  | 1277386 | 1277386 | EA | ENCLOSURE;IP69K,WD 72 X HT 80 X DP 56 MM |  |  | ENCLOSURE;NEMA RATING:IP69K,SIZE:WD 72 X HT 80 X DP 56 MM,MATERIAL:PLASTIC,MOUNTING TYPE:SCREW,COLOUR:GREY,ADDITIONAL FEATURES EN: FOR E-STOPS ON ALL JUMBOSPIECART - 21C RIG ELEC,OLLASTON, SERIES NO: M22,MNFR:01)CNW (MOUNT ISA) ELECT WHOLESALER,PTNO:01)EATM22- I1 | 01)CNW (MOUNT ISA) ELECT WHOLE,01)EATM22-I1,IP69K,EN_01)WD 72 X HT 80 X DP 56 MM,EN_01)PLASTIC,SCREW,GREY,01)FOR E-STOPS ON ALL JUMBOSPI,02)OLLASTON, SERIES NO: M22 |  |  | CNW (MOUNT ISA) ELECT WHOLESALER | CNW (MOUNT ISA) ELECT WHOLESALER | EATM22I1 | [5 empty] | https://www.ideal.co.nz/nzi/Category/Industrial-Control/HID-Pushbutton-and-Selector/Enclosure-Surface-Mnt-1Way/p/EATM22I1 | [10 empty] | ENRICHED | 39121300 Electrical boxes and enclosures and fittings and accessories | ENCLOSURE | No Modifier | TYPE |  | NEMA RATING | IP69K | SIZE | 72 WDX80 HTX56 DP MM | MATERIAL | PLASTIC | NUMBER OF KNOCKOUTS |  | MOUNTING TYPE | SURFACE,SCREW | COLOUR | GREY | HAZARD CLASS |  | CERTIFICATION/STANDARD |  | ADDITIONAL FEATURES | FOR E-STOPS ON ALL JUMBOSPIECART-21C RIG ELEC,OLLASTON,SERIES NO:M22 | [53 empty] | Production Completed
STP_009 - Lot4 | Data Enrichment | MKV | OK | 21-07-2023 | 07-08-2023 |  | 1271928 | 1271928 | EA | ENCLOSURE;JONT,DIA 150 X LG 540 MM,FIBER | ALOJAMIENTO;NEGRO | ENCEINTE;NOIR | ENCLOSURE;TYPE:JOINT,SIZE:DIA 150 X LG 540 MM,MATERIAL:FIBER,COLOUR:BLACK,ADDITIONAL FEATURES EN:FOSC-400B4-24-6-NNV-AU01,SINGLE ENDED,O-RING SEALED,MNFR: COMMSCOPE,PTNO:CK9114-000 |  | CK9114-000 |  | COMMSCOPE | COMMSCOPE | CK9114-000 |  |  | FOSC-400B4-24-6-NNV-AU01 |  |  | https://www.opticalsolutions.com.au/product/undeground-enclosures-ck9114-000/ | [10 empty] | CLEANSED | 39121300 Electrical boxes and enclosures and fittings and accessories | ENCLOSURE | No Modifier | TYPE | JOINT,SINGLE ENDED,O-RING SEALED | NEMA RATING |  | SIZE | 150 DIAX540 LG MM | MATERIAL | FIBER | NUMBER OF KNOCKOUTS |  | MOUNTING TYPE |  | COLOUR | BLACK | HAZARD CLASS |  | CERTIFICATION/STANDARD |  | ADDITIONAL FEATURES | [54 empty] | Production Completed
STP_009 - Lot4 | Data Enrichment | MKV | OK | 21-07-2023 | 07-08-2023 |  | 1271927 | 1271927 | EA | ENCLOSURE;JONT,DIA 240 X LG 710 MM,BLACK | ALOJAMIENTO;NEGRO | ENCEINTE;NOIR | ENCLOSURE;TYPE:JOINT,SIZE:DIA 240 X LG 710 MM,MATERIAL:POLYMER,COLOUR:BLACK,ADDITIONAL FEATURES EN:FOSC-400D5-72-1-NNV,SINGLE ENDED, ROUND FIBER,MNFR: COMMSCOPE,PTNO:CW8473-000 |  | CW8473-000 |  | COMMSCOPE | COMMSCOPE | CW8473-000 |  |  | FOSC-400D5-72-1-NNV |  |  | https://www.commscope.com/product-type/cabinets-panels-enclosures/closures-terminals/fiber-splice-closures/itemcw8473-000/ | [10 empty] | CLEANSED | 40141700 Hardware and fittings | CLOSURE | NO MODIFIER | TYPE | JOINT,SINGLE ENDED,ROUND FIBER | SIZE | 240 DIAX710 LG MM | MATERIAL | POLYMER | COLOR | BLACK | CONNECTION TYPE |  | TRADE SIZE |  | END CONNECTION |  | CERTIFICATION/STANDARD |  | ADDITIONAL FEATURES | [56 empty] | Production Completed
STP_009 - Lot4 | Data Enrichment | MKV | OK | 21-07-2023 | 07-08-2023 |  | 1277224 | 1277224 | EA | ENCLOSURE;LDD |  |  | ENCLOSURE;TYPE:LOADED,ADDITIONAL FEATURES EN:REFERENCE NO: RB-2AH-BA-2B 1RU 24F OM1,MNFR:01)CNW (MOUNT ISA) ELECT WHOLESALER,PTNO: 01)RB-2AH-BA-2B | 01)CNW (MOUNT ISA) ELECT WHOLE,01)RB-2AH-BA-2B,EN_01)LOADED,01)REFERENCE NO: RB-2AH-BA-2B |  |  | CNW (MOUNT ISA) ELECT WHOLESALER | CNW (MOUNT ISA) ELECT WHOLESALER | RB-2AH-BA-2B | [5 empty] | URL NOT FOUND | [10 empty] | CLEANSED | 39121300 Electrical boxes and enclosures and fittings and accessories | ENCLOSURE | No Modifier | TYPE | LOADED | NEMA RATING |  | SIZE |  | MATERIAL |  | NUMBER OF KNOCKOUTS |  | MOUNTING TYPE |  | COLOUR |  | HAZARD CLASS |  | CERTIFICATION/STANDARD |  | ADDITIONAL FEATURES | REFERENCE NO:RB-2AH-BA-2B 1RU 24F OM1 | [53 empty] | Production Completed
STP_009 - Lot4 | Data Enrichment | MKV | OK | 21-07-2023 | 07-08-2023 |  | 1277364 | 1277364 | EA | ENCLOSURE;LDD |  |  | ENCLOSURE;TYPE:LOADED,MNFR:01)CNW (MOUNT ISA) ELECT WHOLESALER,PTNO:01)RF-4AI4AH-BD-4H4B | 01)CNW (MOUNT ISA) ELECT WHOLE,01)RF-4AI4AH-BD-4H4B,EN_01)LOADED |  |  | CNW (MOUNT ISA) ELECT WHOLESALER | CNW (MOUNT ISA) ELECT WHOLESALER | RF-4AI4AH-BD-4H4B | [5 empty] | URL NOT FOUND | [10 empty] | CLEANSED | 39121300 Electrical boxes and enclosures and fittings and accessories | ENCLOSURE | No Modifier | TYPE | LOADED | NEMA RATING |  | SIZE |  | MATERIAL |  | NUMBER OF KNOCKOUTS |  | MOUNTING TYPE |  | COLOUR |  | HAZARD CLASS |  | CERTIFICATION/STANDARD |  | ADDITIONAL FEATURES | [54 empty] | Production Completed
STP_009 - Lot4 | Data Enrichment | MKV | OK | 21-07-2023 | 07-08-2023 |  | 1277372 | 1277372 | EA | ENCLOSURE;LDD |  |  | ENCLOSURE;TYPE:LOADED,ADDITIONAL FEATURES EN:ELECT WSHOP - 19L - TENEILLE,MNFR:01)CNW (MOUNT ISA) ELECT WHOLESALER,PTNO:01)AFLFDE- 12ST6-2 | 01)CNW (MOUNT ISA) ELECT WHOLE,01)AFLFDE-12ST6-2,EN_01)LOADED,01)ELECT WSHOP - 19L - TENEILL |  |  | CNW (MOUNT ISA) ELECT WHOLESALER | CNW (MOUNT ISA) ELECT WHOLESALER | AFLFDE- 12ST6-2 | [5 empty] | URL NOT FOUND | [10 empty] | CLEANSED | 39121300 Electrical boxes and enclosures and fittings and accessories | ENCLOSURE | No Modifier | TYPE | LOADED | NEMA RATING |  | SIZE |  | MATERIAL |  | NUMBER OF KNOCKOUTS |  | MOUNTING TYPE |  | COLOUR |  | HAZARD CLASS |  | CERTIFICATION/STANDARD |  | ADDITIONAL FEATURES | ELECT WSHOP-19L-TENEILLE | [53 empty] | Production Completed
STP_009 - Lot4 | Data Enrichment | MKV | OK | 21-07-2023 | 07-08-2023 |  | 1358255 | 1358255 | EA | ENCLOSURE;LOAD CENTRE, SWITCHBOARD,WHITE |  |  | ENCLOSURE;TYPE:LOAD CENTRE, SWITCHBOARD,MOUNTING TYPE:SURFACE,COLOUR:WHITE,ADDITIONAL FEATURES EN:2 MODULE DIN,MNFR:01)CNW (MOUNT ISA) ELECT WHOLESALER,PTNO:01)CLI4CC2WE | 01)CNW (MOUNT ISA) ELECT WHOLE,01)CLI4CC2WE,EN_01)LOAD CENTRE, SWITCHBOARD,SURFACE,WHITE,01)2 MODULE DIN |  |  | CNW (MOUNT ISA) ELECT WHOLESALER | CNW (MOUNT ISA) ELECT WHOLESALER | CLI4CC2WE | [5 empty] | https://www.rexel.com.au/are/category/Power-Distribution/Distribution-Boards/Small-distribution-board/SWITCHBOARD-ENCLOSURE-2-POLE-SURFACE-MOUNT/CLI4CC2WE/p/10080987 | [10 empty] | ENRICHED | 39121300 Electrical boxes and enclosures and fittings and accessories | ENCLOSURE | No Modifier | TYPE | LOAD CENTRE,SWITCHBOARD | NEMA RATING |  | SIZE | 53 WDX133 HTX69 DP MM | MATERIAL | PLASTIC | NUMBER OF KNOCKOUTS |  | MOUNTING TYPE | SURFACE | COLOUR | WHITE | HAZARD CLASS |  | CERTIFICATION/STANDARD |  | ADDITIONAL FEATURES | 2 MODULE DIN | [53 empty] | Production Completed
STP_009 - Lot4 | Data Enrichment | MKV | OK | 21-07-2023 | 07-08-2023 |  | 1353514 | 1353514 | EA | ENCLOSURE;MINE PHONE |  |  | ENCLOSURE;TYPE:MINE PHONE,ADDITIONAL FEATURES EN:CABINET, WITH C/W 2 IN, 4 IN MOUNTING BRACKETS,CATIONS SERVICE, AS PER SITE SPEC, MNFR:01)AMICOMMS,PTNO:01)24504,MNFR:02)MINESITE,PTNO:02)AMI-CRS3025 | 01)AMICOMMS,02)MINESITE,01)24504,02)AMI-CRS3025,EN_01)MINE PHONE,01)CABINET, WITH C/W 2 IN, 4 I,02)CATIONS SERVICE, AS PER SIT |  |  | MINESITE | AMICOMMS | 24504 |  | MINESITE | AMI-CRS3025 |  |  | URL NOT FOUND | [10 empty] | CLEANSED | 39121300 Electrical boxes and enclosures and fittings and accessories | ENCLOSURE | No Modifier | TYPE | MINE PHONE,CABINET | NEMA RATING |  | SIZE |  | MATERIAL |  | NUMBER OF KNOCKOUTS |  | MOUNTING TYPE |  | COLOUR |  | HAZARD CLASS |  | CERTIFICATION/STANDARD |  | ADDITIONAL FEATURES | C/W 2 IN,4 IN MOUNTING BRACKETS,CATIONS SERVICE,AS PER SITE SPEC | [53 empty] | Production Completed
STP_009 - Lot4 | Data Enrichment | MKV | OK | 21-07-2023 | 07-08-2023 |  | 1277523 | 1277523 | EA | ENCLOSURE;MODULBOX CASE,PC,DIN RAIL |  |  | ENCLOSURE;TYPE:MODULBOX CASE,SIZE:WD 71.3 X LG 90.5 X HT 62 MM,MATERIAL:PC,MOUNTING TYPE:DIN RAIL,COLOUR:GREY/TRANSPARENT, CERTIFICATION/STANDARD:EN 60715,MNFR:01)RS COMPONENTS PTY LTD,PTNO:01)798-9818 | 01)RS COMPONENTS PTY LTD,01)798-9818,EN_01)MODULBOX CASE,EN_01)WD 71.3 X LG 90.5 X HT 6,EN_01)PC,DIN RAIL,GREY/TRANSPARENT,EN_01)EN 60715 |  |  | RS COMPONENTS PTY LTD | ITALTRONIC | 25.0410000.RPI |  | RS COMPONENTS PTY LTD | 798-9818 |  |  | https://sg.rs-online.com/web/p/raspberry-pi-cases/7989818 | https://www.buerklin.com/en/p/italtronic/din-rail-enclosures/25-0410000-rpi/66H252/ | [9 empty] | ENRICHED | 39121300 Electrical boxes and enclosures and fittings and accessories | ENCLOSURE | No Modifier | TYPE | MODULBOX CASE | NEMA RATING |  | SIZE | 90.5 LGX71.3 WDX62 HT MM | MATERIAL | POLYCARBONATE | NUMBER OF KNOCKOUTS |  | MOUNTING TYPE | DIN RAIL | COLOUR | GREY/TRANSPARENT | HAZARD CLASS |  | CERTIFICATION/STANDARD | EN 60715 | ADDITIONAL FEATURES | [54 empty] | Production Completed
STP_009 - Lot4 | Data Enrichment | MKV | OK | 21-07-2023 | 07-08-2023 |  | 1277309 | 1277309 | EA | ENCLOSURE;MODULR,ABS,DIN RAIL,GRAY LIGHT |  |  | ENCLOSURE;TYPE:MODULAR,SIZE:WD 89 X LG 107 X HT 66 MM,MATERIAL:ABS,MOUNTING TYPE:DIN RAIL,COLOUR:GRAY LIGHT,MNFR:01)RS COMPONENTS PTY LTD,PTNO:01)186-2288 | 01)RS COMPONENTS PTY LTD,01)186-2288,EN_01)MODULAR,EN_01)WD 89 X LG 107 X HT 66 M,EN_01)ABS,DIN RAIL,GRAY LIGHT |  |  | RS COMPONENTS PTY LTD | RS COMPONENTS PTY LTD | 186-2288 | [5 empty] | https://in.rsdelivers.com/product/rs-pro/rs-pro-modular-enclosure-enclosure-type-1070-x-890/1862288 | [10 empty] | CLEANSED | 39121300 Electrical boxes and enclosures and fittings and accessories | ENCLOSURE | No Modifier | TYPE | MODULAR | NEMA RATING |  | SIZE | 107 LGX89 WDX66 HT MM | MATERIAL | ABS | NUMBER OF KNOCKOUTS |  | MOUNTING TYPE | DIN RAIL | COLOUR | LIGHT GREY | HAZARD CLASS |  | CERTIFICATION/STANDARD |  | ADDITIONAL FEATURES | [54 empty] | Production Completed
STP_009 - Lot4 | Data Enrichment | MKV | OK | 21-07-2023 | 07-08-2023 |  | 1277384 | 1277384 | EA | ENCLOSURE;MODULR,ABS,DIN RAIL,GREY LIGHT |  |  | ENCLOSURE;TYPE:MODULAR,SIZE:WD 88.8 X LG 138.8 X HT 63 MM,MATERIAL:ABS,MOUNTING TYPE:DIN RAIL,COLOUR:GREY LIGHT,MNFR:01)RS COMPONENTS PTY LTD,PTNO:01)186-2291 | 01)RS COMPONENTS PTY LTD,01)186-2291,EN_01)MODULAR,EN_01)WD 88.8 X LG 138.8 X HT,EN_01)ABS,DIN RAIL,GREY LIGHT |  |  | RS COMPONENTS PTY LTD | RS COMPONENTS PTY LTD | 186-2291 | [5 empty] | https://in.rsdelivers.com/product/rs-pro/rs-pro-modular-enclosure-enclosure-type-1388-x-888/1862291 | [10 empty] | CLEANSED | 39121300 Electrical boxes and enclosures and fittings and accessories | ENCLOSURE | No Modifier | TYPE | MODULAR | NEMA RATING |  | SIZE | 138.8 LGX88.8 WDX63 HT MM | MATERIAL | ABS | NUMBER OF KNOCKOUTS |  | MOUNTING TYPE | DIN RAIL | COLOUR | LIGHT GREY | HAZARD CLASS |  | CERTIFICATION/STANDARD |  | ADDITIONAL FEATURES | [54 empty] | Production Completed
STP_009 - Lot4 | Data Enrichment | MKV | OK | 21-07-2023 | 07-08-2023 |  | 1277235 | 1277235 | EA | ENCLOSURE;MOUNTING BOX,GREY,3 GANG |  |  | ENCLOSURE;TYPE:MOUNTING BOX,SIZE:WD 101 X LG 294 X DP 63 MM,COLOUR:GREY,ADDITIONAL FEATURES EN:3 GANG,MNFR:01)CNW (MOUNT ISA) ELECT WHOLESALER,PTNO:01)CLI56E3GY | 01)CNW (MOUNT ISA) ELECT WHOLE,01)CLI56E3GY,EN_01)MOUNTING BOX,EN_01)WD 101 X LG 294 X DP 63,GREY,01)3 GANG |  |  | CNW (MOUNT ISA) ELECT WHOLESALER | CNW (MOUNT ISA) ELECT WHOLESALER | CLI56E3GY | [5 empty] | https://mm.mmem.com.au/cli56e3gy | https://www.rexel.com.au/are/category/Cable-Management/Box-Housing/Box-housing-for-surface-mounting-on-the-wall-ceiling/ENCLOSURE-3-GANG-INDUSTRIAL-BOX/CLI56E3GY/p/10081397 | [9 empty] | CLEANSED | 39121300 Electrical boxes and enclosures and fittings and accessories | ENCLOSURE | No Modifier | TYPE | MOUNTING BOX | NEMA RATING |  | SIZE | 294 LGX101 WDX63 DP MM | MATERIAL | PLASTIC | NUMBER OF KNOCKOUTS |  | MOUNTING TYPE |  | COLOUR | GREY | HAZARD CLASS |  | CERTIFICATION/STANDARD |  | ADDITIONAL FEATURES | NUMBER OF GANGS:3 | [53 empty] | Production Completed
STP_009 - Lot4 | Data Enrichment | MKV | OK | 21-07-2023 | 07-08-2023 |  | 1359078 | 1359078 | EA | ENCLOSURE;MTL,12V 100 AH BATTERY,ECAM |  |  | ENCLOSURE;MATERIAL:METAL,ADDITIONAL FEATURES EN:12V 100 AH BATTERY,MNFR:01)ECAM,PTNO:01)IBC-BC1210/2ENCMETBAT01 | 01)ECAM,01)IBC-BC1210/2ENCMETBAT01,EN_01)METAL,01)12V 100 AH BATTERY |  |  | ECAM | ECAM | IBC-BC1210/2ENCMETBAT01 | [5 empty] | URL NOT FOUND | [10 empty] | CLEANSED | 39121300 Electrical boxes and enclosures and fittings and accessories | ENCLOSURE | No Modifier | TYPE |  | NEMA RATING |  | SIZE |  | MATERIAL | METAL | NUMBER OF KNOCKOUTS |  | MOUNTING TYPE |  | COLOUR |  | HAZARD CLASS |  | CERTIFICATION/STANDARD |  | ADDITIONAL FEATURES | FOR 12 V,100 AH BATTERY | [53 empty] | Production Completed
STP_009 - Lot4 | Data Enrichment | MKV | OK | 21-07-2023 | 07-08-2023 |  | 1353531 | 1353531 | EA | ENCLOSURE;MTL,RIU PENDANT PD13,ECAM |  |  | ENCLOSURE;MATERIAL:METAL,ADDITIONAL FEATURES EN:RIU PENDANT PD13,MNFR:01)ECAM,PTNO:01)ENC-MET-391-13A | 01)ECAM,01)ENC-MET-391-13A,EN_01)METAL,01)RIU PENDANT PD13 |  |  | ECAM | ECAM | ENC-MET-391-13A | [5 empty] | URL NOT FOUND | [10 empty] | CLEANSED | 39121300 Electrical boxes and enclosures and fittings and accessories | ENCLOSURE | No Modifier | TYPE |  | NEMA RATING |  | SIZE |  | MATERIAL | METAL | NUMBER OF KNOCKOUTS |  | MOUNTING TYPE |  | COLOUR |  | HAZARD CLASS |  | CERTIFICATION/STANDARD |  | ADDITIONAL FEATURES | FOR RIU PENDANT PD13 | [53 empty] | Production Completed
STP_009 - Lot4 | Data Enrichment | MKV | OK | 21-07-2023 | 07-08-2023 |  | 1277130 | 1277130 | EA | ENCLOSURE;PLSTC,GREY |  |  | ENCLOSURE;MATERIAL:PLASTIC,COLOUR:GREY,ADDITIONAL FEATURES EN:4 MODULE DIN C/W NEON,MNFR:01)CNW (MOUNT ISA) ELECT WHOLESALER,PTNO: 01)CLI56CB4NGY | 01)CNW (MOUNT ISA) ELECT WHOLE,01)CLI56CB4NGY,EN_01)PLASTIC,GREY,01)4 MODULE DIN C/W NEON |  |  | CNW (MOUNT ISA) ELECT WHOLESALER | CNW (MOUNT ISA) ELECT WHOLESALER | CLI56CB4NGY | [5 empty] | https://directwholesale.com.au/products/clipsal-56cb4ngy-enclosure-4mod-din-accessories-w-neon/ | [10 empty] | ENRICHED | 39121300 Electrical boxes and enclosures and fittings and accessories | ENCLOSURE | No Modifier | TYPE |  | NEMA RATING |  | SIZE | 102 WDX190 HTX50 DP MM | MATERIAL | POLYCARBONATE | NUMBER OF KNOCKOUTS |  | MOUNTING TYPE | DIN RAIL | COLOUR | GREY | HAZARD CLASS |  | CERTIFICATION/STANDARD |  | ADDITIONAL FEATURES | 4 MODULE DIN C/W NEON | [53 empty] | Production Completed
STP_009 - Lot4 | Data Enrichment | MKV | OK | 21-07-2023 | 07-08-2023 | CHECK MFR | 1351184 | 1351184 | EA | ENCLOSURE;PROXIMITY SWITCH |  |  | ENCLOSURE;ADDITIONAL FEATURES EN:PROXIMITY SWITCH,MNFR:01)MIMDWG,PTNO:01)103-7-175 | 01)MIMDWG,01)103-7-175,01)PROXIMITY SWITCH |  |  | MIMDWG | MIMDWG | 103-7-175 | [5 empty] | URL NOT FOUND | [10 empty] | CLEANSED | 39121300 Electrical boxes and enclosures and fittings and accessories | ENCLOSURE | No Modifier | TYPE |  | NEMA RATING |  | SIZE |  | MATERIAL |  | NUMBER OF KNOCKOUTS |  | MOUNTING TYPE |  | COLOUR |  | HAZARD CLASS |  | CERTIFICATION/STANDARD |  | ADDITIONAL FEATURES | FOR PROXIMITY SWITCH | [53 empty] | Production Completed
STP_009 - Lot4 | Data Enrichment | MKV | OK | 21-07-2023 | 07-08-2023 |  | 1346243 | 1346243 | EA | ENCLOSURE;RECEIVER-TRANSMITTER RADIO BOX |  |  | ENCLOSURE;TYPE:RECEIVER-TRANSMITTER RADIO BOX,SIZE:WD 150 X LG 300 X HT 400 MM,MATERIAL:STAINLESS STEEL,HAZARD CLASS:IP66,MNFR:01) C | 01)CNW,01)B&RNI04031/S,EN_01)RECEIVER-TRANSMITTER RAD,EN_01)WD 150 X LG 300 X HT 400,EN_01)STAINLESS STEEL,IP66 |  |  | C | CNW (MOUNT ISA) ELECT WHOLESALER | B-RNI04031/S | [5 empty] | https://shop.cnw.com.au/cnw/en/AUD/AllCategories/Electrical-Distribution/Enclosures/ENCLOSURE-UNIVERSAL-400X300X150MM-S-STL/p/B-RNI04031=SJ11 | [10 empty] | ENRICHED | 39121300 Electrical boxes and enclosures and fittings and accessories | ENCLOSURE | No Modifier | TYPE | RECEIVER-TRANSMITTER RADIO BOX,SINGLE DOOR | NEMA RATING | IP66 | SIZE | 300 LGX150 WDX400 HT MM | MATERIAL | STAINLESS STEEL 316 | NUMBER OF KNOCKOUTS |  | MOUNTING TYPE |  | COLOUR |  | HAZARD CLASS |  | CERTIFICATION/STANDARD |  | ADDITIONAL FEATURES | [54 empty] | Production Completed
STP_009 - Lot4 | Data Enrichment | MKV | OK | 21-07-2023 | 07-08-2023 |  | 1277183 | 1277183 | EA | ENCLOSURE;SINGLE MODE SLIDING, PATCH |  |  | ENCLOSURE;TYPE:SINGLE MODE SLIDING, PATCH,ADDITIONAL FEATURES EN:REFERENCE NO: 6F, SERIES NO: 1RU,MNFR:01)AFL TELECOMMUNICATIONS AUSTRALIA,PTNO:01)RB-1AC1DL-A-Z | 01)AFL TELECOMMUNICATIONS AUST,01)RB-1AC1DL-A-Z,EN_01)SINGLE MODE SLIDING, PAT,01)REFERENCE NO: 6F, SERIES NO |  |  | AFL TELECOMMUNICATIONS AUSTRALIA | AFL TELECOMMUNICATIONS AUSTRALIA | RB-1AC1DL-A-Z | [5 empty] | URL NOT FOUND | [10 empty] | CLEANSED | 39121300 Electrical boxes and enclosures and fittings and accessories | ENCLOSURE | No Modifier | TYPE | SINGLE MODE SLIDING,PATCH | NEMA RATING |  | SIZE |  | MATERIAL |  | NUMBER OF KNOCKOUTS |  | MOUNTING TYPE |  | COLOUR |  | HAZARD CLASS |  | CERTIFICATION/STANDARD |  | ADDITIONAL FEATURES | REFERENCE NO:6F,SERIES NO:1RU | [53 empty] | Production Completed
STP_009 - Lot4 | Data Enrichment | MKV | OK | 21-07-2023 | 07-08-2023 |  | 1277516 | 1277516 | EA | ENCLOSURE;SQ 300 X DP 150 MM,SS |  |  | ENCLOSURE;SIZE:SQ 300 X DP 150 MM,MATERIAL:STAINLESS STEEL,MNFR:01)AYMANS ELECTRICAL (PARTS),PTNO:01)RIA1003500 | 01)AYMANS ELECTRICAL (PARTS),01)RIA1003500,EN_01)SQ 300 X DP 150 MM,EN_01)STAINLESS STEEL |  |  | AYMANS ELECTRICAL (PARTS) | AYMANS ELECTRICAL (PARTS) | RIA1003500 | [5 empty] | URL NOT FOUND | [10 empty] | CLEANSED | 39121300 Electrical boxes and enclosures and fittings and accessories | ENCLOSURE | No Modifier | TYPE |  | NEMA RATING |  | SIZE | 300 SQX150 DP MM | MATERIAL | STAINLESS STEEL | NUMBER OF KNOCKOUTS |  | MOUNTING TYPE |  | COLOUR |  | HAZARD CLASS |  | CERTIFICATION/STANDARD |  | ADDITIONAL FEATURES | [54 empty] | Production Completed
STP_009 - Lot4 | Data Enrichment | MKV | OK | 21-07-2023 | 07-08-2023 |  | 1318766 | 1318766 | EA | ENCLOSURE;TBE CONTROL BOX |  |  | ENCLOSURE;TYPE:TBE CONTROL BOX,ADDITIONAL FEATURES EN:W/O THE DATA LOGGER,MNFR:01)MEI,PTNO:01)BPM0081 | 01)MEI,01)BPM0081,EN_01)TBE CONTROL BOX,01)W/O THE DATA LOGGER |  |  | MEI | MEI | BPM0081 | [5 empty] | URL NOT FOUND | [10 empty] | CLEANSED | 39121300 Electrical boxes and enclosures and fittings and accessories | ENCLOSURE | No Modifier | TYPE | TBE CONTROL BOX | NEMA RATING |  | SIZE |  | MATERIAL |  | NUMBER OF KNOCKOUTS |  | MOUNTING TYPE |  | COLOUR |  | HAZARD CLASS |  | CERTIFICATION/STANDARD |  | ADDITIONAL FEATURES | W/O THE DATA LOGGER | [53 empty] | Production Completed
STP_009 - Lot4 | Data Enrichment | MKV | OK | 21-07-2023 | 07-08-2023 | CONFLICT IN DESC (NEMA RATING), PROCESSED BASED ON WEB SOURCE | 1277416 | 1277416 | EA | ENCLOSURE;TERMINAL BOX,IP76,PVC,GREY |  |  | ENCLOSURE;TYPE:TERMINAL BOX,NEMA RATING:IP76,SIZE:WD 289 X HT 344 X DP 117 MM,MATERIAL:PVC,COLOUR:GREY,ADDITIONAL FEATURES EN: SERIES NO: N-LINE,MNFR:01)CNW (MOUNT ISA) ELECT WHOLESALER,PTNO:01)NHPNLP342911 | 01)CNW (MOUNT ISA) ELECT WHOLE,01)NHPNLP342911,EN_01)TERMINAL BOX,IP76,EN_01)WD 289 X HT 344 X DP 117,EN_01)PVC,GREY,01)SERIES NO: N-LINE |  |  | CNW (MOUNT ISA) ELECT WHOLESALER | NHP | NLP342911 |  | CNW (MOUNT ISA) ELECT WHOLESALER |  |  |  | https://www.nhp.com.au/product/nlp342911 | https://directwholesale.com.au/products/nhp-nlp342911-enclosure-terminal-box-n-line-plastic-ip65-grey-h344xw289xd117mm/ | [9 empty] | ENRICHED | 39121300 Electrical boxes and enclosures and fittings and accessories | ENCLOSURE | No Modifier | TYPE | TERMINAL BOX | NEMA RATING | IP65 | SIZE | 289 WDX344 HTX117 DP MM | MATERIAL | PVC | NUMBER OF KNOCKOUTS |  | MOUNTING TYPE |  | COLOUR | GREY | HAZARD CLASS |  | CERTIFICATION/STANDARD | EN 60529,EN 62208:2003,EN 62262,UL 746C,IEC 60695-2-1 | ADDITIONAL FEATURES | SERIES NO:N-LINE | [53 empty] | Production Completed
STP_009 - Lot4 | Data Enrichment | MKV | OK | 21-07-2023 | 07-08-2023 |  | 1277176 | 1277176 | EA | ENCLOSURE;TRMNL,IP66,SS316,FLANGE,SILVER |  |  | ENCLOSURE;TYPE:TERMINAL,NEMA RATING:IP66,SIZE:WD 120 X HT 300 X DP 150 MM,MATERIAL:STAINLESS STEEL 316,MOUNTING TYPE:FLANGE, COLOUR:SILVER,ADDITIONAL FEATURES EN:SERIES NO: CONNECTOR TE,MNFR:01)CNW (MOUNT ISA) ELECT WHOLESALER,PTNO:01)B-RTE3112MF/S | 01)CNW (MOUNT ISA) ELECT WHOLE,01)B-RTE3112MF/S,EN_01)TERMINAL,IP66,EN_01)WD 120 X HT 300 X DP 150,EN_01)STAINLESS STEEL 316,FLANGE,SILVER,01)SERIES NO: CONNECTOR TE |  |  | CNW (MOUNT ISA) ELECT WHOLESALER | CNW (MOUNT ISA) ELECT WHOLESALER | B&RTE3112MF/S | [5 empty] | https://www.goelectrical.com.au/b-26-rte3112mf-2f-s | [10 empty] | ENRICHED | 39121300 Electrical boxes and enclosures and fittings and accessories | ENCLOSURE | No Modifier | TYPE | TERMINAL | NEMA RATING | IP66 | SIZE | 120 WDX300 HTX150 DP MM | MATERIAL | STAINLESS STEEL 316 | NUMBER OF KNOCKOUTS |  | MOUNTING TYPE | DIN RAIL,FLANGE | COLOUR | SILVER | HAZARD CLASS |  | CERTIFICATION/STANDARD |  | ADDITIONAL FEATURES | SERIES NO:CONNECTOR TE | [53 empty] | Production Completed
STP_009 - Lot4 | Data Enrichment | MKV | OK | 21-07-2023 | 07-08-2023 |  | 1277151 | 1277151 | EA | ENCLOSURE;UNIVSL,SQ 400 X HT 300 MM,SS |  |  | ENCLOSURE;TYPE:UNIVERSAL,SIZE:SQ 400 X HT 300 MM,MATERIAL:STAINLESS STEEL,COLOUR:WHITE,MNFR:01)CNW (MOUNT ISA) ELECT WHOLESALER, PTNO:01)B-RNI04043/S | 01)CNW (MOUNT ISA) ELECT WHOLE,01)B-RNI04043/S,EN_01)UNIVERSAL,EN_01)SQ 400 X HT 300 MM,EN_01)STAINLESS STEEL,WHITE |  |  | CNW (MOUNT ISA) ELECT WHOLESALER | CNW (MOUNT ISA) ELECT WHOLESALER | B&RNI04043/S | [5 empty] | https://www.goelectrical.com.au/b-26-rni04043-2f-s | [10 empty] | ENRICHED | 39121300 Electrical boxes and enclosures and fittings and accessories | ENCLOSURE | No Modifier | TYPE | UNIVERSAL | NEMA RATING |  | SIZE | 400 SQX300 HT MM | MATERIAL | STAINLESS STEEL 316 | NUMBER OF KNOCKOUTS |  | MOUNTING TYPE | WALL | COLOUR | WHITE | HAZARD CLASS |  | CERTIFICATION/STANDARD |  | ADDITIONAL FEATURES | [54 empty] | Production Completed
STP_009 - Lot4 | Data Enrichment | MKV | OK | 21-07-2023 | 07-08-2023 |  | 1277126 | 1277126 | EA | ENCLOSURE;USB 3.1 TYPE C SSD M.2 |  |  | ENCLOSURE;ADDITIONAL FEATURES EN:USB 3.1 TYPE C SSD M.2,MNFR:01)LINDY AUSTRALIA PTY LTD,PTNO:01)43187 | 01)LINDY AUSTRALIA PTY LTD,01)43187,01)USB 3.1 TYPE C SSD M.2 |  |  | LINDY AUSTRALIA PTY LTD | LINDY AUSTRALIA PTY LTD | 43187 | [5 empty] | https://www.lindy-international.com/USB-3-1-Gen-2-M-2-SSD-Enclosure-.htm?websale8=ld0101.ld021102&pi=43187 | [10 empty] | CLEANSED | 39121300 Electrical boxes and enclosures and fittings and accessories | ENCLOSURE | No Modifier | TYPE |  | NEMA RATING |  | SIZE |  | MATERIAL |  | NUMBER OF KNOCKOUTS |  | MOUNTING TYPE |  | COLOUR |  | HAZARD CLASS |  | CERTIFICATION/STANDARD |  | ADDITIONAL FEATURES | FOR USB 3.1 TYPE C SSD M.2 | [53 empty] | Production Completed
STP_009 - Lot4 | Data Enrichment | MKV | OK | 21-07-2023 | 07-08-2023 |  | 1277421 | 1277421 | EA | ENCLOSURE;VIBRATION SENSOR,6 WAY |  |  | ENCLOSURE;TYPE:VIBRATION SENSOR,ADDITIONAL FEATURES EN:6 WAY,MNFR:01)GVS RELIABILITY PRODUCTS PTY LTD,PTNO:01)HS CEOO6 SSM | 01)GVS RELIABILITY PRODUCTS PT,01)HS CEOO6 SSM,EN_01)VIBRATION SENSOR,01)6 WAY |  |  | GVS RELIABILITY PRODUCTS PTY LTD | GVS RELIABILITY PRODUCTS PTY LTD | HS CEOO6 SSM | [5 empty] | URL NOT FOUND | [10 empty] | CLEANSED | 39121300 Electrical boxes and enclosures and fittings and accessories | ENCLOSURE | No Modifier | TYPE | VIBRATION SENSOR | NEMA RATING |  | SIZE |  | MATERIAL |  | NUMBER OF KNOCKOUTS |  | MOUNTING TYPE |  | COLOUR |  | HAZARD CLASS |  | CERTIFICATION/STANDARD |  | ADDITIONAL FEATURES | NO OF WAY:6 | [53 empty] | Production Completed
STP_009 - Lot4 | Data Enrichment | MKV | OK | 21-07-2023 | 07-08-2023 |  | 1290216 | 1290216 | EA | ENCLOSURE;WALL BOX,SS304,WALL,RSCOMP |  |  | ENCLOSURE;TYPE:WALL BOX,SIZE:WD 380 X HT 300 X DP 155 MM,MATERIAL:STAINLESS STEEL 304,MOUNTING TYPE:WALL,ROHS, UL, CSA, TUV, VDE, ADDITIONAL FEATURES EN:RITTAL C/W DOOR,MNFR:01)RSCOMP,PTNO:01)283-5397 | 01)RSCOMP,01)283-5397,EN_01)WALL BOX,EN_01)WD 380 X HT 300 X DP 155,EN_01)STAINLESS STEEL 304,WALL,EN_01)ROHS, UL, CSA, TUV, VDE,01)RITTAL C/W DOOR |  |  | RSCOMP | RS COMPONENTS PTY LTD | 283-5397 |  | RITTAL |  |  |  | URL NOT FOUND | [10 empty] | CLEANSED | 39121300 Electrical boxes and enclosures and fittings and accessories | ENCLOSURE | No Modifier | TYPE | WALL BOX | NEMA RATING |  | SIZE | 380 WDX300 HTX155 DP MM | MATERIAL | STAINLESS STEEL 304 | NUMBER OF KNOCKOUTS |  | MOUNTING TYPE | WALL | COLOUR |  | HAZARD CLASS |  | CERTIFICATION/STANDARD | ROHS,UL,CSA,TUV,VDE | ADDITIONAL FEATURES | C/W DOOR | [53 empty] | Production Completed
STP_009 - Lot4 | Data Enrichment | MKV | OK | 21-07-2023 | 07-08-2023 |  | 1277345 | 1277345 | EA | ENCLOSURE;WALL,COMMS |  |  | ENCLOSURE;MOUNTING TYPE:WALL,ADDITIONAL FEATURES EN:COMMS,MNFR:01)CNW (MOUNT ISA) ELECT WHOLESALER,PTNO:01)7721535 | 01)CNW (MOUNT ISA) ELECT WHOLE,01)7721535,WALL,01)COMMS |  |  | CNW (MOUNT ISA) ELECT WHOLESALER | CNW (MOUNT ISA) ELECT WHOLESALER | 7721535 | RITTAL |  |  |  |  | https://www.rittal.com/in-en/products/PG0002SCHRANK1/PG0021SCHRANK1/PG0035SCHRANK1/PRO0047?variantId=7721535 | [10 empty] | ENRICHED | 39121300 Electrical boxes and enclosures and fittings and accessories | ENCLOSURE | No Modifier | TYPE |  | NEMA RATING | IP54 | SIZE | 600 WD MMX1.012 HT MX673 DP MM | MATERIAL | SHEET STEEL | NUMBER OF KNOCKOUTS |  | MOUNTING TYPE | WALL | COLOUR |  | HAZARD CLASS |  | CERTIFICATION/STANDARD |  | ADDITIONAL FEATURES | COMMS | [53 empty] | Production Completed
STP_009 - Lot4 | Data Enrichment | MKV | OK | 21-07-2023 | 07-08-2023 |  | 1297605 | 1297605 | EA | ENCLOSURE;WD 54.5 X HT 155 X DP 113 MM |  |  | ENCLOSURE;SIZE:WD 54.5 X HT 155 X DP 113 MM,MATERIAL:STEEL ZINC ANNEALED POWDER COATED,MOUNTING TYPE:PATCHING DIN RAIL,MNFR:01) CNW,PTNO:01)AFL FDE-12LC112LC3-P | 01)CNW,01)AFL FDE-12LC112LC3-P,EN_01)WD 54.5 X HT 155 X DP 11,EN_01)STEEL ZINC ANNEALED POWD,PATCHING DIN RAIL |  |  | CNW | ALF | FDE-12LC112LC3-P |  | CNW |  |  |  | URL NOT FOUND | [10 empty] | ENRICHED | 39121300 Electrical boxes and enclosures and fittings and accessories | ENCLOSURE | No Modifier | TYPE |  | NEMA RATING |  | SIZE | 54.5 WDX155 HTX113 DP MM | MATERIAL | STEEL ZINC ANNEALED POWDER COATED | NUMBER OF KNOCKOUTS |  | MOUNTING TYPE | PATCHING DIN RAIL | COLOUR |  | HAZARD CLASS |  | CERTIFICATION/STANDARD |  | ADDITIONAL FEATURES | [54 empty] | Production Completed
STP_009 - Lot4 | Data Enrichment | MKV | OK | 21-07-2023 | 07-08-2023 | CONFLICT IN DESC (SIZE), PROCESSED BASED ON WEB SOURCE | 1277178 | 1277178 | EA | ENCLOSURE;WD 60 X LG 80 X HT 42 MM |  |  | ENCLOSURE;SIZE:WD 60 X LG 80 X HT 42 MM,MNFR:01)TOPSTAR COMPUTERS INT,PTNO:01)SM2NGFFMBU33 | 01)TOPSTAR COMPUTERS INT,01)SM2NGFFMBU33,EN_01)WD 60 X LG 80 X HT 42 MM |  |  | TOPSTAR COMPUTERS INT | TOPSTAR COMPUTERS INT | SM2NGFFMBU33 | [5 empty] | https://in.rsdelivers.com/product/startechcom/sm2ngffmbu33/startechcom-m2-sata-hard-drive-enclosure-usb-30/1798125 | https://www.startech.com/en-eu/hdd/sm2ngffmbu33 | [9 empty] | ENRICHED | 39121300 Electrical boxes and enclosures and fittings and accessories | ENCLOSURE | No Modifier | TYPE | HARD DRIVE | NEMA RATING |  | SIZE | 100 LGX35 WDX15 HT MM | MATERIAL | ALUMINIUM | NUMBER OF KNOCKOUTS |  | MOUNTING TYPE |  | COLOUR | BLACK | HAZARD CLASS |  | CERTIFICATION/STANDARD |  | ADDITIONAL FEATURES | [54 empty] | Production Completed
STP_009 - Lot4 | Data Enrichment | MKV | OK | 21-07-2023 | 07-08-2023 |  | 1316542 | 1316542 | EA | ENCLOSURE;WD 800 MM X HT 1.6 M X DP 500 |  |  | ENCLOSURE;SIZE:WD 800 MM X HT 1.6 M X DP 500 MM,MATERIAL:STAINLESS STEEL,ADDITIONAL FEATURES EN:IP67, COMPLETE INSTALLATION, HOSE AND TERMINATI,MNFR:01)ISADRAUL,PTNO:01)ISA1092084369 | 01)ISADRAUL,01)ISA1092084369,EN_01)WD 800 MM X HT 1.6 M X D,EN_01)STAINLESS STEEL,01)IP67, COMPLETE INSTALLATION |  |  | ISADRAUL | ISADRAULICS | ISA1092084369 | [5 empty] | URL NOT FOUND | [10 empty] | CLEANSED | 39121300 Electrical boxes and enclosures and fittings and accessories | ENCLOSURE | No Modifier | TYPE |  | NEMA RATING | IP67 | SIZE | 800 WD MMX1.6 HT MX500 DP MM | MATERIAL | STAINLESS STEEL | NUMBER OF KNOCKOUTS |  | MOUNTING TYPE |  | COLOUR |  | HAZARD CLASS |  | CERTIFICATION/STANDARD |  | ADDITIONAL FEATURES | COMPLETE INSTALLATION,HOSE AND TERMINATION | [53 empty] | Production Completed
STP_009 - Lot4 | Data Enrichment | MKV | OK | 21-07-2023 | 07-08-2023 |  | 1296912 | 1296912 | EA | FLASK;VOLUMETRIC, CLARITY WEDGE,SNF |  |  | FLASK;TYPE:VOLUMETRIC, CLARITY WEDGE,MNFR:01)SNF,PTNO:01)Z-MISC00007 | VOLUMETRIC, CLARITY WEDGE,01)SNF,01)Z-MISC00007 |  |  | SNF | SNF | Z-MISC00007 | [5 empty] | URL NOT FOUND | [10 empty] | CLEANSED | 41104801 Flask or retort units | FLASK | No Modifier | TYPE | VOLUMETRIC,CLARITY WEDGE | CAPACITY |  | MATERIAL |  | SIZE |  | HAZARD CLASS |  | CERTIFICATION/STANDARD |  | ADDITIONAL FEATURES | [60 empty] | Production Completed
STP_009 - Lot4 | Data Enrichment | MKV | OK | 21-07-2023 | 07-08-2023 |  | 1317583 | 1317583 | EA | KEY,CHCK;DRILL,13 MM NO. 30,ATOMSUP |  |  | KEY,CHUCK;TYPE:DRILL,ADDITIONAL FEATURES EN:13 MM NO. 30,MNFR:01)ATOMSUP,PTNO:01)410108 | DRILL,01)13 MM NO. 30,01)ATOMSUP,01)410108 |  |  | ATOM SUPPLY | ATOM SUPPLY | 410108 | [5 empty] | URL NOT FOUND | [10 empty] | CLEANSED | 27111727 Chuck keys | KEY | CHUCK | TYPE | DRILL | DRIVE SIZE | 13 MM | CHUCK SIZE |  | MATERIAL |  | KEY CODE |  | PILOT SIZE |  | HAZARD CLASS |  | CERTIFICATION/STANDARD |  | ADDITIONAL FEATURES | NO:30 | [55 empty] | Production Completed
STP_009 - Lot4 | Data Enrichment | MKV | OK | 21-07-2023 | 07-08-2023 |  | 1297183 | 1297183 | EA | KEY,CHCK;PUNCHER DRILL,JKSBOYL,3002430 |  |  | KEY,CHUCK;TYPE:PUNCHER DRILL,MNFR:01)JKSBOYL,PTNO:01)3002430 | PUNCHER DRILL,01)JKSBOYL,01)3002430 |  |  | JKSBOYL | JKSBOYL | 3002430 | [5 empty] | URL NOT FOUND | [10 empty] | CLEANSED | 27111727 Chuck keys | KEY | CHUCK | TYPE | PUNCHER DRILL | DRIVE SIZE |  | CHUCK SIZE |  | MATERIAL |  | KEY CODE |  | PILOT SIZE |  | HAZARD CLASS |  | CERTIFICATION/STANDARD |  | ADDITIONAL FEATURES | [56 empty] | Production Completed
STP_009 - Lot4 | Data Enrichment | MKV | OK | 21-07-2023 | 07-08-2023 |  | 1282232 | 1282232 | EA | KEY;18 X 11 X 305 MM,STL,SUPPLY FL PLA |  |  | KEY;SIZE:18 X 11 X 305 MM,MATERIAL:STEEL,ADDITIONAL FEATURES EN:SUPPLY FL PLA,MNFR:01)VOESTALPINE HIGH PERFORNANCE,PTNO:01) 75030125 | 01)VOESTALPINE HIGH PERFORNANC,01)75030125,EN_01)18 X 11 X 305 MM,EN_01)STEEL,01)SUPPLY FL PLA |  |  | VOESTALPINE HIGH PERFORNANCE | VOESTALPINE HIGH PERFORMANCE | 75030125 | [5 empty] | URL NOT FOUND | [10 empty] | CLEANSED | 46171505 Keys | KEY | No Modifier | TYPE |  | SIZE | 18X11X305 MM | MATERIAL | STEEL | HAZARD CLASS |  | CERTIFICATION/STANDARD |  | ADDITIONAL FEATURES | SUPPLY FL PLA | [61 empty] | Production Completed
STP_009 - Lot4 | Data Enrichment | MKV | OK | 21-07-2023 | 07-08-2023 |  | 1282504 | 1282504 | EA | KEY;20 X 12 X 305 MM,STL,FL PLA |  |  | KEY;SIZE:20 X 12 X 305 MM,MATERIAL:STEEL,ADDITIONAL FEATURES EN:FL PLA,MNFR:01)VOESTALPINE HIGH PERFORNANCE,PTNO:01)75030128 | 01)VOESTALPINE HIGH PERFORNANC,01)75030128,EN_01)20 X 12 X 305 MM,EN_01)STEEL,01)FL PLA |  |  | VOESTALPINE HIGH PERFORNANCE | VOESTALPINE HIGH PERFORMANCE | 75030128 | [5 empty] | URL NOT FOUND | [10 empty] | CLEANSED | 46171505 Keys | KEY | No Modifier | TYPE |  | SIZE | 20X12X305 MM | MATERIAL | STEEL | HAZARD CLASS |  | CERTIFICATION/STANDARD |  | ADDITIONAL FEATURES | FL PLA | [61 empty] | Production Completed
STP_009 - Lot4 | Data Enrichment | MKV | OK | 21-07-2023 | 07-08-2023 |  | 1289029 | 1289029 | EA | KEY;BEARING MAIN HOUSING |  |  | KEY;TYPE:BEARING MAIN HOUSING,MNFR:01)JAQUES,PTNO:01)65443-IT29 -65462 | 01)JAQUES,01)65443-IT29 -65462,EN_01)BEARING MAIN HOUSING |  |  | JAQUES | JAQUES | 65443-IT29 -65462 | [5 empty] | URL NOT FOUND | [10 empty] | CLEANSED | 46171505 Keys | KEY | No Modifier | TYPE | BEARING MAIN HOUSING | SIZE |  | MATERIAL |  | HAZARD CLASS |  | CERTIFICATION/STANDARD |  | ADDITIONAL FEATURES | [62 empty] | Production Completed
STP_009 - Lot4 | Data Enrichment | MKV | OK | 21-07-2023 | 07-08-2023 |  | 1282131 | 1282131 | EA | KEY;BLNK |  |  | KEY;TYPE:BLANK,MNFR:01)CONTAIN IT SOLUTIONS,PTNO:01)BK-CAEL | 01)CONTAIN IT SOLUTIONS,01)BK-CAEL,EN_01)BLANK |  |  | CONTAIN IT SOLUTIONS | CONTAIN IT SOLUTIONS | BK-CAEL | [5 empty] | URL NOT FOUND | [10 empty] | CLEANSED | 46171505 Keys | KEY | No Modifier | TYPE | BLANK | SIZE |  | MATERIAL |  | HAZARD CLASS |  | CERTIFICATION/STANDARD |  | ADDITIONAL FEATURES | [62 empty] | Production Completed
STP_009 - Lot4 | Data Enrichment | MKV | OK | 21-07-2023 | 07-08-2023 |  | 1282553 | 1282553 | EA | KEY;CABNT |  |  | KEY;TYPE:CABINET,MNFR:01)SHAINE HUNTER LOCKSMITHS,PTNO:01)S023 LF37 | 01)SHAINE HUNTER LOCKSMITHS,01)S023 LF37,EN_01)CABINET |  |  | SHAINE HUNTER LOCKSMITHS | SHAINE HUNTER LOCKSMITHS | S023 LF37 | [5 empty] | URL NOT FOUND | [10 empty] | CLEANSED | 46171505 Keys | KEY | No Modifier | TYPE | CABINET | SIZE |  | MATERIAL |  | HAZARD CLASS |  | CERTIFICATION/STANDARD |  | ADDITIONAL FEATURES | [62 empty] | Production Completed
STP_009 - Lot4 | Data Enrichment | MKV | OK | 21-07-2023 | 07-08-2023 |  | 1282327 | 1282327 | EA | KEY;CABNT,DIE CAST,4 WAY |  |  | KEY;TYPE:CABINET,MATERIAL:DIE CAST,ADDITIONAL FEATURES EN:4 WAY,MNFR:01)CNW MOUNT ISA ELECT WHOLESALER,PTNO:01)RSC439-3025 | 01)CNW MOUNT ISA ELECT WHOLESA,01)RSC439-3025,EN_01)CABINET,EN_01)DIE CAST,01)4 WAY |  |  | CNW MOUNT ISA ELECT WHOLESALER | CNW (MOUNT ISA) ELECT WHOLESALER | RSC439-3025 | [5 empty] | https://mm.mmem.com.au/rsc439-3025 | https://www.goelectrical.com.au/rsc439-3025 | [9 empty] | ENRICHED | 46171505 Keys | KEY | No Modifier | TYPE | CONTROL CABINET | SIZE |  | MATERIAL | DIE CAST ZINC ALLOY | HAZARD CLASS |  | CERTIFICATION/STANDARD |  | ADDITIONAL FEATURES | NUMBER OF WAY:5 | [61 empty] | Production Completed
STP_009 - Lot4 | Data Enrichment | MKV | OK | 21-07-2023 | 07-08-2023 | INACTIVE MATERIAL RECOED | 1292864 | 1292864 | EA | KEY;CAPLAMP LENS LOCK,OLDHAM,204 |  |  | KEY;TYPE:CAPLAMP LENS LOCK,ADDITIONAL FEATURES EN:MACHINE, TRIANGULAR, BLACK G HEADPIECE ONLY,DISCONTINUED,MNFR:01)OLDHAM,PTNO:01) 204,MNFR:02)GILBGRAY,PTNO:02)1/204 | 01)OLDHAM,02)GILBGRAY,01)204,02)1/204,EN_01)CAPLAMP LENS LOCK,01)MACHINE, TRIANGULAR, BLACK |  |  | GILBGRAY | OLDHAM | 204 |  | GILBGRAY | 1/204 |  |  | URL NOT FOUND | [10 empty] | CLEANSED | 46171505 Keys | KEY | No Modifier | TYPE | CAPLAMP LENS LOCK,MACHINE,TRIANGULAR | SIZE |  | MATERIAL |  | HAZARD CLASS |  | CERTIFICATION/STANDARD |  | ADDITIONAL FEATURES | BLACK G HEADPIECE ONLY,DISCONTINUED | [61 empty] | Production Completed
STP_009 - Lot4 | Data Enrichment | MKV | OK | 21-07-2023 | 07-08-2023 |  | 1282304 | 1282304 | EA | KEY;CUT,008, RESTRICTED |  |  | KEY;TYPE:CUT,ADDITIONAL FEATURES EN:008, RESTRICTED,MNFR:01)RUSWIN LOCKSMITHS,PTNO:01)GM123 | 01)RUSWIN LOCKSMITHS,01)GM123,EN_01)CUT,01)008, RESTRICTED |  |  | RUSWIN LOCKSMITHS | RUSWIN LOCKSMITHS | GM123 | [5 empty] | URL NOT FOUND | [10 empty] | CLEANSED | 46171505 Keys | KEY | No Modifier | TYPE | CUT | SIZE |  | MATERIAL |  | HAZARD CLASS |  | CERTIFICATION/STANDARD |  | ADDITIONAL FEATURES | 008,RESTRICTED | [61 empty] | Production Completed
STP_009 - Lot4 | Data Enrichment | MKV | OK | 21-07-2023 | 07-08-2023 |  | 1302584 | 1302584 | EA | KEY;DRIER PANEL,R22 REFRIGERANT G |  |  | KEY;TYPE:DRIER PANEL,ADDITIONAL FEATURES EN:R22 REFRIGERANT G,MNFR:01)COMPAIR,PTNO:01)A271028 | 01)COMPAIR,01)A271028,EN_01)DRIER PANEL,01)R22 REFRIGERANT G |  |  | COMPAIR | COMPAIR | A271028 | [5 empty] | URL NOT FOUND | [10 empty] | CLEANSED | 46171505 Keys | KEY | No Modifier | TYPE | DRIER PANEL | SIZE |  | MATERIAL |  | HAZARD CLASS |  | CERTIFICATION/STANDARD |  | ADDITIONAL FEATURES | REFRIGERANT:R22 G | [61 empty] | Production Completed
STP_009 - Lot4 | Data Enrichment | MKV | OK | 21-07-2023 | 07-08-2023 |  | 1345696 | 1345696 | EA | KEY;FEATHER, EXTENSION SHAFT,MILLS 13567 |  |  | KEY;FEATHER, EXTENSION SHAFT,ADDITIONAL FEATURES EN:MILLS 13567,MNFR:01)NETZSCH,PTNO:01)1468800 | 01)NETZSCH,01)1468800,EN_01)FEATHER, EXTENSION SHAFT,01)MILLS 13567 |  |  | NETZSCH | NETZSCH | 1468800 | [5 empty] | URL NOT FOUND | [10 empty] | CLEANSED | 31163207 Shaft or woodruff keys | KEY | SHAFT | TYPE | FEATHER,EXTENSION | SIZE |  | DIAMETER |  | MATERIAL |  | THICKNESS |  | LENGTH |  | CERTIFICATION/STANDARD |  | ADDITIONAL FEATURES | FOR MILLS 13567 | [57 empty] | Production Completed
STP_009 - Lot4 | Data Enrichment | MKV | OK | 21-07-2023 | 07-08-2023 |  | 1288863 | 1288863 | EA | KEY;FLYWHL |  |  | KEY;TYPE:FLYWHEEL,MNFR:01)JAQUES,PTNO:01)65443-IT02 -21588/B | 01)JAQUES,01)65443-IT02 -21588/B,EN_01)FLYWHEEL |  |  | JAQUES | JAQUES | 65443-IT02 -21588/B | [5 empty] | URL NOT FOUND | [10 empty] | CLEANSED | 46171505 Keys | KEY | No Modifier | TYPE | FLYWHEEL | SIZE |  | MATERIAL |  | HAZARD CLASS |  | CERTIFICATION/STANDARD |  | ADDITIONAL FEATURES | [62 empty] | Production Completed
STP_009 - Lot4 | Data Enrichment | MKV | OK | 21-07-2023 | 07-08-2023 |  | 1215268 | 1215268 | EA | KEY;GAS CYLINDER,BOC10259 | LLAVE; | CLE; | KEY;TYPE:GAS CYLINDER,SIZE:,MATERIAL:BOC10259,MNFR:BOC LIMITED,PTNO:BOC10259 | 01)BOC LIMITED,01)BOC10259,EN_01)GAS CYLINDER,EN_01),EN_01)BOC10259 | BOC10259 | 1068135 | BOC LIMITED | BOC LIMITED | BOC10259 | [5 empty] | https://www.boc.com.au/shop/en/au/boc-cylinder-key | [10 empty] | CLEANSED | 46171505 Keys | KEY | No Modifier | TYPE | GAS CYLINDER | SIZE |  | MATERIAL |  | HAZARD CLASS |  | CERTIFICATION/STANDARD |  | ADDITIONAL FEATURES | [62 empty] | Production Completed
STP_009 - Lot4 | Data Enrichment | MKV | OK | 21-07-2023 | 07-08-2023 |  | 1300633 | 1300633 | EA | KEY;GIB HEAD, RECTANGULAR TAP,STL,DWG |  |  | KEY;GIB HEAD, RECTANGULAR TAP,MATERIAL:STEEL,MNFR:01)DWG,PTNO:01)163-6-4100,MK.9 | 01)DWG,01)163-6-4100,MK.9,EN_01)GIB HEAD, RECTANGULAR TA,EN_01)STEEL |  |  | DWG | DWG | 163-6-4100 |  |  | MK.9 |  |  | URL NOT FOUND | [10 empty] | CLEANSED | 46171505 Keys | KEY | No Modifier | TYPE | GIB HEAD,RECTANGULAR TAP | SIZE |  | MATERIAL | STEEL | HAZARD CLASS |  | CERTIFICATION/STANDARD |  | ADDITIONAL FEATURES | [62 empty] | Production Completed
STP_009 - Lot4 | Data Enrichment | MKV | OK | 21-07-2023 | 07-08-2023 |  | 1282149 | 1282149 | EA | KEY;HK |  |  | KEY;TYPE:HOOK,MNFR:01)RGM MAINTENANCE PTY LTD,PTNO:01)QMC931142 | 01)RGM MAINTENANCE PTY LTD,01)QMC931142,EN_01)HOOK |  |  | RGM MAINTENANCE PTY LTD | RGM MAINTENANCE PTY LTD | QMC931142 | [5 empty] | URL NOT FOUND | [10 empty] | CLEANSED | 46171505 Keys | KEY | No Modifier | TYPE | HOOK | SIZE |  | MATERIAL |  | HAZARD CLASS |  | CERTIFICATION/STANDARD |  | ADDITIONAL FEATURES | [62 empty] | Production Completed
STP_009 - Lot4 | Data Enrichment | MKV | OK | 21-07-2023 | 07-08-2023 |  | 1345558 | 1345558 | EA | KEY;IGN,FINLAY,15.02.0801 |  |  | KEY;TYPE:IGNITION,MNFR:01)FINLAY,PTNO:01)15.02.0801 | 01)FINLAY,01)15.02.0801,EN_01)IGNITION |  |  | FINLAY | FINLAY | 15.02.0801 | [5 empty] | https://www.crusherconsumables.co.uk/product-page/15-02-0801-ignition-key-terex-finlay | [10 empty] | CLEANSED | 46171505 Keys | KEY | No Modifier | TYPE | IGNITION | SIZE |  | MATERIAL |  | HAZARD CLASS |  | CERTIFICATION/STANDARD |  | ADDITIONAL FEATURES | [62 empty] | Production Completed
STP_009 - Lot4 | Data Enrichment | MKV | OK | 21-07-2023 | 07-08-2023 |  | 1282426 | 1282426 | EA | KEY;IP3 CUT,LARSEN RESTRICTED |  |  | KEY;TYPE:IP3 CUT,ADDITIONAL FEATURES EN:LARSEN RESTRICTED,MNFR:01)RUSWIN LOCKSMITHS,PTNO:01)OH1 | 01)RUSWIN LOCKSMITHS,01)OH1,EN_01)IP3 CUT,01)LARSEN RESTRICTED |  |  | RUSWIN LOCKSMITHS | RUSWIN LOCKSMITHS | OH1 |  | LARSEN |  |  |  | URL NOT FOUND | [10 empty] | CLEANSED | 46171505 Keys | KEY | No Modifier | TYPE | IP3 CUT | SIZE |  | MATERIAL |  | HAZARD CLASS |  | CERTIFICATION/STANDARD |  | ADDITIONAL FEATURES | RESTRICTED | [61 empty] | Production Completed