## Sheet1
Project | Activities | Production User | Production Comments | Start Date | End Date | Remarks | Griha ID | MATNR | MEINS | MAKTX_EN | MAKTX_ES | MAKTX_FR | TEXT_EN | Class_Char_Catted | MFRPN | MFRNR | MFRNR DES | MNFR | PTNO | Verified MNFR from web | MNFR 1 | PTNO 1 | MNFR 2 | PTNO 2 | Reference URL | Reference URL1 | Item Number | Equipment Type | Equipment Manufacturer | Equipment Model | Equipment Serial | DWG | DRAWING VERSION | POS/TAG | Unused Text | Enriched/Cleansed | UNSPSC Ver.23.07 | Noun | Modifier | Attribute Name 1 | Attribute Value 1 | Attribute Name 2 | Attribute Value 2 | Attribute Name 3 | Attribute Value 3 | Attribute Name 4 | Attribute Value 4 | Attribute Name 5 | Attribute Value 5 | Attribute Name 6 | Attribute Value 6 | Attribute Name 7 | Attribute Value 7 | Attribute Name 8 | Attribute Value 8 | Attribute Name 9 | Attribute Value 9 | Attribute Name 10 | Attribute Value 10 | Attribute Name 11 | Attribute Value 11 | Attribute Name 12 | Attribute Value 12 | Attribute Name 13 | Attribute Value 13 | Attribute Name 14 | Attribute Value 14 | Attribute Name 15 | Attribute Value 15 | Attribute Name 16 | Attribute Value 16 | Attribute Name 17 | Attribute Value 17 | Attribute Name 18 | Attribute Value 18 | Attribute Name 19 | Attribute Value 19 | Attribute Name 20 | Attribute Value 20 | Attribute Name 21 | Attribute Value 21 | Attribute Name 22 | Attribute Value 22 | Attribute Name 23 | Attribute Value 23 | Attribute Name 24 | Attribute Value 24 | Attribute Name 25 | Attribute Value 25 | Attribute Name 26 | Attribute Value 26 | Attribute Name 27 | Attribute Value 27 | Attribute Name 28 | Attribute Value 28 | Attribute Name 29 | Attribute Value 29 | Attribute Name 30 | Attribute Value 30 | Attribute Name 31 | Attribute Value 31 | Attribute Name 32 | Attribute Value 32 | Attribute Name 33 | Attribute Value 33 | Attribute Name 34 | Attribute Value 34 | Attribute Name 35 | Attribute Value 35 | Attribute Name 36 | Attribute Value 36 | Remaining_Information | Status
STP_009 - Lot4 | Data Enrichment | SCS | OK | 2023-07-21 | 07-08-2023 |  | 1318003 | 1318003 | EA | HOSE,ASSY;AIR DRYING,ID 2 IN,LG 4.5 M,ZN |  |  | HOSE,ASSEMBLY;TYPE:AIR DRYING,INSIDE DIAMETER:2 IN,LENGTH:4.5 M,CONNECTION 1:FBSP TRAVERSE END,CONNECTION 2:FBSP TRAVERSE END, FITTING MATERIAL:ZINC,MNFR:01)PIRTEK,PTNO:01)R1AT-32-K-2INBSPPF-4.5 | 01)PIRTEK,01)R1AT-32-K-2INBSPPF-4.5,EN_01)AIR DRYING,2 IN,4.5 M,EN_01)FBSP TRAVERSE END,EN_01)FBSP TRAVERSE END,EN_01)ZINC |  |  | PIRTEK ISA FLUID CONNECTIONS PTY LT | PIRTEK | R1AT-32-K-2INBSPPF-4.5 | [5 empty] | https://www.pirtek.com.au/-/media/feature/products/sect-b-hydraulic-hose_rev_n-2.pdf | [10 empty] | Enriched | 40141764 Hose assembly | HOSE | ASSEMBLY | TYPE | AIR DRYING | INSIDE DIAMETER | 2 IN | OUTSIDE DIAMETER | 68.3 MM | LENGTH | 4.5 M | CORE MATERIAL | NBR | CONNECTION 1 | FBSP | CONNECTION 2 | FBSP | FITTING MATERIAL |  | COVER MATERIAL | SYNTHETIC RUBBER | PRESSURE RATING | 40 BAR | BURST PRESSURE RATING | 160 BAR | TEMPERATURE RATING | -40 TO 100 DEG C | REINFORCEMENT MATERIAL | 1 STEEL WIRE BRAID | BEND RADIUS | 630 MM | COLOUR | BLACK | HAZARD CLASS |  | CERTIFICATION/STANDARD | EN853 1SN | ADDITIONAL FEATURES | FINISH: ZINC | [37 empty] | Production Completed
STP_009 - Lot4 | Data Enrichment | SCS | OK | 2023-07-21 | 07-08-2023 |  | 1348760 | 1348760 | EA | HOSE,ASSY;AIR SERVICE,ID 2 IN,LG 9.5 M |  |  | HOSE,ASSEMBLY;TYPE:AIR SERVICE,INSIDE DIAMETER:2 IN,LENGTH:9.5 M,MNFR:01)PIRTEK,PTNO:01)148-6-3058-10 | 01)PIRTEK,01)148-6-3058-10,EN_01)AIR SERVICE,2 IN,9.5 M |  |  | PIRTEK ISA FLUID CONNECTIONS PTY LT | PIRTEK | 148-6-3058-10 | [5 empty] | Url Not Found | [10 empty] | Cleansed | 40141764 Hose assembly | HOSE | ASSEMBLY | TYPE | AIR SERVICE | INSIDE DIAMETER | 2 IN | OUTSIDE DIAMETER |  | LENGTH | 9.5 M | CORE MATERIAL |  | CONNECTION 1 |  | CONNECTION 2 |  | FITTING MATERIAL |  | COVER MATERIAL |  | PRESSURE RATING |  | BURST PRESSURE RATING |  | TEMPERATURE RATING |  | REINFORCEMENT MATERIAL |  | BEND RADIUS |  | COLOUR |  | HAZARD CLASS |  | CERTIFICATION/STANDARD |  | ADDITIONAL FEATURES | [38 empty] | Production Completed
STP_009 - Lot4 | Data Enrichment | SCS | OK | 2023-07-21 | 07-08-2023 |  | 1354203 | 1354203 | EA | HOSE,ASSY;AIR,ID 1 IN,LG 6.95 M,PIRTEK |  |  | HOSE,ASSEMBLY;TYPE:AIR,INSIDE DIAMETER:1 IN,LENGTH:6.95 M,CONNECTION 1:FLANGE TABLE E DN 25,CONNECTION 2:BARREL UNION DN 25,MNFR: 01)PIRTEK,PTNO:01)148-6-3057-15 | 01)PIRTEK,01)148-6-3057-15,EN_01)AIR,1 IN,6.95 M,EN_01)FLANGE TABLE E DN 25,EN_01)BARREL UNION DN 25 |  |  | PIRTEK ISA FLUID CONNECTIONS PTY LT | PIRTEK | 148-6-3057-15 | [5 empty] | Url Not Found | [10 empty] | Cleansed | 40141764 Hose assembly | HOSE | ASSEMBLY | TYPE | AIR | INSIDE DIAMETER | 1 IN | OUTSIDE DIAMETER |  | LENGTH | 6.95 M | CORE MATERIAL |  | CONNECTION 1 | DN 25 FLANGE TABLE E | CONNECTION 2 | DN 25 BARREL UNION | FITTING MATERIAL |  | COVER MATERIAL |  | PRESSURE RATING |  | BURST PRESSURE RATING |  | TEMPERATURE RATING |  | REINFORCEMENT MATERIAL |  | BEND RADIUS |  | COLOUR |  | HAZARD CLASS |  | CERTIFICATION/STANDARD |  | ADDITIONAL FEATURES | [38 empty] | Production Completed
STP_009 - Lot4 | Data Enrichment | SCS | OK | 2023-07-21 | 07-08-2023 |  | 1348293 | 1348293 | EA | HOSE,ASSY;CMBSTN, AIR,ID 8 IN,LG 6.9 M |  |  | HOSE,ASSEMBLY;COMBUSTION, AIR,INSIDE DIAMETER:8 IN,LENGTH:6.9 M,CONNECTION 1:FLANGE TABLE E DN 200,CONNECTION 2:FLANGE TABLE E DN 200,MNFR:01)PIRTEK,PTNO:01)148-6-3057-5 | 01)PIRTEK,01)148-6-3057-5,EN_01)COMBUSTION, AIR,8 IN,6.9 M,EN_01)FLANGE TABLE E DN 200,EN_01)FLANGE TABLE E DN 200 |  |  | PIRTEK ISA FLUID CONNECTIONS PTY LT | PIRTEK | 148-6-3057-5 | [5 empty] | Url Not Found | [10 empty] | Cleansed | 40141764 Hose assembly | HOSE | ASSEMBLY | TYPE | COMBUSTION AIR | INSIDE DIAMETER | 8 IN | OUTSIDE DIAMETER |  | LENGTH | 6.9 M | CORE MATERIAL |  | CONNECTION 1 | DN 200 FLANGE TABLE E | CONNECTION 2 | DN 200 FLANGE TABLE E | FITTING MATERIAL |  | COVER MATERIAL |  | PRESSURE RATING |  | BURST PRESSURE RATING |  | TEMPERATURE RATING |  | REINFORCEMENT MATERIAL |  | BEND RADIUS |  | COLOUR |  | HAZARD CLASS |  | CERTIFICATION/STANDARD |  | ADDITIONAL FEATURES | [38 empty] | Production Completed
STP_009 - Lot4 | Data Enrichment | SCS | OK | 2023-07-21 | 07-08-2023 |  | 1348294 | 1348294 | EA | HOSE,ASSY;COMBUSTION AIR,ID 6 IN,PIRTEK |  |  | HOSE,ASSEMBLY;TYPE:COMBUSTION AIR,INSIDE DIAMETER:6 IN,LENGTH:1.6 M,MNFR:01)PIRTEK,PTNO:01)148-6-3054-9 | 01)PIRTEK,01)148-6-3054-9,EN_01)COMBUSTION AIR,6 IN,1.6 M |  |  | PIRTEK ISA FLUID CONNECTIONS PTY LT | PIRTEK | 148-6-3054-9 | [5 empty] | Url Not Found | [10 empty] | Cleansed | 40141764 Hose assembly | HOSE | ASSEMBLY | TYPE | COMBUSTION AIR | INSIDE DIAMETER | 6 IN | OUTSIDE DIAMETER |  | LENGTH | 1.6 M | CORE MATERIAL |  | CONNECTION 1 |  | CONNECTION 2 |  | FITTING MATERIAL |  | COVER MATERIAL |  | PRESSURE RATING |  | BURST PRESSURE RATING |  | TEMPERATURE RATING |  | REINFORCEMENT MATERIAL |  | BEND RADIUS |  | COLOUR |  | HAZARD CLASS |  | CERTIFICATION/STANDARD |  | ADDITIONAL FEATURES | [38 empty] | Production Completed
STP_009 - Lot4 | Data Enrichment | SCS | OK | 2023-07-21 | 07-08-2023 |  | 1348295 | 1348295 | EA | HOSE,ASSY;COMBUSTION AIR,ID 6 IN,PIRTEK |  |  | HOSE,ASSEMBLY;TYPE:COMBUSTION AIR,INSIDE DIAMETER:6 IN,LENGTH:9.5 M,MNFR:01)PIRTEK,PTNO:01)148-6-3054-8 | 01)PIRTEK,01)148-6-3054-8,EN_01)COMBUSTION AIR,6 IN,9.5 M |  |  | PIRTEK ISA FLUID CONNECTIONS PTY LT | PIRTEK | 148-6-3054-8 | [5 empty] | Url Not Found | [10 empty] | Cleansed | 40141764 Hose assembly | HOSE | ASSEMBLY | TYPE | COMBUSTION AIR | INSIDE DIAMETER | 6 IN | OUTSIDE DIAMETER |  | LENGTH | 9.5 M | CORE MATERIAL |  | CONNECTION 1 |  | CONNECTION 2 |  | FITTING MATERIAL |  | COVER MATERIAL |  | PRESSURE RATING |  | BURST PRESSURE RATING |  | TEMPERATURE RATING |  | REINFORCEMENT MATERIAL |  | BEND RADIUS |  | COLOUR |  | HAZARD CLASS |  | CERTIFICATION/STANDARD |  | ADDITIONAL FEATURES | [38 empty] | Production Completed
STP_009 - Lot4 | Data Enrichment | SCS | OK | 2023-07-21 | 07-08-2023 |  | 1354752 | 1354752 | EA | HOSE,ASSY;COMBUSTION AIR,PIRTEK,RHF1-14 |  |  | HOSE,ASSEMBLY;TYPE:COMBUSTION AIR,MNFR:01)PIRTEK,PTNO:01)RHF1-14 | 01)PIRTEK,01)RHF1-14,EN_01)COMBUSTION AIR |  |  | PIRTEK ISA FLUID CONNECTIONS PTY LT | PIRTEK | RHF1-14 | [5 empty] | Url Not Found | [10 empty] | Cleansed | 40141764 Hose assembly | HOSE | ASSEMBLY | TYPE | COMBUSTION AIR | INSIDE DIAMETER |  | OUTSIDE DIAMETER |  | LENGTH |  | CORE MATERIAL |  | CONNECTION 1 |  | CONNECTION 2 |  | FITTING MATERIAL |  | COVER MATERIAL |  | PRESSURE RATING |  | BURST PRESSURE RATING |  | TEMPERATURE RATING |  | REINFORCEMENT MATERIAL |  | BEND RADIUS |  | COLOUR |  | HAZARD CLASS |  | CERTIFICATION/STANDARD |  | ADDITIONAL FEATURES | [38 empty] | Production Completed
STP_009 - Lot4 | Data Enrichment | SCS | OK | 2023-07-21 | 07-08-2023 |  | 1233145 | 1233145 | EA | HOSE,ASSY;CONVOLUTED, COOLING WATER |  |  | HOSE,ASSEMBLY;CONVOLUTED, COOLING WATER,INSIDE DIAMETER:25 MM,LENGTH:2 M,CORE MATERIAL:STAINLESS STEEL,ADDITIONAL FEATURES EN:C/W CAMLOCK FITTINGS, LAUNDER C,MNFR:01)ENZED,PTNO:01)Z001304419 | 01)ENZED,01)Z001304419,EN_01)CONVOLUTED, COOLING WATE,25 MM,2 M,STAINLESS STEEL,01)C/W CAMLOCK FITTINGS, LAUND |  |  | Enzed Mount Isa(RKM Investments) | ENZED | Z001304419 | [5 empty] | Url Not Found | [10 empty] | Cleansed | 40141764 Hose assembly | HOSE | ASSEMBLY | TYPE | CONVOLUTED, COOLING WATER | INSIDE DIAMETER | 25 MM | OUTSIDE DIAMETER |  | LENGTH | 2 M | CORE MATERIAL | STAINLESS STEEL | CONNECTION 1 | CAMLOCK | CONNECTION 2 | CAMLOCK | FITTING MATERIAL |  | COVER MATERIAL |  | PRESSURE RATING |  | BURST PRESSURE RATING |  | TEMPERATURE RATING |  | REINFORCEMENT MATERIAL |  | BEND RADIUS |  | COLOUR |  | HAZARD CLASS |  | CERTIFICATION/STANDARD |  | ADDITIONAL FEATURES | LAUNDER C | [37 empty] | Production Completed
STP_009 - Lot4 | Data Enrichment | SCS | OK | 2023-07-21 | 07-08-2023 |  | 1233146 | 1233146 | EA | HOSE,ASSY;CONVOLUTED, COOLING WATER |  |  | HOSE,ASSEMBLY;CONVOLUTED, COOLING WATER,LENGTH:3 M,ADDITIONAL FEATURES EN:C/W M/F CAMLOCK FITTINGS, LAUNDER WATER,MNFR:01)ENZED, PTNO:01)Z001304393 | 01)ENZED,01)Z001304393,EN_01)CONVOLUTED, COOLING WATE,3 M,01)C/W M/F CAMLOCK FITTINGS, L |  |  | Enzed Mount Isa(RKM Investments) | ENZED | Z001304393 | [5 empty] | Url Not Found | [10 empty] | Cleansed | 40141764 Hose assembly | HOSE | ASSEMBLY | TYPE | CONVOLUTED, COOLING WATER | INSIDE DIAMETER |  | OUTSIDE DIAMETER |  | LENGTH | 3 M | CORE MATERIAL |  | CONNECTION 1 | MALE CAMLOCK | CONNECTION 2 | FEMALE CAMLOCK | FITTING MATERIAL |  | COVER MATERIAL |  | PRESSURE RATING |  | BURST PRESSURE RATING |  | TEMPERATURE RATING |  | REINFORCEMENT MATERIAL |  | BEND RADIUS |  | COLOUR |  | HAZARD CLASS |  | CERTIFICATION/STANDARD |  | ADDITIONAL FEATURES | LAUNDER WATER | [37 empty] | Production Completed
STP_009 - Lot4 | Data Enrichment | SCS | OK | 2023-07-21 | 07-08-2023 |  | 1319801 | 1319801 | EA | HOSE,ASSY;CONVOLUTED, COOLING WATER |  |  | HOSE,ASSEMBLY;CONVOLUTED, COOLING WATER,LENGTH:8 M,ADDITIONAL FEATURES EN:C/W M/F CAMLOCK FITTINGS, LAUNDER WATER,MNFR:01)PIRTEK, PTNO:01)SS1-25-QL1-QL2-8000 | 01)PIRTEK,01)SS1-25-QL1-QL2-8000,EN_01)CONVOLUTED, COOLING WATE,8 M,01)C/W M/F CAMLOCK FITTINGS, L |  |  | PIRTEK ISA FLUID CONNECTIONS PTY LT | PIRTEK | SS1-25-QL1-QL2-8000 | [5 empty] | https://hoseflex.com/wp-content/uploads/2015/06/02.-Stainless-Steel-Hose.pdf | https://hoseflex.com/wp-content/uploads/2014/07/Rubber-Composite-Hose-Ducting.pdf | [9 empty] | Enriched | 40141764 Hose assembly | HOSE | ASSEMBLY | TYPE | CONVOLUTED, COOLING WATER | INSIDE DIAMETER | 1 IN | OUTSIDE DIAMETER | 33.7 MM | LENGTH | 8 M | CORE MATERIAL | STAINLESS STEEL 304/316 | CONNECTION 1 | MALE CAMLOCK | CONNECTION 2 | FEMALE CAMLOCK | FITTING MATERIAL |  | COVER MATERIAL |  | PRESSURE RATING | 5000 KPA | BURST PRESSURE RATING | 20000 KPA | TEMPERATURE RATING | -276 TO 700 DEG C | REINFORCEMENT MATERIAL | STAINLESS STEEL 304/316 CONVOLUTED | BEND RADIUS | 190 MM | COLOUR |  | HAZARD CLASS |  | CERTIFICATION/STANDARD | ISO 10380:2012 | ADDITIONAL FEATURES | LAUNDER WATER | [37 empty] | Production Completed
STP_009 - Lot4 | Data Enrichment | SCS | OK | 2023-07-21 | 07-08-2023 |  | 1318002 | 1318002 | EA | HOSE,ASSY;COOLING AIR,PIRTEK,RHF1-13 |  |  | HOSE,ASSEMBLY;TYPE:COOLING AIR,MNFR:01)PIRTEK,PTNO:01)RHF1-13 | 01)PIRTEK,01)RHF1-13,EN_01)COOLING AIR |  |  | PIRTEK ISA FLUID CONNECTIONS PTY LT | PIRTEK | RHF1-13 | [5 empty] | Url Not Found | [10 empty] | Cleansed | 40141764 Hose assembly | HOSE | ASSEMBLY | TYPE | COOLING AIR | INSIDE DIAMETER |  | OUTSIDE DIAMETER |  | LENGTH |  | CORE MATERIAL |  | CONNECTION 1 |  | CONNECTION 2 |  | FITTING MATERIAL |  | COVER MATERIAL |  | PRESSURE RATING |  | BURST PRESSURE RATING |  | TEMPERATURE RATING |  | REINFORCEMENT MATERIAL |  | BEND RADIUS |  | COLOUR |  | HAZARD CLASS |  | CERTIFICATION/STANDARD |  | ADDITIONAL FEATURES | [38 empty] | Production Completed
STP_009 - Lot4 | Data Enrichment | SCS | OK | 2023-07-21 | 07-08-2023 |  | 1354756 | 1354756 | EA | HOSE,ASSY;COOLING AIR,PIRTEK,RHF1-15 |  |  | HOSE,ASSEMBLY;TYPE:COOLING AIR,MNFR:01)PIRTEK,PTNO:01)RHF1-15 | 01)PIRTEK,01)RHF1-15,EN_01)COOLING AIR |  |  | PIRTEK ISA FLUID CONNECTIONS PTY LT | PIRTEK | RHF1-15 | [5 empty] | Url Not Found | [10 empty] | Cleansed | 40141764 Hose assembly | HOSE | ASSEMBLY | TYPE | COOLING AIR | INSIDE DIAMETER |  | OUTSIDE DIAMETER |  | LENGTH |  | CORE MATERIAL |  | CONNECTION 1 |  | CONNECTION 2 |  | FITTING MATERIAL |  | COVER MATERIAL |  | PRESSURE RATING |  | BURST PRESSURE RATING |  | TEMPERATURE RATING |  | REINFORCEMENT MATERIAL |  | BEND RADIUS |  | COLOUR |  | HAZARD CLASS |  | CERTIFICATION/STANDARD |  | ADDITIONAL FEATURES | [38 empty] | Production Completed
STP_009 - Lot4 | Data Enrichment | SCS | OK | 2023-07-21 | 07-08-2023 |  | 1348762 | 1348762 | EA | HOSE,ASSY;COOLING WATER SUPPLY,ID 3 IN |  |  | HOSE,ASSEMBLY;TYPE:COOLING WATER SUPPLY,INSIDE DIAMETER:3 IN,LENGTH:9.5 M,MNFR:01)PIRTEK,PTNO:01)148-6-3053-12 | 01)PIRTEK,01)148-6-3053-12,EN_01)COOLING WATER SUPPLY,3 IN,9.5 M |  |  | PIRTEK ISA FLUID CONNECTIONS PTY LT | PIRTEK | 148-6-3053-12 | [5 empty] | Url Not Found | [10 empty] | Cleansed | 40141764 Hose assembly | HOSE | ASSEMBLY | TYPE | COOLING WATER SUPPLY | INSIDE DIAMETER | 3 IN | OUTSIDE DIAMETER |  | LENGTH | 9.5 M | CORE MATERIAL |  | CONNECTION 1 |  | CONNECTION 2 |  | FITTING MATERIAL |  | COVER MATERIAL |  | PRESSURE RATING |  | BURST PRESSURE RATING |  | TEMPERATURE RATING |  | REINFORCEMENT MATERIAL |  | BEND RADIUS |  | COLOUR |  | HAZARD CLASS |  | CERTIFICATION/STANDARD |  | ADDITIONAL FEATURES | [38 empty] | Production Completed
STP_009 - Lot4 | Data Enrichment | SCS | OK | 2023-07-21 | 07-08-2023 |  | 1348481 | 1348481 | EA | HOSE,ASSY;COOLING WATER SUPPLY/RETURN |  |  | HOSE,ASSEMBLY;TYPE:COOLING WATER SUPPLY/RETURN,INSIDE DIAMETER:1-1/2 IN,LENGTH:1.2 M,MNFR:01)PIRTEK,PTNO:01)148-6-3055-15 | 01)PIRTEK,01)148-6-3055-15,EN_01)COOLING WATER SUPPLY/RET,1-1/2 IN,1.2 M |  |  | PIRTEK ISA FLUID CONNECTIONS PTY LT | PIRTEK | 148-6-3055-15 | [5 empty] | Url Not Found | [10 empty] | Cleansed | 40141764 Hose assembly | HOSE | ASSEMBLY | TYPE | COOLING WATER SUPPLY/RETURN | INSIDE DIAMETER | 1-1/2 IN | OUTSIDE DIAMETER |  | LENGTH | 1.2 M | CORE MATERIAL |  | CONNECTION 1 |  | CONNECTION 2 |  | FITTING MATERIAL |  | COVER MATERIAL |  | PRESSURE RATING |  | BURST PRESSURE RATING |  | TEMPERATURE RATING |  | REINFORCEMENT MATERIAL |  | BEND RADIUS |  | COLOUR |  | HAZARD CLASS |  | CERTIFICATION/STANDARD |  | ADDITIONAL FEATURES | [38 empty] | Production Completed
STP_009 - Lot4 | Data Enrichment | SCS | OK | 2023-07-21 | 07-08-2023 |  | 1348761 | 1348761 | EA | HOSE,ASSY;COOLING WATER SUPPLY/RETURN |  |  | HOSE,ASSEMBLY;TYPE:COOLING WATER SUPPLY/RETURN,INSIDE DIAMETER:2 IN,LENGTH:9.5 M,MNFR:01)PIRTEK,PTNO:01)148-6-3055-8 | 01)PIRTEK,01)148-6-3055-8,EN_01)COOLING WATER SUPPLY/RET,2 IN,9.5 M |  |  | PIRTEK ISA FLUID CONNECTIONS PTY LT | PIRTEK | 148-6-3055-8 | [5 empty] | Url Not Found | [10 empty] | Cleansed | 40141764 Hose assembly | HOSE | ASSEMBLY | TYPE | COOLING WATER SUPPLY/RETURN | INSIDE DIAMETER | 2 IN | OUTSIDE DIAMETER |  | LENGTH | 9.5 M | CORE MATERIAL |  | CONNECTION 1 |  | CONNECTION 2 |  | FITTING MATERIAL |  | COVER MATERIAL |  | PRESSURE RATING |  | BURST PRESSURE RATING |  | TEMPERATURE RATING |  | REINFORCEMENT MATERIAL |  | BEND RADIUS |  | COLOUR |  | HAZARD CLASS |  | CERTIFICATION/STANDARD |  | ADDITIONAL FEATURES | [38 empty] | Production Completed
STP_009 - Lot4 | Data Enrichment | SCS | OK | 2023-07-21 | 07-08-2023 |  | 1365431 | 1365431 | EA | HOSE,ASSY;COOLING WATER,ID 1-1/2 IN |  |  | HOSE,ASSEMBLY;TYPE:COOLING WATER,INSIDE DIAMETER:1-1/2 IN,LENGTH:2.5 M,MNFR:01)ENZED,PTNO:01)Z001145275 | 01)ENZED,01)Z001145275,EN_01)COOLING WATER,1-1/2 IN,2.5 M |  |  | Enzed Mount Isa(RKM Investments) | ENZED | Z001145275 | [5 empty] | Url Not Found | [10 empty] | Cleansed | 40141764 Hose assembly | HOSE | ASSEMBLY | TYPE | COOLING WATER | INSIDE DIAMETER | 1-1/2 IN | OUTSIDE DIAMETER |  | LENGTH | 2.5 M | CORE MATERIAL |  | CONNECTION 1 |  | CONNECTION 2 |  | FITTING MATERIAL |  | COVER MATERIAL |  | PRESSURE RATING |  | BURST PRESSURE RATING |  | TEMPERATURE RATING |  | REINFORCEMENT MATERIAL |  | BEND RADIUS |  | COLOUR |  | HAZARD CLASS |  | CERTIFICATION/STANDARD |  | ADDITIONAL FEATURES | [38 empty] | Production Completed
STP_009 - Lot4 | Data Enrichment | SCS | OK | 2023-07-21 | 07-08-2023 |  | 1354755 | 1354755 | EA | HOSE,ASSY;COOLING WATER,PIRTEK,RHF1-01 |  |  | HOSE,ASSEMBLY;TYPE:COOLING WATER,MNFR:01)PIRTEK,PTNO:01)RHF1-01 | 01)PIRTEK,01)RHF1-01,EN_01)COOLING WATER |  |  | PIRTEK ISA FLUID CONNECTIONS PTY LT | PIRTEK | RHF1-01 | [5 empty] | Url Not Found | [10 empty] | Cleansed | 40141764 Hose assembly | HOSE | ASSEMBLY | TYPE | COOLING WATER | INSIDE DIAMETER |  | OUTSIDE DIAMETER |  | LENGTH |  | CORE MATERIAL |  | CONNECTION 1 |  | CONNECTION 2 |  | FITTING MATERIAL |  | COVER MATERIAL |  | PRESSURE RATING |  | BURST PRESSURE RATING |  | TEMPERATURE RATING |  | REINFORCEMENT MATERIAL |  | BEND RADIUS |  | COLOUR |  | HAZARD CLASS |  | CERTIFICATION/STANDARD |  | ADDITIONAL FEATURES | [38 empty] | Production Completed
STP_009 - Lot4 | Data Enrichment | SCS | OK | 2023-07-21 | 07-08-2023 |  | 1353133 | 1353133 | EA | HOSE,ASSY;COOLING WATER,PIRTEK,RHF1-04 |  |  | HOSE,ASSEMBLY;TYPE:COOLING WATER,MNFR:01)PIRTEK,PTNO:01)RHF1-04 | 01)PIRTEK,01)RHF1-04,EN_01)COOLING WATER |  |  | PIRTEK ISA FLUID CONNECTIONS PTY LT | PIRTEK | RHF1-04 | [5 empty] | Url Not Found | [10 empty] | Cleansed | 40141764 Hose assembly | HOSE | ASSEMBLY | TYPE | COOLING WATER | INSIDE DIAMETER |  | OUTSIDE DIAMETER |  | LENGTH |  | CORE MATERIAL |  | CONNECTION 1 |  | CONNECTION 2 |  | FITTING MATERIAL |  | COVER MATERIAL |  | PRESSURE RATING |  | BURST PRESSURE RATING |  | TEMPERATURE RATING |  | REINFORCEMENT MATERIAL |  | BEND RADIUS |  | COLOUR |  | HAZARD CLASS |  | CERTIFICATION/STANDARD |  | ADDITIONAL FEATURES | [38 empty] | Production Completed
STP_009 - Lot4 | Data Enrichment | SCS | OK | 2023-07-21 | 07-08-2023 |  | 1353134 | 1353134 | EA | HOSE,ASSY;COOLING WATER,PIRTEK,RHF1-08 |  |  | HOSE,ASSEMBLY;TYPE:COOLING WATER,MNFR:01)PIRTEK,PTNO:01)RHF1-08 | 01)PIRTEK,01)RHF1-08,EN_01)COOLING WATER |  |  | PIRTEK ISA FLUID CONNECTIONS PTY LT | PIRTEK | RHF1-08 | [5 empty] | Url Not Found | [10 empty] | Cleansed | 40141764 Hose assembly | HOSE | ASSEMBLY | TYPE | COOLING WATER | INSIDE DIAMETER |  | OUTSIDE DIAMETER |  | LENGTH |  | CORE MATERIAL |  | CONNECTION 1 |  | CONNECTION 2 |  | FITTING MATERIAL |  | COVER MATERIAL |  | PRESSURE RATING |  | BURST PRESSURE RATING |  | TEMPERATURE RATING |  | REINFORCEMENT MATERIAL |  | BEND RADIUS |  | COLOUR |  | HAZARD CLASS |  | CERTIFICATION/STANDARD |  | ADDITIONAL FEATURES | [38 empty] | Production Completed
STP_009 - Lot4 | Data Enrichment | SCS | OK | 2023-07-21 | 07-08-2023 |  | 1353135 | 1353135 | EA | HOSE,ASSY;COOLING WATER,PIRTEK,RHF1-09 |  |  | HOSE,ASSEMBLY;TYPE:COOLING WATER,MNFR:01)PIRTEK,PTNO:01)RHF1-09 | 01)PIRTEK,01)RHF1-09,EN_01)COOLING WATER |  |  | PIRTEK ISA FLUID CONNECTIONS PTY LT | PIRTEK | RHF1-09 | [5 empty] | Url Not Found | [10 empty] | Cleansed | 40141764 Hose assembly | HOSE | ASSEMBLY | TYPE | COOLING WATER | INSIDE DIAMETER |  | OUTSIDE DIAMETER |  | LENGTH |  | CORE MATERIAL |  | CONNECTION 1 |  | CONNECTION 2 |  | FITTING MATERIAL |  | COVER MATERIAL |  | PRESSURE RATING |  | BURST PRESSURE RATING |  | TEMPERATURE RATING |  | REINFORCEMENT MATERIAL |  | BEND RADIUS |  | COLOUR |  | HAZARD CLASS |  | CERTIFICATION/STANDARD |  | ADDITIONAL FEATURES | [38 empty] | Production Completed
STP_009 - Lot4 | Data Enrichment | SCS | OK | 2023-07-21 | 07-08-2023 |  | 1354754 | 1354754 | EA | HOSE,ASSY;COOLING WATER,PIRTEK,RHF1-10 |  |  | HOSE,ASSEMBLY;TYPE:COOLING WATER,MNFR:01)PIRTEK,PTNO:01)RHF1-10 | 01)PIRTEK,01)RHF1-10,EN_01)COOLING WATER |  |  | PIRTEK ISA FLUID CONNECTIONS PTY LT | PIRTEK | RHF1-10 | [5 empty] | Url Not Found | [10 empty] | Cleansed | 40141764 Hose assembly | HOSE | ASSEMBLY | TYPE | COOLING WATER | INSIDE DIAMETER |  | OUTSIDE DIAMETER |  | LENGTH |  | CORE MATERIAL |  | CONNECTION 1 |  | CONNECTION 2 |  | FITTING MATERIAL |  | COVER MATERIAL |  | PRESSURE RATING |  | BURST PRESSURE RATING |  | TEMPERATURE RATING |  | REINFORCEMENT MATERIAL |  | BEND RADIUS |  | COLOUR |  | HAZARD CLASS |  | CERTIFICATION/STANDARD |  | ADDITIONAL FEATURES | [38 empty] | Production Completed
STP_009 - Lot4 | Data Enrichment | SCS | OK | 2023-07-21 | 07-08-2023 |  | 1381911 | 1381911 | EA | HOSE,ASSY;COOLING WATER/RETURN,LG 1.2 M |  |  | HOSE,ASSEMBLY;TYPE:COOLING WATER/RETURN,INSIDE DIAMETER:1-1/2 IN,LENGTH:1.2 M,MNFR:01)PIRTEK,PTNO:01)148-6-3056-18 | 01)PIRTEK,01)148-6-3056-18,EN_01)COOLING WATER/RETURN,1-1/2 IN,1.2 M |  |  | PIRTEK ISA FLUID CONNECTIONS PTY LT | PIRTEK | 148-6-3056-18 | [5 empty] | Url Not Found | [10 empty] | Cleansed | 40141764 Hose assembly | HOSE | ASSEMBLY | TYPE | COOLING WATER/RETURN | INSIDE DIAMETER | 1-1/2 IN | OUTSIDE DIAMETER |  | LENGTH | 1.2 M | CORE MATERIAL |  | CONNECTION 1 |  | CONNECTION 2 |  | FITTING MATERIAL |  | COVER MATERIAL |  | PRESSURE RATING |  | BURST PRESSURE RATING |  | TEMPERATURE RATING |  | REINFORCEMENT MATERIAL |  | BEND RADIUS |  | COLOUR |  | HAZARD CLASS |  | CERTIFICATION/STANDARD |  | ADDITIONAL FEATURES | [38 empty] | Production Completed
STP_009 - Lot4 | Data Enrichment | SCS | OK | 2023-07-21 | 07-08-2023 |  | 1354753 | 1354753 | EA | HOSE,ASSY;DSL,PIRTEK,RHF1-12 |  |  | HOSE,ASSEMBLY;TYPE:DIESEL,MNFR:01)PIRTEK,PTNO:01)RHF1-12 | 01)PIRTEK,01)RHF1-12,EN_01)DIESEL |  |  | PIRTEK ISA FLUID CONNECTIONS PTY LT | PIRTEK | RHF1-12 | [5 empty] | Url Not Found | [10 empty] | Cleansed | 40141764 Hose assembly | HOSE | ASSEMBLY | TYPE | DIESEL | INSIDE DIAMETER |  | OUTSIDE DIAMETER |  | LENGTH |  | CORE MATERIAL |  | CONNECTION 1 |  | CONNECTION 2 |  | FITTING MATERIAL |  | COVER MATERIAL |  | PRESSURE RATING |  | BURST PRESSURE RATING |  | TEMPERATURE RATING |  | REINFORCEMENT MATERIAL |  | BEND RADIUS |  | COLOUR |  | HAZARD CLASS |  | CERTIFICATION/STANDARD |  | ADDITIONAL FEATURES | [38 empty] | Production Completed
STP_009 - Lot4 | Data Enrichment | SCS | OK | 2023-07-21 | 07-08-2023 |  | 1232848 | 1232848 | M | HOSE,ASSY;FIRE SUPPRESSION,ID 5 MM,1 IN |  |  | HOSE,ASSEMBLY;TYPE:FIRE SUPPRESSION,INSIDE DIAMETER:5 MM,OUTSIDE DIAMETER:11.7 MM,CORE MATERIAL:RUBBER SYNTHETIC, BARRIER NYLON, CONNECTION 1:CRIMP SERIES 26,CONNECTION 2:CRIMP SERIES 26,COVER MATERIAL:RUBBER SYNTHETIC,PRESSURE RATING:500 PSI,TEMPERATURE RATING:-30 TO 120 DEG C,REINFORCEMENT MATERIAL:FIBRE ONE BRAID,BEND RADIUS:1 IN,COLOUR:RED,CERTIFICATION/STANDARD:SAE 100R16, ADDITIONAL FEATURES EN:NONMETALLIC, SPECIAL, 1/4 INCH,MNFR:01)ENZED,PTNO:01)285-4RED | 01)ENZED,01)285-4RED,EN_01)FIRE SUPPRESSION,5 MM,11.7 MM,RUBBER SYNTHETIC, BARRIER NYLO,EN_01)CRIMP SERIES 26,EN_01)CRIMP SERIES 26,EN_01)RUBBER SYNTHETIC,500 PSI,-30 TO 120 DEG C,EN_01)FIBRE ONE BRAID,1 IN,RED,EN_01)SAE 100R16,01)NONMETALLIC, SPECIAL, 1/4 I |  |  | Enzed Mount Isa(RKM Investments) | ENZED | 285-4RED | [5 empty] | https://www.parker.com/parkerimages/br/download/fluidconnectors/pdf/1_hpd/bol/285_hose_us.pdf | [10 empty] | Enriched | 40141764 Hose assembly | HOSE | ASSEMBLY | TYPE | FIRE SUPPRESSION, NON METALLIC | INSIDE DIAMETER | 5 MM | OUTSIDE DIAMETER | 12 MM | LENGTH |  | CORE MATERIAL | SYNTHETIC RUBBER,NYLON BARRIER | CONNECTION 1 | CRIMP | CONNECTION 2 | CRIMP | FITTING MATERIAL |  | COVER MATERIAL | SYNTHETIC RUBBER | PRESSURE RATING | 500 PSI | BURST PRESSURE RATING | 2000 PSI | TEMPERATURE RATING | -30 TO 120 DEG C | REINFORCEMENT MATERIAL | FIBRE ONE BRAID | BEND RADIUS | 1 IN | COLOUR | RED | HAZARD CLASS |  | CERTIFICATION/STANDARD | SAE 100R16 | ADDITIONAL FEATURES | SPECIAL,1/4 IN, SERIES 26 | [37 empty] | Production Completed
STP_009 - Lot4 | Data Enrichment | SCS | OK | 2023-07-21 | 07-08-2023 |  | 1278277 | 1278277 | EA | HOSE,ASSY;FITTINGS,SUPLY |  |  | HOSE,ASSEMBLY;TYPE:FITTINGS,ADDITIONAL FEATURES EN:SUPPLY,MNFR:01)ENZED MOUNT ISA(RKM INVESTMENTS),PTNO:01)82913 | 01)ENZED MOUNT ISA(RKM INVESTM,01)82913,EN_01)FITTINGS,01)SUPPLY |  |  | Enzed Mount Isa(RKM Investments) | ENZED | 82913 | [5 empty] | https://www.jaztrading.com/products/dual-sizer-add-on-10ft-extension-hose-82913-each | [10 empty] | Cleansed | 40141764 Hose assembly | HOSE | ASSEMBLY | TYPE | EXTENSION, SUPPLY | INSIDE DIAMETER |  | OUTSIDE DIAMETER |  | LENGTH |  | CORE MATERIAL |  | CONNECTION 1 |  | CONNECTION 2 |  | FITTING MATERIAL |  | COVER MATERIAL |  | PRESSURE RATING |  | BURST PRESSURE RATING |  | TEMPERATURE RATING |  | REINFORCEMENT MATERIAL |  | BEND RADIUS |  | COLOUR |  | HAZARD CLASS |  | CERTIFICATION/STANDARD |  | ADDITIONAL FEATURES | C/W FITTING | [37 empty] | Production Completed
STP_009 - Lot4 | Data Enrichment | SCS | OK | 2023-07-21 | 07-08-2023 |  | 1278218 | 1278218 | EA | HOSE,ASSY;FTG |  |  | HOSE,ASSEMBLY;TYPE:FITTING,MNFR:01)ENZED MOUNT ISA(RKM INVESTMENTS),PTNO:01)DD11445 | 01)ENZED MOUNT ISA(RKM INVESTM,01)DD11445,EN_01)FITTING |  |  | Enzed Mount Isa(RKM Investments) | ENZED | DD11445 | [5 empty] | Url Not Found | [10 empty] | Cleansed | 40141764 Hose assembly | HOSE | ASSEMBLY | TYPE |  | INSIDE DIAMETER |  | OUTSIDE DIAMETER |  | LENGTH |  | CORE MATERIAL |  | CONNECTION 1 |  | CONNECTION 2 |  | FITTING MATERIAL |  | COVER MATERIAL |  | PRESSURE RATING |  | BURST PRESSURE RATING |  | TEMPERATURE RATING |  | REINFORCEMENT MATERIAL |  | BEND RADIUS |  | COLOUR |  | HAZARD CLASS |  | CERTIFICATION/STANDARD |  | ADDITIONAL FEATURES | C/W FITTING | [37 empty] | Production Completed
STP_009 - Lot4 | Data Enrichment | SCS | OK | 2023-07-21 | 07-08-2023 |  | 1278090 | 1278090 | EA | HOSE,ASSY;FTG,SUPLY |  |  | HOSE,ASSEMBLY;TYPE:FITTING,ADDITIONAL FEATURES EN:SUPPLY,MNFR:01)ENZED MOUNT ISA(RKM INVESTMENTS),PTNO:01)92833/DD13876 | 01)ENZED MOUNT ISA(RKM INVESTM,01)92833/DD13876,EN_01)FITTING,01)SUPPLY |  |  | Enzed Mount Isa(RKM Investments) | ENZED | 92833/DD13876 | [5 empty] | Url Not Found | [10 empty] | Cleansed | 40141764 Hose assembly | HOSE | ASSEMBLY | TYPE | SUPPLY | INSIDE DIAMETER |  | OUTSIDE DIAMETER |  | LENGTH |  | CORE MATERIAL |  | CONNECTION 1 |  | CONNECTION 2 |  | FITTING MATERIAL |  | COVER MATERIAL |  | PRESSURE RATING |  | BURST PRESSURE RATING |  | TEMPERATURE RATING |  | REINFORCEMENT MATERIAL |  | BEND RADIUS |  | COLOUR |  | HAZARD CLASS |  | CERTIFICATION/STANDARD |  | ADDITIONAL FEATURES | C/W FITTING | [37 empty] | Production Completed
STP_009 - Lot4 | Data Enrichment | SCS | OK | 2023-07-21 | 07-08-2023 |  | 1278214 | 1278214 | EA | HOSE,ASSY;FTG,SUPLY |  |  | HOSE,ASSEMBLY;TYPE:FITTING,ADDITIONAL FEATURES EN:SUPPLY,MNFR:01)ENZED MOUNT ISA(RKM INVESTMENTS),PTNO:01)DD11496 | 01)ENZED MOUNT ISA(RKM INVESTM,01)DD11496,EN_01)FITTING,01)SUPPLY |  |  | Enzed Mount Isa(RKM Investments) | ENZED | DD11496 | [5 empty] | Url Not Found | [10 empty] | Cleansed | 40141764 Hose assembly | HOSE | ASSEMBLY | TYPE | SUPPLY | INSIDE DIAMETER |  | OUTSIDE DIAMETER |  | LENGTH |  | CORE MATERIAL |  | CONNECTION 1 |  | CONNECTION 2 |  | FITTING MATERIAL |  | COVER MATERIAL |  | PRESSURE RATING |  | BURST PRESSURE RATING |  | TEMPERATURE RATING |  | REINFORCEMENT MATERIAL |  | BEND RADIUS |  | COLOUR |  | HAZARD CLASS |  | CERTIFICATION/STANDARD |  | ADDITIONAL FEATURES | C/W FITTING | [37 empty] | Production Completed
STP_009 - Lot4 | Data Enrichment | SCS | OK | 2023-07-21 | 07-08-2023 |  | 1317856 | 1317856 | M | HOSE,ASSY;HIGH PRESSURE LUBRICATION,PU |  |  | HOSE,ASSEMBLY;TYPE:HIGH PRESSURE LUBRICATION,INSIDE DIAMETER:4 MM,LENGTH:50 M/ROLL,CORE MATERIAL:INNER TUBE POLYETHERESTER ELASTOMER,COVER MATERIAL:POLYURETHANE,REINFORCEMENT MATERIAL:ARMOUR JACKET POLYESTER HT,CERTIFICATION/STANDARD:DIN EN 853 1ST, ADDITIONAL FEATURES EN:NONMETALLIC,MNFR:01)PIRTEK,PTNO:01)PCLH-004050F | 01)PIRTEK,01)PCLH-004050F,EN_01)HIGH PRESSURE LUBRICATIO,4 MM,50 M/ROLL,INNER TUBE POLYETHERESTER ELAS,EN_01)POLYURETHANE,EN_01)ARMOUR JACKET POLYESTER,EN_01)DIN EN 853 1ST,01)NONMETALLIC |  |  | PIRTEK ISA FLUID CONNECTIONS PTY LT | PIRTEK | PCLH-004050F | [5 empty] | https://www.pirtek.com.au/-/media/feature/products/sect-h-centralised-lubrication-rev-b.pdf | [10 empty] | Enriched | 40141764 Hose assembly | HOSE | ASSEMBLY | TYPE | HIGH PRESSURE LUBRICATION, NON METALLIC | INSIDE DIAMETER | 4 MM | OUTSIDE DIAMETER | 8.6 MM | LENGTH | 50 M/ROLL | CORE MATERIAL | POLYETHERESTER ELASTOMER INNER TUBE | CONNECTION 1 |  | CONNECTION 2 |  | FITTING MATERIAL |  | COVER MATERIAL | POLYURETHANE | PRESSURE RATING | 210 BAR | BURST PRESSURE RATING | 840 BAR | TEMPERATURE RATING | -40 TO 80 DEG C | REINFORCEMENT MATERIAL | ARMOUR JACKET HIGH TENSILE POLYESTER | BEND RADIUS | 20 MM | COLOUR | BLACK | HAZARD CLASS |  | CERTIFICATION/STANDARD | DIN EN 853 1ST | ADDITIONAL FEATURES | [38 empty] | Production Completed
STP_009 - Lot4 | Data Enrichment | SCS | OK | 2023-07-21 | 07-08-2023 |  | 1233554 | 1233554 | M | HOSE,ASSY;HYDR, NONMETALLIC,ID 1-1/4 IN |  |  | HOSE,ASSEMBLY;HYDRAULIC, NONMETALLIC,INSIDE DIAMETER:1-1/4 IN,OUTSIDE DIAMETER:44.9 MM,CORE MATERIAL:RUBBER SYNTHETIC,COVER MATERIAL:RUBBER SYNTHETIC,PRESSURE RATING:4000 PSI,BURST PRESSURE RATING:1000 BAR,TEMPERATURE RATING:-40 TO 100 DEG C, REINFORCEMENT MATERIAL:WIRE SPIRAL 4 PLY,BEND RADIUS:280 MM,COLOUR:BLACK,CERTIFICATION/STANDARD:SAE 100R12,MNFR:01)PIRTEK,PTNO:01) PC25-20 | 01)PIRTEK,01)PC25-20,EN_01)HYDRAULIC, NONMETALLIC,1-1/4 IN,44.9 MM,RUBBER SYNTHETIC,EN_01)RUBBER SYNTHETIC,4000 PSI,1000 BAR,-40 TO 100 DEG C,EN_01)WIRE SPIRAL 4 PLY,280 MM,BLACK,EN_01)SAE 100R12 |  |  | PIRTEK ISA FLUID CONNECTIONS PTY LT | PIRTEK | PC25-20 | [5 empty] | https://www.pirtek.com.au/-/media/feature/products/sect-b-hydraulic-hose_rev_n-2.pdf | [10 empty] | Enriched | 40141764 Hose assembly | HOSE | ASSEMBLY | TYPE | HYDRAULIC, NON METALLIC | INSIDE DIAMETER | 1-1/4 IN | OUTSIDE DIAMETER | 44.9 MM | LENGTH |  | CORE MATERIAL | SYNTHETIC RUBBER | CONNECTION 1 |  | CONNECTION 2 |  | FITTING MATERIAL |  | COVER MATERIAL | SYNTHETIC RUBBER | PRESSURE RATING | 4000 PSI | BURST PRESSURE RATING | 1000 BAR | TEMPERATURE RATING | -40 TO 100 DEG C | REINFORCEMENT MATERIAL | 4 PLY SPIRAL STEEL WIRE BRAID | BEND RADIUS | 280 MM | COLOUR | BLACK | HAZARD CLASS |  | CERTIFICATION/STANDARD | SAE 100R12 | ADDITIONAL FEATURES | [38 empty] | Production Completed
STP_009 - Lot4 | Data Enrichment | SCS | OK | 2023-07-21 | 07-08-2023 |  | 1366100 | 1366100 | M | HOSE,ASSY;HYDR, NONMETALLIC,ID 3/4 IN |  |  | HOSE,ASSEMBLY;HYDRAULIC, NONMETALLIC,INSIDE DIAMETER:3/4 IN,OUTSIDE DIAMETER:29 MM,CORE MATERIAL:RUBBER SYNTHETIC,COVER MATERIAL: RUBBER SYNTHETIC,PRESSURE RATING:4000 PSI,BURST PRESSURE RATING:1400 BAR,TEMPERATURE RATING:-40 TO 120 DEG C,REINFORCEMENT MATERIAL:WIRE SPIRAL 4 PLY,BEND RADIUS:170 MM,COLOUR:BLACK,CERTIFICATION/STANDARD:SAE 100R12,MNFR:01)PIRTEK,PTNO:01)781-12,MNFR: 02)ENZED,PTNO:02)PC35-12 | 01)PIRTEK,02)ENZED,01)781-12,02)PC35-12,EN_01)HYDRAULIC, NONMETALLIC,3/4 IN,29 MM,RUBBER SYNTHETIC,EN_01)RUBBER SYNTHETIC,4000 PSI,1400 BAR,-40 TO 120 DEG C,EN_01)WIRE SPIRAL 4 PLY,170 MM,BLACK,EN_01)SAE 100R12 |  |  | ENZED | PIRTEK | PC35-12 |  | ENZED | 781-12 |  |  | https://www.pirtek.com.au/-/media/feature/products/sect-b-hydraulic-hose_rev_n-2.pdf | [10 empty] | Enriched | 40141764 Hose assembly | HOSE | ASSEMBLY | TYPE | HYDRAULIC, NON METALLIC | INSIDE DIAMETER | 3/4 IN | OUTSIDE DIAMETER | 29 MM | LENGTH |  | CORE MATERIAL | SYNTHETIC RUBBER | CONNECTION 1 |  | CONNECTION 2 |  | FITTING MATERIAL |  | COVER MATERIAL | SYNTHETIC RUBBER | PRESSURE RATING | 4000 PSI | BURST PRESSURE RATING | 1400 BAR | TEMPERATURE RATING | -40 TO 120 DEG C | REINFORCEMENT MATERIAL | 4 PLY SPIRAL STEEL WIRE BRAID | BEND RADIUS | 170 MM | COLOUR | BLACK | HAZARD CLASS |  | CERTIFICATION/STANDARD | SAE 100R12 | ADDITIONAL FEATURES | [38 empty] | Production Completed
STP_009 - Lot4 | Data Enrichment | SCS | OK | 2023-07-21 | 07-08-2023 | Series Match | 1317361 | 1317361 | EA | HOSE,ASSY;HYDR,ENZED,12R21600 |  |  | HOSE,ASSEMBLY;TYPE:HYDRAULIC,MNFR:01)ENZED,PTNO:01)12R21600 | 01)ENZED,01)12R21600,EN_01)HYDRAULIC |  |  | Enzed Mount Isa(RKM Investments) | ENZED | 12R21600 | PHOENIX |  |  |  |  | https://5.imimg.com/data5/SELLER/Doc/2021/4/LC/HR/EX/3693198/hydraulic-hose-r1-r2.pdf | [10 empty] | Enriched | 40141764 Hose assembly | HOSE | ASSEMBLY | TYPE | HYDRAULIC | INSIDE DIAMETER | 12.7 MM | OUTSIDE DIAMETER | 22.3 MM | LENGTH | 50 M STD | CORE MATERIAL | SYNTHETIC RUBBER | CONNECTION 1 |  | CONNECTION 2 |  | FITTING MATERIAL |  | COVER MATERIAL | SYNTHETIC RUBBER | PRESSURE RATING | 4000 PSI | BURST PRESSURE RATING | 16000 PSI | TEMPERATURE RATING | -40 TO 100 DEG C | REINFORCEMENT MATERIAL | DOUBLE STEEL WIRE BRAID | BEND RADIUS |  | COLOUR | BLACK | HAZARD CLASS |  | CERTIFICATION/STANDARD | SAE 100 R2 AT/DIN EN853 2SN | ADDITIONAL FEATURES | [38 empty] | Production Completed
STP_009 - Lot4 | Data Enrichment | SCS | OK | 2023-07-21 | 07-08-2023 | Series Match | 1364963 | 1364963 | EA | HOSE,ASSY;HYDR,ENZED,12R22200 |  |  | HOSE,ASSEMBLY;TYPE:HYDRAULIC,MNFR:01)ENZED,PTNO:01)12R22200 | 01)ENZED,01)12R22200,EN_01)HYDRAULIC |  |  | Enzed Mount Isa(RKM Investments) | ENZED | 12R22200 | PHOENIX |  |  |  |  | https://5.imimg.com/data5/SELLER/Doc/2021/4/LC/HR/EX/3693198/hydraulic-hose-r1-r2.pdf | [10 empty] | Enriched | 40141764 Hose assembly | HOSE | ASSEMBLY | TYPE | HYDRAULIC | INSIDE DIAMETER | 12.7 MM | OUTSIDE DIAMETER | 22.3 MM | LENGTH | 50 M STD | CORE MATERIAL | SYNTHETIC RUBBER | CONNECTION 1 |  | CONNECTION 2 |  | FITTING MATERIAL |  | COVER MATERIAL | SYNTHETIC RUBBER | PRESSURE RATING | 4000 PSI | BURST PRESSURE RATING | 16000 PSI | TEMPERATURE RATING | -40 TO 100 DEG C | REINFORCEMENT MATERIAL | DOUBLE STEEL WIRE BRAID | BEND RADIUS |  | COLOUR | BLACK | HAZARD CLASS |  | CERTIFICATION/STANDARD | SAE 100 R2 AT/DIN EN853 2SN | ADDITIONAL FEATURES | [38 empty] | Production Completed
STP_009 - Lot4 | Data Enrichment | SCS | OK | 2023-07-21 | 07-08-2023 | Series Match | 1359589 | 1359589 | EA | HOSE,ASSY;HYDR,ENZED,34R15220 |  |  | HOSE,ASSEMBLY;TYPE:HYDRAULIC,MNFR:01)ENZED,PTNO:01)34R15220 | 01)ENZED,01)34R15220,EN_01)HYDRAULIC |  |  | Enzed Mount Isa(RKM Investments) | ENZED | 34R15220 | PHOENIX |  |  |  |  | https://5.imimg.com/data5/SELLER/Doc/2021/4/LC/HR/EX/3693198/hydraulic-hose-r1-r2.pdf | [10 empty] | Enriched | 40141764 Hose assembly | HOSE | ASSEMBLY | TYPE | HYDRAULIC | INSIDE DIAMETER | 19 MM | OUTSIDE DIAMETER | 27.9 MM | LENGTH | 50 M STD | CORE MATERIAL | SYNTHETIC RUBBER | CONNECTION 1 |  | CONNECTION 2 |  | FITTING MATERIAL |  | COVER MATERIAL | SYNTHETIC RUBBER | PRESSURE RATING | 1525 PSI | BURST PRESSURE RATING | 6100 PSI | TEMPERATURE RATING | -40 TO 100 DEG C | REINFORCEMENT MATERIAL | DOUBLE STEEL WIRE BRAID | BEND RADIUS |  | COLOUR | BLACK | HAZARD CLASS |  | CERTIFICATION/STANDARD | SAE 100 R1 AT/DIN EN853 1SN | ADDITIONAL FEATURES | [38 empty] | Production Completed
STP_009 - Lot4 | Data Enrichment | SCS | OK | 2023-07-21 | 07-08-2023 | Series Match | 1364962 | 1364962 | EA | HOSE,ASSY;HYDR,ENZED,34R152300 |  |  | HOSE,ASSEMBLY;TYPE:HYDRAULIC,MNFR:01)ENZED,PTNO:01)34R152300 | 01)ENZED,01)34R152300,EN_01)HYDRAULIC |  |  | Enzed Mount Isa(RKM Investments) | ENZED | 34R152300 | PHOENIX |  |  |  |  | https://5.imimg.com/data5/SELLER/Doc/2021/4/LC/HR/EX/3693198/hydraulic-hose-r1-r2.pdf | [10 empty] | Enriched | 40141764 Hose assembly | HOSE | ASSEMBLY | TYPE | HYDRAULIC | INSIDE DIAMETER | 19 MM | OUTSIDE DIAMETER | 27.9 MM | LENGTH | 50 M STD | CORE MATERIAL | SYNTHETIC RUBBER | CONNECTION 1 |  | CONNECTION 2 |  | FITTING MATERIAL |  | COVER MATERIAL | SYNTHETIC RUBBER | PRESSURE RATING | 1525 PSI | BURST PRESSURE RATING | 6100 PSI | TEMPERATURE RATING | -40 TO 100 DEG C | REINFORCEMENT MATERIAL | DOUBLE STEEL WIRE BRAID | BEND RADIUS |  | COLOUR | BLACK | HAZARD CLASS |  | CERTIFICATION/STANDARD | SAE 100 R1 AT/DIN EN853 1SN | ADDITIONAL FEATURES | [38 empty] | Production Completed
STP_009 - Lot4 | Data Enrichment | SCS | OK | 2023-07-21 | 07-08-2023 |  | 1318797 | 1318797 | EA | HOSE,ASSY;ID 1 IN,LG 1.55 M,SS316,50 BAR |  |  | HOSE,ASSEMBLY;INSIDE DIAMETER:1 IN,LENGTH:1.55 M,CONNECTION 1:CAMLOCK FEMALE,CONNECTION 2:CAMLOCK FEMALE,FITTING MATERIAL: STAINLESS STEEL 316,PRESSURE RATING:50 BAR,REINFORCEMENT MATERIAL:STAINLESS STEEL 316 CONVOLUTED,MNFR:01)PIRTEK,PTNO:01)PBSM1194- 32 | 01)PIRTEK,01)PBSM1194-32,1 IN,1.55 M,EN_01)CAMLOCK FEMALE,EN_01)CAMLOCK FEMALE,EN_01)STAINLESS STEEL 316,50 BAR,EN_01)STAINLESS STEEL 316 CONV |  |  | PIRTEK ISA FLUID CONNECTIONS PTY LT | PIRTEK | PBSM1194- 32 | [5 empty] | Url Not Found | [10 empty] | Cleansed | 40141764 Hose assembly | HOSE | ASSEMBLY | TYPE |  | INSIDE DIAMETER | 1 IN | OUTSIDE DIAMETER |  | LENGTH | 1.55 M | CORE MATERIAL |  | CONNECTION 1 | FEMALE CAMLOCK | CONNECTION 2 | FEMALE CAMLOCK | FITTING MATERIAL | STAINLESS STEEL 316 | COVER MATERIAL |  | PRESSURE RATING | 50 BAR | BURST PRESSURE RATING |  | TEMPERATURE RATING |  | REINFORCEMENT MATERIAL | STAINLESS STEEL 316 CONVOLUTED | BEND RADIUS |  | COLOUR |  | HAZARD CLASS |  | CERTIFICATION/STANDARD |  | ADDITIONAL FEATURES | [38 empty] | Production Completed
STP_009 - Lot4 | Data Enrichment | SCS | OK | 2023-07-21 | 07-08-2023 |  | 1233174 | 1233174 | EA | HOSE,ASSY;ID 1 IN,LG 2 M,CAMLOCK FEMALE |  |  | HOSE,ASSEMBLY;INSIDE DIAMETER:1 IN,LENGTH:2 M,CONNECTION 1:CAMLOCK FEMALE,CONNECTION 2:CAMLOCK FEMALE,FITTING MATERIAL:STAINLESS STEEL 316,PRESSURE RATING:50 BAR,REINFORCEMENT MATERIAL:STAINLESS STEEL 316 CONVOLUTED,MNFR:01)ENZED,PTNO:01)Z001129279 | 01)ENZED,01)Z001129279,1 IN,2 M,EN_01)CAMLOCK FEMALE,EN_01)CAMLOCK FEMALE,EN_01)STAINLESS STEEL 316,50 BAR,EN_01)STAINLESS STEEL 316 CONV |  |  | Enzed Mount Isa(RKM Investments) | ENZED | Z001129279 | [5 empty] | Url Not Found | [10 empty] | Cleansed | 40141764 Hose assembly | HOSE | ASSEMBLY | TYPE |  | INSIDE DIAMETER | 1 IN | OUTSIDE DIAMETER |  | LENGTH | 2 M | CORE MATERIAL |  | CONNECTION 1 | FEMALE CAMLOCK | CONNECTION 2 | FEMALE CAMLOCK | FITTING MATERIAL | STAINLESS STEEL 316 | COVER MATERIAL |  | PRESSURE RATING | 50 BAR | BURST PRESSURE RATING |  | TEMPERATURE RATING |  | REINFORCEMENT MATERIAL | STAINLESS STEEL 316 CONVOLUTED | BEND RADIUS |  | COLOUR |  | HAZARD CLASS |  | CERTIFICATION/STANDARD |  | ADDITIONAL FEATURES | [38 empty] | Production Completed
STP_009 - Lot4 | Data Enrichment | SCS | OK | 2023-07-21 | 07-08-2023 |  | 1301247 | 1301247 | EA | HOSE,ASSY;ID 1 IN,LG 2 M,SS316,SS316 |  |  | HOSE,ASSEMBLY;INSIDE DIAMETER:1 IN,LENGTH:2 M,CONNECTION 1:11BSP NIPPLE HEX,CONNECTION 2:11BSP NIPPLE HEX,FITTING MATERIAL: STAINLESS STEEL 316,COVER MATERIAL:STAINLESS STEEL 316,REINFORCEMENT MATERIAL:CORRUGATED FLEXIBLE BRAIDED,MNFR:01)RADCOFLX,PTNO: 01)PC1HHSS025 | 01)RADCOFLX,01)PC1HHSS025,1 IN,2 M,EN_01)11BSP NIPPLE HEX,EN_01)11BSP NIPPLE HEX,EN_01)STAINLESS STEEL 316,EN_01)STAINLESS STEEL 316,EN_01)CORRUGATED FLEXIBLE BRAI |  |  | RADCOFLX | RADCOFLX | PC1HHSS025 | [5 empty] | Url Not Found | [10 empty] | Cleansed | 40141764 Hose assembly | HOSE | ASSEMBLY | TYPE |  | INSIDE DIAMETER | 1 IN | OUTSIDE DIAMETER |  | LENGTH | 2 M | CORE MATERIAL |  | CONNECTION 1 | 11 BSP NIPPLE HEX | CONNECTION 2 | 11 BSP NIPPLE HEX | FITTING MATERIAL | STAINLESS STEEL 316 | COVER MATERIAL | STAINLESS STEEL 316 | PRESSURE RATING |  | BURST PRESSURE RATING |  | TEMPERATURE RATING |  | REINFORCEMENT MATERIAL | CORRUGATED FLEXIBLE BRAIDED | BEND RADIUS |  | COLOUR |  | HAZARD CLASS |  | CERTIFICATION/STANDARD |  | ADDITIONAL FEATURES | [38 empty] | Production Completed
STP_009 - Lot4 | Data Enrichment | SCS | OK | 2023-07-21 | 07-08-2023 |  | 1345221 | 1345221 | EA | HOSE,ASSY;ID 1 IN,LG 3 M,SS316,SS316 |  |  | HOSE,ASSEMBLY;INSIDE DIAMETER:1 IN,LENGTH:3 M,CONNECTION 1:11BSP NIPPLE HEX,CONNECTION 2:11BSP NIPPLE HEX,FITTING MATERIAL: STAINLESS STEEL 316,COVER MATERIAL:STAINLESS STEEL 316,REINFORCEMENT MATERIAL:CORRUGATED FLEXIBLE BRAIDED,MNFR:01)RADCOFLX,PTNO: 01)PC1HHSS025 | 01)RADCOFLX,01)PC1HHSS025,1 IN,3 M,EN_01)11BSP NIPPLE HEX,EN_01)11BSP NIPPLE HEX,EN_01)STAINLESS STEEL 316,EN_01)STAINLESS STEEL 316,EN_01)CORRUGATED FLEXIBLE BRAI |  |  | RADCOFLX | RADCOFLX | PC1HHSS025 | [5 empty] | Url Not Found | [10 empty] | Cleansed | 40141764 Hose assembly | HOSE | ASSEMBLY | TYPE |  | INSIDE DIAMETER | 1 IN | OUTSIDE DIAMETER |  | LENGTH | 3 M | CORE MATERIAL |  | CONNECTION 1 | 11 BSP NIPPLE HEX | CONNECTION 2 | 11 BSP NIPPLE HEX | FITTING MATERIAL | STAINLESS STEEL 316 | COVER MATERIAL | STAINLESS STEEL 316 | PRESSURE RATING |  | BURST PRESSURE RATING |  | TEMPERATURE RATING |  | REINFORCEMENT MATERIAL | CORRUGATED FLEXIBLE BRAIDED | BEND RADIUS |  | COLOUR |  | HAZARD CLASS |  | CERTIFICATION/STANDARD |  | ADDITIONAL FEATURES | [38 empty] | Production Completed
STP_009 - Lot4 | Data Enrichment | SCS | OK | 2023-07-21 | 07-08-2023 |  | 1301909 | 1301909 | EA | HOSE,ASSY;ID 1/2 IN,LG 3 M,SS,PIRTEK |  |  | HOSE,ASSEMBLY;INSIDE DIAMETER:1/2 IN,LENGTH:3 M,CONNECTION 1:TAIL 1/2 IN-14FBSP,CONNECTION 2:TAIL 1/2 IN-14FBSP,FITTING MATERIAL: STAINLESS STEEL,REINFORCEMENT MATERIAL:2 WIRE BRAID,ADDITIONAL FEATURES EN:HIGH TEMP, FIRE SLEEVE, DASH 08,MNFR:01)PIRTEK,PTNO:01) R2ATHT08K-3.0MTR | 01)PIRTEK,01)R2ATHT08K-3.0MTR,1/2 IN,3 M,EN_01)TAIL 1/2 IN-14FBSP,EN_01)TAIL 1/2 IN-14FBSP,EN_01)STAINLESS STEEL,EN_01)2 WIRE BRAID,01)HIGH TEMP, FIRE SLEEVE, DAS |  |  | PIRTEK ISA FLUID CONNECTIONS PTY LT | PIRTEK | R2ATHT-08K-3.0MTR | [5 empty] | https://www.pirtek.com.au/-/media/feature/products/sect-b-hydraulic-hose_rev_n-2.pdf | [10 empty] | Enriched | 40141764 Hose assembly | HOSE | ASSEMBLY | TYPE | HIGH TEMPERATURE | INSIDE DIAMETER | 1/2 IN | OUTSIDE DIAMETER | 22.1 MM | LENGTH | 3 M | CORE MATERIAL | ELASTOMER RUBBER | CONNECTION 1 | TAIL 1/2 IN-14 FBSP | CONNECTION 2 | TAIL 1/2 IN-14 FBSP | FITTING MATERIAL | STAINLESS STEEL | COVER MATERIAL |  | PRESSURE RATING | 293 BAR | BURST PRESSURE RATING | 1172 BAR | TEMPERATURE RATING | -40 TO 150 DEG C | REINFORCEMENT MATERIAL | STAINLESS STEEL WIRE 2 PLY BRAID | BEND RADIUS | 178 MM | COLOUR | BLUE | HAZARD CLASS |  | CERTIFICATION/STANDARD | EN 853 2SN | ADDITIONAL FEATURES | FIRE SLEEVE,DASH 08 | [37 empty] | Production Completed
STP_009 - Lot4 | Data Enrichment | SCS | OK | 2023-07-21 | 07-08-2023 |  | 1233164 | 1233164 | EA | HOSE,ASSY;ID 1/2 IN,OD 22.1 MM,LG 4.5 M |  |  | HOSE,ASSEMBLY;INSIDE DIAMETER:1/2 IN,OUTSIDE DIAMETER:22.1 MM,LENGTH:4.5 M,BURST PRESSURE RATING:1172 BAR,TEMPERATURE RATING:-40 TO 150 DEG C,REINFORCEMENT MATERIAL:STAINLESS STEEL WIRE 2 PLY BRAIDED,BEND RADIUS:178 MM,COLOUR:BLUE,CERTIFICATION/STANDARD:EN 853 2SN,MNFR:01)PIRTEK,PTNO:01)R2ATHT08K-4.5MTR | 01)PIRTEK,01)R2ATHT08K-4.5MTR,1/2 IN,22.1 MM,4.5 M,1172 BAR,-40 TO 150 DEG C,EN_01)STAINLESS STEEL WIRE 2 P,178 MM,BLUE,EN_01)EN 853 2SN |  |  | PIRTEK ISA FLUID CONNECTIONS PTY LT | PIRTEK | R2ATHT-08K-4.5MTR | [5 empty] | https://www.pirtek.com.au/-/media/feature/products/sect-b-hydraulic-hose_rev_n-2.pdf | [10 empty] | Enriched | 40141764 Hose assembly | HOSE | ASSEMBLY | TYPE | HIGH TEMPERATURE | INSIDE DIAMETER | 1/2 IN | OUTSIDE DIAMETER | 22.1 MM | LENGTH | 4.5 M | CORE MATERIAL | ELASTOMER RUBBER | CONNECTION 1 |  | CONNECTION 2 |  | FITTING MATERIAL |  | COVER MATERIAL |  | PRESSURE RATING | 293 BAR | BURST PRESSURE RATING | 1172 BAR | TEMPERATURE RATING | -40 TO 150 DEG C | REINFORCEMENT MATERIAL | STAINLESS STEEL WIRE 2 PLY BRAID | BEND RADIUS | 178 MM | COLOUR | BLUE | HAZARD CLASS |  | CERTIFICATION/STANDARD | EN 853 2SN | ADDITIONAL FEATURES | [38 empty] | Production Completed
STP_009 - Lot4 | Data Enrichment | SCS | OK | 2023-07-21 | 07-08-2023 |  | 1348594 | 1348594 | EA | HOSE,ASSY;ID 1-1/2 IN,LG 1 M,SS316,SS316 |  |  | HOSE,ASSEMBLY;INSIDE DIAMETER:1-1/2 IN,LENGTH:1 M,CONNECTION 1:11BSP NIPPLE HEX,CONNECTION 2:11BSP NIPPLE HEX,FITTING MATERIAL: STAINLESS STEEL 316,COVER MATERIAL:STAINLESS STEEL 316,REINFORCEMENT MATERIAL:CORRUGATED FLEXIBLE BRAIDED,MNFR:01)RADCOFLX,PTNO: 01)PC1HHSS038 | 01)RADCOFLX,01)PC1HHSS038,1-1/2 IN,1 M,EN_01)11BSP NIPPLE HEX,EN_01)11BSP NIPPLE HEX,EN_01)STAINLESS STEEL 316,EN_01)STAINLESS STEEL 316,EN_01)CORRUGATED FLEXIBLE BRAI |  |  | RADCOFLX | RADCOFLX | PC1HHSS038 | [5 empty] | Url Not Found | [10 empty] | Cleansed | 40141764 Hose assembly | HOSE | ASSEMBLY | TYPE |  | INSIDE DIAMETER | 1-1/2 IN | OUTSIDE DIAMETER |  | LENGTH | 1 M | CORE MATERIAL |  | CONNECTION 1 | 11 BSP NIPPLE HEX | CONNECTION 2 | 11 BSP NIPPLE HEX | FITTING MATERIAL | STAINLESS STEEL 316 | COVER MATERIAL | STAINLESS STEEL 316 | PRESSURE RATING |  | BURST PRESSURE RATING |  | TEMPERATURE RATING |  | REINFORCEMENT MATERIAL | CORRUGATED FLEXIBLE BRAIDED | BEND RADIUS |  | COLOUR |  | HAZARD CLASS |  | CERTIFICATION/STANDARD |  | ADDITIONAL FEATURES | [38 empty] | Production Completed
STP_009 - Lot4 | Data Enrichment | SCS | OK | 2023-07-21 | 07-08-2023 |  | 1348591 | 1348591 | EA | HOSE,ASSY;ID 1-1/2 IN,LG 1.2 M,SS316 |  |  | HOSE,ASSEMBLY;INSIDE DIAMETER:1-1/2 IN,LENGTH:1.2 M,CONNECTION 1:14BSP NIPPLE HEX,CONNECTION 2:14BSP NIPPLE HEX,FITTING MATERIAL: STAINLESS STEEL 316,COVER MATERIAL:STAINLESS STEEL 316,REINFORCEMENT MATERIAL:CORRUGATED FLEXIBLE BRAIDED,MNFR:01)RADCOFLX,PTNO: 01)PC1HHSS038 | 01)RADCOFLX,01)PC1HHSS038,1-1/2 IN,1.2 M,EN_01)14BSP NIPPLE HEX,EN_01)14BSP NIPPLE HEX,EN_01)STAINLESS STEEL 316,EN_01)STAINLESS STEEL 316,EN_01)CORRUGATED FLEXIBLE BRAI |  |  | RADCOFLX | RADCOFLX | PC1HHSS038 | [5 empty] | Url Not Found | [10 empty] | Cleansed | 40141764 Hose assembly | HOSE | ASSEMBLY | TYPE |  | INSIDE DIAMETER | 1-1/2 IN | OUTSIDE DIAMETER |  | LENGTH | 1.2 M | CORE MATERIAL |  | CONNECTION 1 | 14 BSP NIPPLE HEX | CONNECTION 2 | 14 BSP NIPPLE HEX | FITTING MATERIAL | STAINLESS STEEL 316 | COVER MATERIAL | STAINLESS STEEL 316 | PRESSURE RATING |  | BURST PRESSURE RATING |  | TEMPERATURE RATING |  | REINFORCEMENT MATERIAL | CORRUGATED FLEXIBLE BRAIDED | BEND RADIUS |  | COLOUR |  | HAZARD CLASS |  | CERTIFICATION/STANDARD |  | ADDITIONAL FEATURES | [38 empty] | Production Completed
STP_009 - Lot4 | Data Enrichment | SCS | OK | 2023-07-21 | 07-08-2023 |  | 1291797 | 1291797 | EA | HOSE,ASSY;ID 1-1/2 IN,LG 1.5 M,SS316 |  |  | HOSE,ASSEMBLY;INSIDE DIAMETER:1-1/2 IN,LENGTH:1.5 M,CONNECTION 1:CAMLOCK FEMALE,CONNECTION 2:CAMLOCK FEMALE,FITTING MATERIAL: STAINLESS STEEL 316,PRESSURE RATING:32 BAR,REINFORCEMENT MATERIAL:STAINLESS STEEL 316 CONVOLUTED,MNFR:01)PIRTEK,PTNO:01)PBSM1194- 28 | 01)PIRTEK,01)PBSM1194-28,1-1/2 IN,1.5 M,EN_01)CAMLOCK FEMALE,EN_01)CAMLOCK FEMALE,EN_01)STAINLESS STEEL 316,32 BAR,EN_01)STAINLESS STEEL 316 CONV |  |  | PIRTEK ISA FLUID CONNECTIONS PTY LT | PIRTEK | PBSM1194- 28 | [5 empty] | Url Not Found | [10 empty] | Cleansed | 40141764 Hose assembly | HOSE | ASSEMBLY | TYPE |  | INSIDE DIAMETER | 1-1/2 IN | OUTSIDE DIAMETER |  | LENGTH | 1.5 M | CORE MATERIAL |  | CONNECTION 1 | FEMALE CAMLOCK | CONNECTION 2 | FEMALE CAMLOCK | FITTING MATERIAL | STAINLESS STEEL 316 | COVER MATERIAL |  | PRESSURE RATING | 32 BAR | BURST PRESSURE RATING |  | TEMPERATURE RATING |  | REINFORCEMENT MATERIAL | STAINLESS STEEL 316 CONVOLUTED | BEND RADIUS |  | COLOUR |  | HAZARD CLASS |  | CERTIFICATION/STANDARD |  | ADDITIONAL FEATURES | [38 empty] | Production Completed
STP_009 - Lot4 | Data Enrichment | SCS | OK | 2023-07-21 | 07-08-2023 |  | 1291798 | 1291798 | EA | HOSE,ASSY;ID 1-1/2 IN,LG 1.7 M,SS316 |  |  | HOSE,ASSEMBLY;INSIDE DIAMETER:1-1/2 IN,LENGTH:1.7 M,CONNECTION 1:CAMLOCK FEMALE,CONNECTION 2:CAMLOCK FEMALE,FITTING MATERIAL: STAINLESS STEEL 316,PRESSURE RATING:32 BAR,REINFORCEMENT MATERIAL:STAINLESS STEEL 316 CONVOLUTED,MNFR:01)PIRTEK,PTNO:01)PBSM1194- 25 | 01)PIRTEK,01)PBSM1194-25,1-1/2 IN,1.7 M,EN_01)CAMLOCK FEMALE,EN_01)CAMLOCK FEMALE,EN_01)STAINLESS STEEL 316,32 BAR,EN_01)STAINLESS STEEL 316 CONV |  |  | PIRTEK ISA FLUID CONNECTIONS PTY LT | PIRTEK | PBSM1194- 25 | [5 empty] | Url Not Found | [10 empty] | Cleansed | 40141764 Hose assembly | HOSE | ASSEMBLY | TYPE |  | INSIDE DIAMETER | 1-1/2 IN | OUTSIDE DIAMETER |  | LENGTH | 1.7 M | CORE MATERIAL |  | CONNECTION 1 | FEMALE CAMLOCK | CONNECTION 2 | FEMALE CAMLOCK | FITTING MATERIAL | STAINLESS STEEL 316 | COVER MATERIAL |  | PRESSURE RATING | 32 BAR | BURST PRESSURE RATING |  | TEMPERATURE RATING |  | REINFORCEMENT MATERIAL | STAINLESS STEEL 316 CONVOLUTED | BEND RADIUS |  | COLOUR |  | HAZARD CLASS |  | CERTIFICATION/STANDARD |  | ADDITIONAL FEATURES | [38 empty] | Production Completed
STP_009 - Lot4 | Data Enrichment | SCS | OK | 2023-07-21 | 07-08-2023 |  | 1348416 | 1348416 | EA | HOSE,ASSY;ID 1-1/2 IN,LG 1.7 M,SS316 |  |  | HOSE,ASSEMBLY;INSIDE DIAMETER:1-1/2 IN,LENGTH:1.7 M,CONNECTION 1:14BSP NIPPLE HEX,CONNECTION 2:14BSP NIPPLE HEX,FITTING MATERIAL: STAINLESS STEEL 316,COVER MATERIAL:STAINLESS STEEL 316,REINFORCEMENT MATERIAL:CORRUGATED FLEXIBLE BRAIDED,MNFR:01)RADCOFLX,PTNO: 01)PC1HHSS038 | 01)RADCOFLX,01)PC1HHSS038,1-1/2 IN,1.7 M,EN_01)14BSP NIPPLE HEX,EN_01)14BSP NIPPLE HEX,EN_01)STAINLESS STEEL 316,EN_01)STAINLESS STEEL 316,EN_01)CORRUGATED FLEXIBLE BRAI |  |  | RADCOFLX | RADCOFLX | PC1HHSS038 | [5 empty] | Url Not Found | [10 empty] | Cleansed | 40141764 Hose assembly | HOSE | ASSEMBLY | TYPE |  | INSIDE DIAMETER | 1-1/2 IN | OUTSIDE DIAMETER |  | LENGTH | 1.7 M | CORE MATERIAL |  | CONNECTION 1 | 14 BSP NIPPLE HEX | CONNECTION 2 | 14 BSP NIPPLE HEX | FITTING MATERIAL | STAINLESS STEEL 316 | COVER MATERIAL | STAINLESS STEEL 316 | PRESSURE RATING |  | BURST PRESSURE RATING |  | TEMPERATURE RATING |  | REINFORCEMENT MATERIAL | CORRUGATED FLEXIBLE BRAIDED | BEND RADIUS |  | COLOUR |  | HAZARD CLASS |  | CERTIFICATION/STANDARD |  | ADDITIONAL FEATURES | [38 empty] | Production Completed
STP_009 - Lot4 | Data Enrichment | SCS | OK | 2023-07-21 | 07-08-2023 |  | 1348592 | 1348592 | EA | HOSE,ASSY;ID 1-1/2 IN,LG 1.8 M,SS316 |  |  | HOSE,ASSEMBLY;INSIDE DIAMETER:1-1/2 IN,LENGTH:1.8 M,CONNECTION 1:14BSP NIPPLE HEX,CONNECTION 2:14BSP NIPPLE HEX,FITTING MATERIAL: STAINLESS STEEL 316,COVER MATERIAL:STAINLESS STEEL 316,REINFORCEMENT MATERIAL:CORRUGATED FLEXIBLE BRAIDED,MNFR:01)RADCOFLX,PTNO: 01)PC1HHSS038 | 01)RADCOFLX,01)PC1HHSS038,1-1/2 IN,1.8 M,EN_01)14BSP NIPPLE HEX,EN_01)14BSP NIPPLE HEX,EN_01)STAINLESS STEEL 316,EN_01)STAINLESS STEEL 316,EN_01)CORRUGATED FLEXIBLE BRAI |  |  | RADCOFLX | RADCOFLX | PC1HHSS038 | [5 empty] | Url Not Found | [10 empty] | Cleansed | 40141764 Hose assembly | HOSE | ASSEMBLY | TYPE |  | INSIDE DIAMETER | 1-1/2 IN | OUTSIDE DIAMETER |  | LENGTH | 1.8 M | CORE MATERIAL |  | CONNECTION 1 | 14 BSP NIPPLE HEX | CONNECTION 2 | 14 BSP NIPPLE HEX | FITTING MATERIAL | STAINLESS STEEL 316 | COVER MATERIAL | STAINLESS STEEL 316 | PRESSURE RATING |  | BURST PRESSURE RATING |  | TEMPERATURE RATING |  | REINFORCEMENT MATERIAL | CORRUGATED FLEXIBLE BRAIDED | BEND RADIUS |  | COLOUR |  | HAZARD CLASS |  | CERTIFICATION/STANDARD |  | ADDITIONAL FEATURES | [38 empty] | Production Completed
STP_009 - Lot4 | Data Enrichment | SCS | OK | 2023-07-21 | 07-08-2023 |  | 1347802 | 1347802 | EA | HOSE,ASSY;ID 1-1/2 IN,LG 2.2 M,SS316 |  |  | HOSE,ASSEMBLY;INSIDE DIAMETER:1-1/2 IN,LENGTH:2.2 M,CONNECTION 1:CAMLOCK FEMALE,CONNECTION 2:CAMLOCK FEMALE,FITTING MATERIAL: STAINLESS STEEL 316,PRESSURE RATING:32 BAR,REINFORCEMENT MATERIAL:STAINLESS STEEL 316 CONVOLUTED,MNFR:01)PIRTEK,PTNO:01)PBSM1194- 27 | 01)PIRTEK,01)PBSM1194-27,1-1/2 IN,2.2 M,EN_01)CAMLOCK FEMALE,EN_01)CAMLOCK FEMALE,EN_01)STAINLESS STEEL 316,32 BAR,EN_01)STAINLESS STEEL 316 CONV |  |  | PIRTEK ISA FLUID CONNECTIONS PTY LT | PIRTEK | PBSM1194- 27 | [5 empty] | Url Not Found | [10 empty] | Cleansed | 40141764 Hose assembly | HOSE | ASSEMBLY | TYPE |  | INSIDE DIAMETER | 1-1/2 IN | OUTSIDE DIAMETER |  | LENGTH | 2.2 M | CORE MATERIAL |  | CONNECTION 1 | FEMALE CAMLOCK | CONNECTION 2 | FEMALE CAMLOCK | FITTING MATERIAL | STAINLESS STEEL 316 | COVER MATERIAL |  | PRESSURE RATING | 32 BAR | BURST PRESSURE RATING |  | TEMPERATURE RATING |  | REINFORCEMENT MATERIAL | STAINLESS STEEL 316 CONVOLUTED | BEND RADIUS |  | COLOUR |  | HAZARD CLASS |  | CERTIFICATION/STANDARD |  | ADDITIONAL FEATURES | [38 empty] | Production Completed
STP_009 - Lot4 | Data Enrichment | SCS | OK | 2023-07-21 | 07-08-2023 |  | 1348590 | 1348590 | EA | HOSE,ASSY;ID 1-1/2 IN,LG 2.2 M,SS316 |  |  | HOSE,ASSEMBLY;INSIDE DIAMETER:1-1/2 IN,LENGTH:2.2 M,CONNECTION 1:14BSP NIPPLE HEX,CONNECTION 2:14BSP NIPPLE HEX,FITTING MATERIAL: STAINLESS STEEL 316,COVER MATERIAL:STAINLESS STEEL 316,REINFORCEMENT MATERIAL:CORRUGATED FLEXIBLE BRAIDED,MNFR:01)RADCOFLX,PTNO: 01)PC1HHSS038 | 01)RADCOFLX,01)PC1HHSS038,1-1/2 IN,2.2 M,EN_01)14BSP NIPPLE HEX,EN_01)14BSP NIPPLE HEX,EN_01)STAINLESS STEEL 316,EN_01)STAINLESS STEEL 316,EN_01)CORRUGATED FLEXIBLE BRAI |  |  | RADCOFLX | RADCOFLX | PC1HHSS038 | [5 empty] | Url Not Found | [10 empty] | Cleansed | 40141764 Hose assembly | HOSE | ASSEMBLY | TYPE |  | INSIDE DIAMETER | 1-1/2 IN | OUTSIDE DIAMETER |  | LENGTH | 2.2 M | CORE MATERIAL |  | CONNECTION 1 | 14 BSP NIPPLE HEX | CONNECTION 2 | 14 BSP NIPPLE HEX | FITTING MATERIAL | STAINLESS STEEL 316 | COVER MATERIAL | STAINLESS STEEL 316 | PRESSURE RATING |  | BURST PRESSURE RATING |  | TEMPERATURE RATING |  | REINFORCEMENT MATERIAL | CORRUGATED FLEXIBLE BRAIDED | BEND RADIUS |  | COLOUR |  | HAZARD CLASS |  | CERTIFICATION/STANDARD |  | ADDITIONAL FEATURES | [38 empty] | Production Completed
STP_009 - Lot4 | Data Enrichment | SCS | OK | 2023-07-21 | 07-08-2023 |  | 1348417 | 1348417 | EA | HOSE,ASSY;ID 1-1/2 IN,LG 2.6 M,SS316 |  |  | HOSE,ASSEMBLY;INSIDE DIAMETER:1-1/2 IN,LENGTH:2.6 M,CONNECTION 1:14BSP NIPPLE HEX,CONNECTION 2:14BSP NIPPLE HEX,FITTING MATERIAL: STAINLESS STEEL 316,COVER MATERIAL:STAINLESS STEEL 316,REINFORCEMENT MATERIAL:CORRUGATED FLEXIBLE BRAIDED,MNFR:01)RADCOFLX,PTNO: 01)PC1HHSS038 | 01)RADCOFLX,01)PC1HHSS038,1-1/2 IN,2.6 M,EN_01)14BSP NIPPLE HEX,EN_01)14BSP NIPPLE HEX,EN_01)STAINLESS STEEL 316,EN_01)STAINLESS STEEL 316,EN_01)CORRUGATED FLEXIBLE BRAI |  |  | RADCOFLX | RADCOFLX | PC1HHSS038 | [5 empty] | Url Not Found | [10 empty] | Cleansed | 40141764 Hose assembly | HOSE | ASSEMBLY | TYPE |  | INSIDE DIAMETER | 1-1/2 IN | OUTSIDE DIAMETER |  | LENGTH | 2.6 M | CORE MATERIAL |  | CONNECTION 1 | 14 BSP NIPPLE HEX | CONNECTION 2 | 14 BSP NIPPLE HEX | FITTING MATERIAL | STAINLESS STEEL 316 | COVER MATERIAL | STAINLESS STEEL 316 | PRESSURE RATING |  | BURST PRESSURE RATING |  | TEMPERATURE RATING |  | REINFORCEMENT MATERIAL | CORRUGATED FLEXIBLE BRAIDED | BEND RADIUS |  | COLOUR |  | HAZARD CLASS |  | CERTIFICATION/STANDARD |  | ADDITIONAL FEATURES | [38 empty] | Production Completed
STP_009 - Lot4 | Data Enrichment | SCS | OK | 2023-07-21 | 07-08-2023 |  | 1347801 | 1347801 | EA | HOSE,ASSY;ID 1-1/2 IN,LG 2.9 M,SS316 |  |  | HOSE,ASSEMBLY;INSIDE DIAMETER:1-1/2 IN,LENGTH:2.9 M,CONNECTION 1:CAMLOCK FEMALE,CONNECTION 2:CAMLOCK FEMALE,FITTING MATERIAL: STAINLESS STEEL 316,PRESSURE RATING:32 BAR,REINFORCEMENT MATERIAL:STAINLESS STEEL 316 CONVOLUTED,MNFR:01)PIRTEK,PTNO:01)PBSM1194- 26 | 01)PIRTEK,01)PBSM1194-26,1-1/2 IN,2.9 M,EN_01)CAMLOCK FEMALE,EN_01)CAMLOCK FEMALE,EN_01)STAINLESS STEEL 316,32 BAR,EN_01)STAINLESS STEEL 316 CONV |  |  | PIRTEK ISA FLUID CONNECTIONS PTY LT | PIRTEK | PBSM1194- 26 | [5 empty] | Url Not Found | [10 empty] | Cleansed | 40141764 Hose assembly | HOSE | ASSEMBLY | TYPE |  | INSIDE DIAMETER | 1-1/2 IN | OUTSIDE DIAMETER |  | LENGTH | 2.9 M | CORE MATERIAL |  | CONNECTION 1 | FEMALE CAMLOCK | CONNECTION 2 | FEMALE CAMLOCK | FITTING MATERIAL | STAINLESS STEEL 316 | COVER MATERIAL |  | PRESSURE RATING | 32 BAR | BURST PRESSURE RATING |  | TEMPERATURE RATING |  | REINFORCEMENT MATERIAL | STAINLESS STEEL 316 CONVOLUTED | BEND RADIUS |  | COLOUR |  | HAZARD CLASS |  | CERTIFICATION/STANDARD |  | ADDITIONAL FEATURES | [38 empty] | Production Completed
STP_009 - Lot4 | Data Enrichment | SCS | OK | 2023-07-21 | 07-08-2023 |  | 1348391 | 1348391 | EA | HOSE,ASSY;ID 1-1/2 IN,LG 2.9 M,SS316 |  |  | HOSE,ASSEMBLY;INSIDE DIAMETER:1-1/2 IN,LENGTH:2.9 M,CONNECTION 1:14BSP NIPPLE HEX,CONNECTION 2:14BSP NIPPLE HEX,FITTING MATERIAL: STAINLESS STEEL 316,COVER MATERIAL:STAINLESS STEEL 316,REINFORCEMENT MATERIAL:CORRUGATED FLEXIBLE BRAIDED,MNFR:01)RADCOFLX,PTNO: 01)PC1HHSS038 | 01)RADCOFLX,01)PC1HHSS038,1-1/2 IN,2.9 M,EN_01)14BSP NIPPLE HEX,EN_01)14BSP NIPPLE HEX,EN_01)STAINLESS STEEL 316,EN_01)STAINLESS STEEL 316,EN_01)CORRUGATED FLEXIBLE BRAI |  |  | RADCOFLX | RADCOFLX | PC1HHSS038 | [5 empty] | Url Not Found | [10 empty] | Cleansed | 40141764 Hose assembly | HOSE | ASSEMBLY | TYPE |  | INSIDE DIAMETER | 1-1/2 IN | OUTSIDE DIAMETER |  | LENGTH | 2.9 M | CORE MATERIAL |  | CONNECTION 1 | 14 BSP NIPPLE HEX | CONNECTION 2 | 14 BSP NIPPLE HEX | FITTING MATERIAL | STAINLESS STEEL 316 | COVER MATERIAL | STAINLESS STEEL 316 | PRESSURE RATING |  | BURST PRESSURE RATING |  | TEMPERATURE RATING |  | REINFORCEMENT MATERIAL | CORRUGATED FLEXIBLE BRAIDED | BEND RADIUS |  | COLOUR |  | HAZARD CLASS |  | CERTIFICATION/STANDARD |  | ADDITIONAL FEATURES | [38 empty] | Production Completed
STP_009 - Lot4 | Data Enrichment | SCS | OK | 2023-07-21 | 07-08-2023 |  | 1348593 | 1348593 | EA | HOSE,ASSY;ID 1-1/2 IN,LG 3.387 M,SS316 |  |  | HOSE,ASSEMBLY;INSIDE DIAMETER:1-1/2 IN,LENGTH:3.387 M,CONNECTION 1:14BSP NIPPLE HEX,CONNECTION 2:14BSP NIPPLE HEX,FITTING MATERIAL:STAINLESS STEEL 316,COVER MATERIAL:STAINLESS STEEL 316,REINFORCEMENT MATERIAL:CORRUGATED FLEXIBLE BRAIDED,MNFR:01) RADCOFLX,PTNO:01)PC1HHSS038 | 01)RADCOFLX,01)PC1HHSS038,1-1/2 IN,3.387 M,EN_01)14BSP NIPPLE HEX,EN_01)14BSP NIPPLE HEX,EN_01)STAINLESS STEEL 316,EN_01)STAINLESS STEEL 316,EN_01)CORRUGATED FLEXIBLE BRAI |  |  | RADCOFLX | RADCOFLX | PC1HHSS038 | [5 empty] | Url Not Found | [10 empty] | Cleansed | 40141764 Hose assembly | HOSE | ASSEMBLY | TYPE |  | INSIDE DIAMETER | 1-1/2 IN | OUTSIDE DIAMETER |  | LENGTH | 3.387 M | CORE MATERIAL |  | CONNECTION 1 | 14 BSP NIPPLE HEX | CONNECTION 2 | 14 BSP NIPPLE HEX | FITTING MATERIAL | STAINLESS STEEL 316 | COVER MATERIAL | STAINLESS STEEL 316 | PRESSURE RATING |  | BURST PRESSURE RATING |  | TEMPERATURE RATING |  | REINFORCEMENT MATERIAL | CORRUGATED FLEXIBLE BRAIDED | BEND RADIUS |  | COLOUR |  | HAZARD CLASS |  | CERTIFICATION/STANDARD |  | ADDITIONAL FEATURES | [38 empty] | Production Completed
STP_009 - Lot4 | Data Enrichment | SCS | OK | 2023-07-21 | 07-08-2023 |  | 1365450 | 1365450 | EA | HOSE,ASSY;ID 1-1/2 IN,LG 650 MM,SS316 |  |  | HOSE,ASSEMBLY;INSIDE DIAMETER:1-1/2 IN,LENGTH:650 MM,CONNECTION 1:11BSP NIPPLE HEX,CONNECTION 2:11BSP NIPPLE HEX,FITTING MATERIAL: STAINLESS STEEL 316,COVER MATERIAL:STAINLESS STEEL 316,REINFORCEMENT MATERIAL:CORRUGATED FLEXIBLE BRAIDED,MNFR:01)RADCOFLX,PTNO: 01)PC1HHSS038 | 01)RADCOFLX,01)PC1HHSS038,1-1/2 IN,650 MM,EN_01)11BSP NIPPLE HEX,EN_01)11BSP NIPPLE HEX,EN_01)STAINLESS STEEL 316,EN_01)STAINLESS STEEL 316,EN_01)CORRUGATED FLEXIBLE BRAI |  |  | RADCOFLX | RADCOFLX | PC1HHSS038 | [5 empty] | Url Not Found | [10 empty] | Cleansed | 40141764 Hose assembly | HOSE | ASSEMBLY | TYPE |  | INSIDE DIAMETER | 1-1/2 IN | OUTSIDE DIAMETER |  | LENGTH | 650 MM | CORE MATERIAL |  | CONNECTION 1 | 11 BSP NIPPLE HEX | CONNECTION 2 | 11 BSP NIPPLE HEX | FITTING MATERIAL | STAINLESS STEEL 316 | COVER MATERIAL | STAINLESS STEEL 316 | PRESSURE RATING |  | BURST PRESSURE RATING |  | TEMPERATURE RATING |  | REINFORCEMENT MATERIAL | CORRUGATED FLEXIBLE BRAIDED | BEND RADIUS |  | COLOUR |  | HAZARD CLASS |  | CERTIFICATION/STANDARD |  | ADDITIONAL FEATURES | [38 empty] | Production Completed
STP_009 - Lot4 | Data Enrichment | SCS | OK | 2023-07-21 | 07-08-2023 |  | 1317964 | 1317964 | EA | HOSE,ASSY;ID 1-1/4 IN,LG 1.05 M,CAMLCK |  |  | HOSE,ASSEMBLY;INSIDE DIAMETER:1-1/4 IN,LENGTH:1.05 M,CONNECTION 1:CAMLOCK,CONNECTION 2:CAMLOCK FEMALE,REINFORCEMENT MATERIAL: STAINLESS STEEL CONVOLUTED,ADDITIONAL FEATURES EN:CUSM ISASMELT RHF LAUNDER TIP,MNFR:01)PIRTEK,PTNO:01)SS1-32-QL1-QL2-1.05 | 01)PIRTEK,01)SS1-32-QL1-QL2-1.05,1-1/4 IN,1.05 M,EN_01)CAMLOCK,EN_01)CAMLOCK FEMALE,EN_01)STAINLESS STEEL CONVOLUT,01)CUSM ISASMELT RHF LAUNDER T |  |  | PIRTEK ISA FLUID CONNECTIONS PTY LT | PIRTEK | SS1-32-QL1-QL2-1.05 | [5 empty] | https://hoseflex.com/wp-content/uploads/2015/06/02.-Stainless-Steel-Hose.pdf | https://hoseflex.com/wp-content/uploads/2014/07/Rubber-Composite-Hose-Ducting.pdf | [9 empty] | Enriched | 40141764 Hose assembly | HOSE | ASSEMBLY | TYPE |  | INSIDE DIAMETER | 1-1/4 IN | OUTSIDE DIAMETER | 42.6 MM | LENGTH | 1.05 M | CORE MATERIAL | STAINLESS STEEL 304/316 | CONNECTION 1 | MALE CAMLOCK | CONNECTION 2 | FEMALE CAMLOCK | FITTING MATERIAL |  | COVER MATERIAL |  | PRESSURE RATING | 4600 KPA | BURST PRESSURE RATING | 18400 KPA | TEMPERATURE RATING | -276 TO 700 DEG C | REINFORCEMENT MATERIAL | STAINLESS STEEL 304/316 CONVOLUTED | BEND RADIUS | 260 MM | COLOUR |  | HAZARD CLASS |  | CERTIFICATION/STANDARD | ISO 10380:2012 | ADDITIONAL FEATURES | CUSM ISASMELT RHF LAUNDER TIP | [37 empty] | Production Completed
STP_009 - Lot4 | Data Enrichment | SCS | OK | 2023-07-21 | 07-08-2023 |  | 1366283 | 1366283 | EA | HOSE,ASSY;ID 1-1/4 IN,LG 2 M,CAMLCK |  |  | HOSE,ASSEMBLY;INSIDE DIAMETER:1-1/4 IN,LENGTH:2 M,CORE MATERIAL:STAINLESS STEEL,CONNECTION 1:CAMLOCK,CONNECTION 2:CAMLOCK FEMALE, REINFORCEMENT MATERIAL:STAINLESS STEEL CONVOLUTED,ADDITIONAL FEATURES EN:CUSMISASMELT SPLASH BLOCK,MNFR:01)PIRTEK,PTNO:01)SS1-32- QL1-QL2-2.00 | 01)PIRTEK,01)SS1-32-QL1-QL2-2.00,1-1/4 IN,2 M,STAINLESS STEEL,EN_01)CAMLOCK,EN_01)CAMLOCK FEMALE,EN_01)STAINLESS STEEL CONVOLUT,01)CUSMISASMELT SPLASH BLOCK |  |  | PIRTEK ISA FLUID CONNECTIONS PTY LT | PIRTEK | SS1-32- QL1-QL2-2.00 | [5 empty] | https://hoseflex.com/wp-content/uploads/2015/06/02.-Stainless-Steel-Hose.pdf | https://hoseflex.com/wp-content/uploads/2014/07/Rubber-Composite-Hose-Ducting.pdf | [9 empty] | Enriched | 40141764 Hose assembly | HOSE | ASSEMBLY | TYPE |  | INSIDE DIAMETER | 1-1/4 IN | OUTSIDE DIAMETER | 42.6 MM | LENGTH | 2 M | CORE MATERIAL | STAINLESS STEEL 304/316 | CONNECTION 1 | MALE CAMLOCK | CONNECTION 2 | FEMALE CAMLOCK | FITTING MATERIAL |  | COVER MATERIAL |  | PRESSURE RATING | 4600 KPA | BURST PRESSURE RATING | 18400 KPA | TEMPERATURE RATING | -276 TO 700 DEG C | REINFORCEMENT MATERIAL | STAINLESS STEEL 304/316 CONVOLUTED | BEND RADIUS | 260 MM | COLOUR |  | HAZARD CLASS |  | CERTIFICATION/STANDARD | ISO 10380:2012 | ADDITIONAL FEATURES | CUSMISASMELT SPLASH BLOCK | [37 empty] | Production Completed
STP_009 - Lot4 | Data Enrichment | SCS | OK | 2023-07-21 | 07-08-2023 |  | 1233228 | 1233228 | EA | HOSE,ASSY;ID 150 MM,LG 4.2 M,150 PSI |  |  | HOSE,ASSEMBLY;INSIDE DIAMETER:150 MM,LENGTH:4.2 M,PRESSURE RATING:150 PSI,ADDITIONAL FEATURES EN:HD, 9MM WALL, LINAFLEX, FLANGED TO TABLE D (LOOSE),MNFR:01)ENZED,PTNO:01)Z000240994 | 01)ENZED,01)Z000240994,150 MM,4.2 M,150 PSI,01)HD, 9MM WALL, LINAFLEX, FLA |  |  | Enzed Mount Isa(RKM Investments) | ENZED | Z000240994 | [5 empty] | Url Not Found | [10 empty] | Cleansed | 40141764 Hose assembly | HOSE | ASSEMBLY | TYPE |  | INSIDE DIAMETER | 150 MM | OUTSIDE DIAMETER |  | LENGTH | 4.2 M | CORE MATERIAL |  | CONNECTION 1 | FLANGE TABLE D | CONNECTION 2 | FLANGE TABLE D | FITTING MATERIAL |  | COVER MATERIAL |  | PRESSURE RATING | 150 PSI | BURST PRESSURE RATING |  | TEMPERATURE RATING |  | REINFORCEMENT MATERIAL |  | BEND RADIUS |  | COLOUR |  | HAZARD CLASS |  | CERTIFICATION/STANDARD |  | ADDITIONAL FEATURES | HD,WALL THICKNESS: 9 MM,LINAFLEX, (LOOSE) | [37 empty] | Production Completed
STP_009 - Lot4 | Data Enrichment | SCS | OK | 2023-07-21 | 07-08-2023 |  | 1320006 | 1320006 | EA | HOSE,ASSY;ID 25 MM,LG 2.6 M,BSP,BSP |  |  | HOSE,ASSEMBLY;INSIDE DIAMETER:25 MM,LENGTH:2.6 M,CONNECTION 1:BSP,CONNECTION 2:BSP,FITTING MATERIAL:STAINLESS STEEL 316, REINFORCEMENT MATERIAL:STAINLESS STEEL CONVOLUTED BRAIDED,ADDITIONAL FEATURES EN:25MM NB, PBSM BLAST FURNACE(BACK)COOLING JACKETS, MNFR:01)PIRTEK,PTNO:01)SS1-AF1-AF1-26 | 01)PIRTEK,01)SS1-AF1-AF1-26,25 MM,2.6 M,EN_01)BSP,EN_01)BSP,EN_01)STAINLESS STEEL 316,EN_01)STAINLESS STEEL CONVOLUT,01)25MM NB, PBSM BLAST FURNACE |  |  | PIRTEK ISA FLUID CONNECTIONS PTY LT | PIRTEK | SS1-AF1-AF1-26 | [5 empty] | https://hoseflex.com/wp-content/uploads/2015/06/02.-Stainless-Steel-Hose.pdf | https://hoseflex.com/wp-content/uploads/2014/07/Rubber-Composite-Hose-Ducting.pdf | [9 empty] | Enriched | 40141764 Hose assembly | HOSE | ASSEMBLY | TYPE |  | INSIDE DIAMETER | 25 MM | OUTSIDE DIAMETER | 33.7 MM | LENGTH | 2.6 M | CORE MATERIAL | STAINLESS STEEL 304/316 | CONNECTION 1 | FIXED MALE BSP | CONNECTION 2 | FIXED MALE BSP | FITTING MATERIAL | STAINLESS STEEL 316 | COVER MATERIAL |  | PRESSURE RATING | 5000 KPA | BURST PRESSURE RATING | 20000 KPA | TEMPERATURE RATING | -276 TO 700 DEG C | REINFORCEMENT MATERIAL | STAINLESS STEEL 304/316 CONVOLUTED | BEND RADIUS | 190 MM | COLOUR |  | HAZARD CLASS |  | CERTIFICATION/STANDARD | ISO 10380:2012 | ADDITIONAL FEATURES | PBSM BLAST FURNACE(BACK)COOLING JACKETS | [37 empty] | Production Completed
STP_009 - Lot4 | Data Enrichment | SCS | OK | 2023-07-21 | 07-08-2023 |  | 1320041 | 1320041 | EA | HOSE,ASSY;ID 3 IN,LG 2.5 M,SS316,SS316 |  |  | HOSE,ASSEMBLY;INSIDE DIAMETER:3 IN,LENGTH:2.5 M,CONNECTION 1:11BSP NIPPLE HEX,CONNECTION 2:11BSP NIPPLE HEX,FITTING MATERIAL: STAINLESS STEEL 316,COVER MATERIAL:STAINLESS STEEL 316,REINFORCEMENT MATERIAL:CORRUGATED FLEXIBLE BRAIDED,MNFR:01)RADCOFLX,PTNO: 01)PC1HHSS075 | 01)RADCOFLX,01)PC1HHSS075,3 IN,2.5 M,EN_01)11BSP NIPPLE HEX,EN_01)11BSP NIPPLE HEX,EN_01)STAINLESS STEEL 316,EN_01)STAINLESS STEEL 316,EN_01)CORRUGATED FLEXIBLE BRAI |  |  | RADCOFLX | RADCOFLX | PC1HHSS075 | [5 empty] | Url Not Found | [10 empty] | Cleansed | 40141764 Hose assembly | HOSE | ASSEMBLY | TYPE |  | INSIDE DIAMETER | 3 IN | OUTSIDE DIAMETER |  | LENGTH | 2.5 M | CORE MATERIAL |  | CONNECTION 1 | 11 BSP NIPPLE HEX | CONNECTION 2 | 11 BSP NIPPLE HEX | FITTING MATERIAL | STAINLESS STEEL 316 | COVER MATERIAL | STAINLESS STEEL 316 | PRESSURE RATING |  | BURST PRESSURE RATING |  | TEMPERATURE RATING |  | REINFORCEMENT MATERIAL | CORRUGATED FLEXIBLE BRAIDED | BEND RADIUS |  | COLOUR |  | HAZARD CLASS |  | CERTIFICATION/STANDARD |  | ADDITIONAL FEATURES | [38 empty] | Production Completed
STP_009 - Lot4 | Data Enrichment | SCS | OK | 2023-07-21 | 07-08-2023 |  | 1347800 | 1347800 | EA | HOSE,ASSY;ID 3 IN,LG 3.2 M,SS316,18 BAR |  |  | HOSE,ASSEMBLY;INSIDE DIAMETER:3 IN,LENGTH:3.2 M,CONNECTION 1:CAMLOCK FEMALE,CONNECTION 2:CAMLOCK FEMALE,FITTING MATERIAL: STAINLESS STEEL 316,PRESSURE RATING:18 BAR,REINFORCEMENT MATERIAL:STAINLESS STEEL 316 CONVOLUTED,MNFR:01)PIRTEK,PTNO:01)PBSM1194- 22 | 01)PIRTEK,01)PBSM1194-22,3 IN,3.2 M,EN_01)CAMLOCK FEMALE,EN_01)CAMLOCK FEMALE,EN_01)STAINLESS STEEL 316,18 BAR,EN_01)STAINLESS STEEL 316 CONV |  |  | PIRTEK ISA FLUID CONNECTIONS PTY LT | PIRTEK | PBSM1194- 22 | [5 empty] | Url Not Found | [10 empty] | Cleansed | 40141764 Hose assembly | HOSE | ASSEMBLY | TYPE |  | INSIDE DIAMETER | 3 IN | OUTSIDE DIAMETER |  | LENGTH | 3.2 M | CORE MATERIAL |  | CONNECTION 1 | FEMALE CAMLOCK | CONNECTION 2 | FEMALE CAMLOCK | FITTING MATERIAL | STAINLESS STEEL 316 | COVER MATERIAL |  | PRESSURE RATING | 18 BAR | BURST PRESSURE RATING |  | TEMPERATURE RATING |  | REINFORCEMENT MATERIAL | STAINLESS STEEL 316 CONVOLUTED | BEND RADIUS |  | COLOUR |  | HAZARD CLASS |  | CERTIFICATION/STANDARD |  | ADDITIONAL FEATURES | [38 empty] | Production Completed
STP_009 - Lot4 | Data Enrichment | SCS | OK | 2023-07-21 | 07-08-2023 |  | 1318790 | 1318790 | EA | HOSE,ASSY;ID 3 IN,LG 3.2 M,SS316,SS316 |  |  | HOSE,ASSEMBLY;INSIDE DIAMETER:3 IN,LENGTH:3.2 M,CONNECTION 1:11BSP NIPPLE HEX,CONNECTION 2:11BSP NIPPLE HEX,FITTING MATERIAL: STAINLESS STEEL 316,COVER MATERIAL:STAINLESS STEEL 316,REINFORCEMENT MATERIAL:CORRUGATED FLEXIBLE BRAIDED,MNFR:01)RADCOFLX,PTNO: 01)PC1HHSS075 | 01)RADCOFLX,01)PC1HHSS075,3 IN,3.2 M,EN_01)11BSP NIPPLE HEX,EN_01)11BSP NIPPLE HEX,EN_01)STAINLESS STEEL 316,EN_01)STAINLESS STEEL 316,EN_01)CORRUGATED FLEXIBLE BRAI |  |  | RADCOFLX | RADCOFLX | PC1HHSS075 | [5 empty] | Url Not Found | [10 empty] | Cleansed | 40141764 Hose assembly | HOSE | ASSEMBLY | TYPE |  | INSIDE DIAMETER | 3 IN | OUTSIDE DIAMETER |  | LENGTH | 3.2 M | CORE MATERIAL |  | CONNECTION 1 | 11 BSP NIPPLE HEX | CONNECTION 2 | 11 BSP NIPPLE HEX | FITTING MATERIAL | STAINLESS STEEL 316 | COVER MATERIAL | STAINLESS STEEL 316 | PRESSURE RATING |  | BURST PRESSURE RATING |  | TEMPERATURE RATING |  | REINFORCEMENT MATERIAL | CORRUGATED FLEXIBLE BRAIDED | BEND RADIUS |  | COLOUR |  | HAZARD CLASS |  | CERTIFICATION/STANDARD |  | ADDITIONAL FEATURES | [38 empty] | Production Completed
STP_009 - Lot4 | Data Enrichment | SCS | OK | 2023-07-21 | 07-08-2023 |  | 1235481 | 1235481 | EA | HOSE,ASSY;ID 50 MM,OD 60 MM,LG COIL 20 M |  |  | HOSE,ASSEMBLY;INSIDE DIAMETER:50 MM,OUTSIDE DIAMETER:60 MM,LENGTH:COIL 20 M,CORE MATERIAL:PVC,BEND RADIUS:220 MM,COLOUR:GREY, ADDITIONAL FEATURES EN:NONMETALLIC, VIFLEX,MNFR:01)ENZED,PTNO:01)PFX-050-020 | 01)ENZED,01)PFX-050-020,50 MM,60 MM,COIL 20 M,PVC,220 MM,GREY,01)NONMETALLIC, VIFLEX |  |  | Enzed Mount Isa(RKM Investments) | ENZED | PFX-050-020 | PARKER |  |  |  |  | https://irp-cdn.multiscreensite.com/7253e99a/files/uploaded/IndustrialHose.pdf | [10 empty] | Enriched | 40141764 Hose assembly | HOSE | ASSEMBLY | TYPE | SUCTION, NON METALLIC | INSIDE DIAMETER | 51.2 MM | OUTSIDE DIAMETER | 59.6 MM | LENGTH | 20 M/COIL | CORE MATERIAL | PVC | CONNECTION 1 |  | CONNECTION 2 |  | FITTING MATERIAL |  | COVER MATERIAL |  | PRESSURE RATING |  | BURST PRESSURE RATING |  | TEMPERATURE RATING |  | REINFORCEMENT MATERIAL |  | BEND RADIUS | 220 MM | COLOUR | GREY | HAZARD CLASS |  | CERTIFICATION/STANDARD |  | ADDITIONAL FEATURES | VIFLEX | [37 empty] | Production Completed
STP_009 - Lot4 | Data Enrichment | SCS | OK | 2023-07-21 | 07-08-2023 |  | 1318782 | 1318782 | EA | HOSE,ASSY;LG 1.2 M,BSP,BSP,SS316,ENZED |  |  | HOSE,ASSEMBLY;LENGTH:1.2 M,CONNECTION 1:BSP,CONNECTION 2:BSP,FITTING MATERIAL:STAINLESS STEEL 316,REINFORCEMENT MATERIAL: STAINLESS STEEL CONVOLUTED BRAIDED,ADDITIONAL FEATURES EN:50MM NB, PBSM BLAST FURNACE(BACK)COOLING JACKETS,MNFR:01)ENZED,PTNO:01) Z000967612 | 01)ENZED,01)Z000967612,1.2 M,EN_01)BSP,EN_01)BSP,EN_01)STAINLESS STEEL 316,EN_01)STAINLESS STEEL CONVOLUT,01)50MM NB, PBSM BLAST FURNACE |  |  | Enzed Mount Isa(RKM Investments) | ENZED | Z000967612 | [5 empty] | Url Not Found | [10 empty] | Cleansed | 40141764 Hose assembly | HOSE | ASSEMBLY | TYPE |  | INSIDE DIAMETER | 50 MM | OUTSIDE DIAMETER |  | LENGTH | 1.2 M | CORE MATERIAL |  | CONNECTION 1 | BSP | CONNECTION 2 | BSP | FITTING MATERIAL | STAINLESS STEEL 316 | COVER MATERIAL |  | PRESSURE RATING |  | BURST PRESSURE RATING |  | TEMPERATURE RATING |  | REINFORCEMENT MATERIAL | STAINLESS STEEL CONVOLUTED BRAIDED | BEND RADIUS |  | COLOUR |  | HAZARD CLASS |  | CERTIFICATION/STANDARD |  | ADDITIONAL FEATURES | PBSM BLAST FURNACE(BACK)COOLING JACKETS | [37 empty] | Production Completed
STP_009 - Lot4 | Data Enrichment | SCS | OK | 2023-07-21 | 07-08-2023 |  | 1319763 | 1319763 | EA | HOSE,ASSY;LG 1.37 M,FLANGE C62-12,PIRTEK |  |  | HOSE,ASSEMBLY;LENGTH:1.37 M,CONNECTION 1:5/16 IN JIC SWIVEL FEMALE,CONNECTION 2:FLANGE C62-12,COVER MATERIAL:SILICONE FIRE SLEEVE, REINFORCEMENT MATERIAL:STAINLESS STEEL 304 BRAIDED,ADDITIONAL FEATURES EN:PC35-12, E/SIDE TAPPING FLOOR LAUNDER COVER CYL,MNFR:01) PIRTEK,PTNO:01)TF04 | 01)PIRTEK,01)TF04,1.37 M,EN_01)5/16 IN JIC SWIVEL FEMAL,EN_01)FLANGE C62-12,EN_01)SILICONE FIRE SLEEVE,EN_01)STAINLESS STEEL 304 BRAI,01)PC35-12, E/SIDE TAPPING FLO |  |  | PIRTEK | PIRTEK | PC35-12 |  | PIRTEK | TF04 |  |  | https://www.pirtek.com.au/-/media/feature/products/sect-b-hydraulic-hose_rev_n-2.pdf | [10 empty] | Enriched | 40141764 Hose assembly | HOSE | ASSEMBLY | TYPE | HYDRAULIC | INSIDE DIAMETER | 19.1 MM | OUTSIDE DIAMETER | 29 MM | LENGTH | 1.37 M | CORE MATERIAL | SYNTHETIC RUBBER | CONNECTION 1 | 5/16 IN JIC SWIVEL FEMALE | CONNECTION 2 | FLANGE C62-12 | FITTING MATERIAL |  | COVER MATERIAL | SILICONE FIRE SLEEVE | PRESSURE RATING | 350 BAR | BURST PRESSURE RATING | 1400 BAR | TEMPERATURE RATING | -40 TO 120 DEG C | REINFORCEMENT MATERIAL | 4 PLY SPIRAL STEEL WIRE BRAID | BEND RADIUS | 170 MM | COLOUR | BLACK | HAZARD CLASS |  | CERTIFICATION/STANDARD | SAE 100 R12 | ADDITIONAL FEATURES | E/SIDE TAPPING FLOOR LAUNDER COVER CYL | [37 empty] | Production Completed
STP_009 - Lot4 | Data Enrichment | SCS | OK | 2023-07-21 | 07-08-2023 |  | 1318044 | 1318044 | EA | HOSE,ASSY;LG 1.8 M,ENZED,SYNFLEX |  |  | HOSE,ASSEMBLY;LENGTH:1.8 M,CONNECTION 1:1/8 IN JIC SWIVEL FEMALE,CONNECTION 2:1/8 IN JIC SWIVEL FEMALE,ADDITIONAL FEATURES EN:C/W WORM CLIP STAMPED 12 ONE END,MNFR:01)ENZED,PTNO:01)3130-02+3705-06-02X2,MNFR:02)SYNFLEX,PTNO:02)3130-02+3705-06-02X2 | 01)ENZED,02)SYNFLEX,01)3130-02+3705-06-02X2,02)3130-02+3705-06-02X2,1.8 M,EN_01)1/8 IN JIC SWIVEL FEMALE,EN_01)1/8 IN JIC SWIVEL FEMALE,01)C/W WORM CLIP STAMPED 12 ON |  |  | SYNFLEX | EATON | 3130-02+3705-06-02X2 |  | ENZED | 3130-02+3705-06-02X2 |  |  | https://www.eaton.com/content/dam/eaton/hydraulics/hose-tubing-fittings-and-connectors/fc-documents_catalogs_brochures_articles/eaton-synflex-thermoplastic-hose-and-fittings-pct_506328.pdf | https://www.adaptall.com/products/downloads/Adaptall_MasterCatalog2019.pdf | [9 empty] | Enriched | 40141764 Hose assembly | HOSE | ASSEMBLY | TYPE | MEDIUM PRESSURE | INSIDE DIAMETER | 3.2 MM | OUTSIDE DIAMETER | 8.5 MM | LENGTH | 1.8 M | CORE MATERIAL | NYLON-LINED | CONNECTION 1 | 1/8 IN JIC SWIVEL FEMALE 90 DEG ELBOW | CONNECTION 2 | 1/8 IN JIC SWIVEL FEMALE 90 DEG ELBOW | FITTING MATERIAL |  | COVER MATERIAL | PERFORATED POLYURETHANE | PRESSURE RATING | 120 BAR | BURST PRESSURE RATING | 480 BAR | TEMPERATURE RATING | -40 TO 100 DEG C | REINFORCEMENT MATERIAL | SPIRAL SYNTHETIC FIBER | BEND RADIUS | 25 MM | COLOUR | BLACK | HAZARD CLASS |  | CERTIFICATION/STANDARD | SAE 100R3 | ADDITIONAL FEATURES | BRAND NAME: SYNFLEX, C/W WORM CLIP STAMPED 12 ONE END | [37 empty] | Production Completed
STP_009 - Lot4 | Data Enrichment | SCS | OK | 2023-07-21 | 07-08-2023 |  | 1320005 | 1320005 | EA | HOSE,ASSY;LG 2.2 M,BSP,BSP,SS316,PIRTEK |  |  | HOSE,ASSEMBLY;LENGTH:2.2 M,CONNECTION 1:BSP,CONNECTION 2:BSP,FITTING MATERIAL:STAINLESS STEEL 316,REINFORCEMENT MATERIAL: STAINLESS STEEL CONVOLUTED BRAIDED,ADDITIONAL FEATURES EN:80MM NB, PBSM BLAST FURNACE(BACK)COOLING JACKETS,MNFR:01)PIRTEK,PTNO:01) SS1-AF1-AF1-22 | 01)PIRTEK,01)SS1-AF1-AF1-22,2.2 M,EN_01)BSP,EN_01)BSP,EN_01)STAINLESS STEEL 316,EN_01)STAINLESS STEEL CONVOLUT,01)80MM NB, PBSM BLAST FURNACE |  |  | PIRTEK ISA FLUID CONNECTIONS PTY LT | PIRTEK | SS1-AF1-AF1-22 | [5 empty] | https://hoseflex.com/wp-content/uploads/2015/06/02.-Stainless-Steel-Hose.pdf | https://hoseflex.com/wp-content/uploads/2014/07/Rubber-Composite-Hose-Ducting.pdf | [9 empty] | Enriched | 40141764 Hose assembly | HOSE | ASSEMBLY | TYPE |  | INSIDE DIAMETER | 80 MM | OUTSIDE DIAMETER | 100.3 MM | LENGTH | 2.2 M | CORE MATERIAL | STAINLESS STEEL 304/316 | CONNECTION 1 | FIXED MALE BSP | CONNECTION 2 | FIXED MALE BSP | FITTING MATERIAL | STAINLESS STEEL 316 | COVER MATERIAL |  | PRESSURE RATING | 2000 KPA | BURST PRESSURE RATING | 8000 KPA | TEMPERATURE RATING | -276 TO 700 DEG C | REINFORCEMENT MATERIAL | STAINLESS STEEL 304/316 CONVOLUTED | BEND RADIUS | 600 MM | COLOUR |  | HAZARD CLASS |  | CERTIFICATION/STANDARD | ISO 10380:2012 | ADDITIONAL FEATURES | PBSM BLAST FURNACE(BACK)COOLING JACKETS | [37 empty] | Production Completed
STP_009 - Lot4 | Data Enrichment | SCS | OK | 2023-07-21 | 07-08-2023 |  | 1278297 | 1278297 | EA | HOSE,ASSY;LG 6 M,AND NOZZLE |  |  | HOSE,ASSEMBLY;LENGTH:6 M,ADDITIONAL FEATURES EN:AND NOZZLE,MNFR:01)ENZED MOUNT ISA(RKM INVESTMENTS),PTNO:01)ENZ-FN/ ASSM C/W HOSE 6MTR | 01)ENZED MOUNT ISA(RKM INVESTM,01)ENZ-FN/ ASSM C/W HOSE 6MTR,6 M,01)AND NOZZLE |  |  | Enzed Mount Isa(RKM Investments) | ENZED | ENZ-FN/ASSM C/W HOSE 6MTR | [5 empty] | Url Not Found | [10 empty] | Cleansed | 40141764 Hose assembly | HOSE | ASSEMBLY | TYPE |  | INSIDE DIAMETER |  | OUTSIDE DIAMETER |  | LENGTH | 6 M | CORE MATERIAL |  | CONNECTION 1 |  | CONNECTION 2 |  | FITTING MATERIAL |  | COVER MATERIAL |  | PRESSURE RATING |  | BURST PRESSURE RATING |  | TEMPERATURE RATING |  | REINFORCEMENT MATERIAL |  | BEND RADIUS |  | COLOUR |  | HAZARD CLASS |  | CERTIFICATION/STANDARD |  | ADDITIONAL FEATURES | C/W NOZZLE | [37 empty] | Production Completed
STP_009 - Lot4 | Data Enrichment | SCS | OK | 2023-07-21 | 07-08-2023 |  | 1233235 | 1233235 | EA | HOSE,ASSY;LG 860 MM,BSPT NIPPLE,SS,NB 50 |  |  | HOSE,ASSEMBLY;LENGTH:860 MM,CONNECTION 1:BSPT NIPPLE,CONNECTION 2:BSPT UNION,FITTING MATERIAL:STAINLESS STEEL,ADDITIONAL FEATURES EN:NB 50,MNFR:01)ENZED,PTNO:01)Z000179085 | 01)ENZED,01)Z000179085,860 MM,EN_01)BSPT NIPPLE,EN_01)BSPT UNION,EN_01)STAINLESS STEEL,01)NB 50 |  |  | Enzed Mount Isa(RKM Investments) | ENZED | Z000179085 | [5 empty] | Url Not Found | [10 empty] | Cleansed | 40141764 Hose assembly | HOSE | ASSEMBLY | TYPE |  | INSIDE DIAMETER | 50 MM | OUTSIDE DIAMETER |  | LENGTH | 860 MM | CORE MATERIAL |  | CONNECTION 1 | BSPT NIPPLE | CONNECTION 2 | BSPT UNION | FITTING MATERIAL | STAINLESS STEEL | COVER MATERIAL |  | PRESSURE RATING |  | BURST PRESSURE RATING |  | TEMPERATURE RATING |  | REINFORCEMENT MATERIAL |  | BEND RADIUS |  | COLOUR |  | HAZARD CLASS |  | CERTIFICATION/STANDARD |  | ADDITIONAL FEATURES | [38 empty] | Production Completed
STP_009 - Lot4 | Data Enrichment | SCS | OK | 2023-07-21 | 07-08-2023 |  | 1278410 | 1278410 | EA | HOSE,ASSY;LINE 10 |  |  | HOSE,ASSEMBLY;ADDITIONAL FEATURES EN:LINE 10,MNFR:01)PIRTEK,PTNO:01)R2AT04K | 01)PIRTEK,01)R2AT04K,01)LINE 10 |  |  | PIRTEK ISA FLUID CONNECTIONS PTY LT | PIRTEK | R2AT-04K | [5 empty] | https://www.pirtek.com.au/-/media/feature/products/sect-b-hydraulic-hose_rev_n-2.pdf | [10 empty] | Enriched | 40141764 Hose assembly | HOSE | ASSEMBLY | TYPE | HYDRAULIC | INSIDE DIAMETER | 6.4 MM | OUTSIDE DIAMETER | 15.3 MM | LENGTH |  | CORE MATERIAL | NBR | CONNECTION 1 |  | CONNECTION 2 |  | FITTING MATERIAL |  | COVER MATERIAL | SYNTHETIC RUBBER | PRESSURE RATING | 400 BAR | BURST PRESSURE RATING | 1600 BAR | TEMPERATURE RATING | -40 TO 100 DEG C | REINFORCEMENT MATERIAL | TWO STEEL WIRE BRAID | BEND RADIUS | 100 MM | COLOUR | BLACK | HAZARD CLASS |  | CERTIFICATION/STANDARD | EN 853 2SN | ADDITIONAL FEATURES | LINE 10 | [37 empty] | Production Completed
STP_009 - Lot4 | Data Enrichment | SCS | OK | 2023-07-21 | 07-08-2023 |  | 1289251 | 1289251 | EA | HOSE,ASSY;LOAD SENSE |  |  | HOSE,ASSEMBLY;TYPE:LOAD SENSE,MNFR:01)PIRTEK,PTNO:01)460..TR2-4/205-9-4/255-9-4 | 01)PIRTEK,01)460..TR2-4/205-9-4/255-9-4,EN_01)LOAD SENSE |  |  | PIRTEK ISA FLUID CONNECTIONS PTY LT | PIRTEK | 460..TR2-4/205-9-4/255-9-4 | [5 empty] | Url Not Found | [10 empty] | Cleansed | 40141764 Hose assembly | HOSE | ASSEMBLY | TYPE | LOAD SENSE | INSIDE DIAMETER |  | OUTSIDE DIAMETER |  | LENGTH |  | CORE MATERIAL |  | CONNECTION 1 |  | CONNECTION 2 |  | FITTING MATERIAL |  | COVER MATERIAL |  | PRESSURE RATING |  | BURST PRESSURE RATING |  | TEMPERATURE RATING |  | REINFORCEMENT MATERIAL |  | BEND RADIUS |  | COLOUR |  | HAZARD CLASS |  | CERTIFICATION/STANDARD |  | ADDITIONAL FEATURES | [38 empty] | Production Completed
STP_009 - Lot4 | Data Enrichment | SCS | OK | 2023-07-21 | 07-08-2023 |  | 1233201 | 1233201 | EA | HOSE,ASSY;LOW STATIC, CHARGING DUTY,NM |  |  | HOSE,ASSEMBLY;LOW STATIC, CHARGING DUTY,INSIDE DIAMETER:32 MM,OUTSIDE DIAMETER:37 MM,LENGTH:60 M/ROLL,CORE MATERIAL:PLASTIC SEMI RIGID,COVER MATERIAL:PLASTIC,PRESSURE RATING:150 PSI,TEMPERATURE RATING:-20 TO 80 DEG C,REINFORCEMENT MATERIAL:PLASTIC,COLOUR: BLACK/YELLOW STRIPE,CERTIFICATION/STANDARD:AS 2187.2,ADDITIONAL FEATURES EN:NONMETALLIC,MNFR:01)ENZED,PTNO:01)ANFO-032-060 | 01)ENZED,01)ANFO-032-060,EN_01)LOW STATIC, CHARGING DUT,32 MM,37 MM,60 M/ROLL,PLASTIC SEMI RIGID,EN_01)PLASTIC,150 PSI,-20 TO 80 DEG C,EN_01)PLASTIC,BLACK/YELLOW STRIPE,EN_01)AS 2187.2,01)NONMETALLIC |  |  | Enzed Mount Isa(RKM Investments) | ENZED | ANFO-032-060 | [5 empty] | https://ph.parker.com/cn/en/product/explosive-loading-hose-series-anfo/anfo-032-060-anfo-032-060 | https://www.parker.com/content/dam/Parker-com/Literature/Fluid-Connectors-Group/FCG-Asia-Pacific/EB/IHF_ANFO_002.pdf | [9 empty] | Enriched | 40141764 Hose assembly | HOSE | ASSEMBLY | TYPE | LOW STATIC, CHARGING DUTY, NON METALLIC | INSIDE DIAMETER | 32 MM | OUTSIDE DIAMETER | 37 MM | LENGTH | 60 M/ROLL | CORE MATERIAL | PVC | CONNECTION 1 |  | CONNECTION 2 |  | FITTING MATERIAL |  | COVER MATERIAL | PVC | PRESSURE RATING | 150 PSI | BURST PRESSURE RATING |  | TEMPERATURE RATING | -20 TO 80 DEG C | REINFORCEMENT MATERIAL | PVC | BEND RADIUS |  | COLOUR | BLACK/YELLOW STRIPE | HAZARD CLASS |  | CERTIFICATION/STANDARD | AS 2187.2 | ADDITIONAL FEATURES | [38 empty] | Production Completed
STP_009 - Lot4 | Data Enrichment | SCS | OK | 2023-07-21 | 07-08-2023 |  | 1317530 | 1317530 | EA | HOSE,ASSY;LOW STATIC, CHARGING DUTY,NM |  |  | HOSE,ASSEMBLY;LOW STATIC, CHARGING DUTY,INSIDE DIAMETER:19 MM,OUTSIDE DIAMETER:27 MM,LENGTH:30 M/ROLL,CORE MATERIAL:PLASTIC SEMI RIGID,COVER MATERIAL:PLASTIC,PRESSURE RATING:100 PSI,TEMPERATURE RATING:-20 TO 60 DEG C,REINFORCEMENT MATERIAL:PLASTIC,COLOUR: BLACK/YELLOW STRIPE,CERTIFICATION/STANDARD:AS 2187.2,ADDITIONAL FEATURES EN:NONMETALLIC,MNFR:01)ENZED,PTNO:01)ANFO-020-030 | 01)ENZED,01)ANFO-020-030,EN_01)LOW STATIC, CHARGING DUT,19 MM,27 MM,30 M/ROLL,PLASTIC SEMI RIGID,EN_01)PLASTIC,100 PSI,-20 TO 60 DEG C,EN_01)PLASTIC,BLACK/YELLOW STRIPE,EN_01)AS 2187.2,01)NONMETALLIC |  |  | Enzed Mount Isa(RKM Investments) | ENZED | ANFO-020-030 | [5 empty] | https://ph.parker.com/cn/en/product/explosive-loading-hose-series-anfo/anfo-020-030-anfo-020-030 | https://www.parker.com/content/dam/Parker-com/Literature/Fluid-Connectors-Group/FCG-Asia-Pacific/EB/IHF_ANFO_002.pdf | [9 empty] | Enriched | 40141764 Hose assembly | HOSE | ASSEMBLY | TYPE | LOW STATIC, CHARGING DUTY, NON METALLIC | INSIDE DIAMETER | 19 MM | OUTSIDE DIAMETER | 27 MM | LENGTH | 30 M/ROLL | CORE MATERIAL | PVC | CONNECTION 1 |  | CONNECTION 2 |  | FITTING MATERIAL |  | COVER MATERIAL | PVC | PRESSURE RATING | 100 PSI | BURST PRESSURE RATING |  | TEMPERATURE RATING | -20 TO 60 DEG C | REINFORCEMENT MATERIAL | PLASTIC | BEND RADIUS |  | COLOUR | BLACK/YELLOW STRIPE | HAZARD CLASS |  | CERTIFICATION/STANDARD | AS 2187.2 | ADDITIONAL FEATURES | [38 empty] | Production Completed
STP_009 - Lot4 | Data Enrichment | SCS | OK | 2023-07-21 | 07-08-2023 |  | 1348127 | 1348127 | EA | HOSE,ASSY;MAIN RETURN,ID 111/2 IN,PIRTEK |  |  | HOSE,ASSEMBLY;TYPE:MAIN RETURN,INSIDE DIAMETER:111/2 IN,LENGTH:9.5 M,MNFR:01)PIRTEK,PTNO:01)148-6-3053-4 | 01)PIRTEK,01)148-6-3053-4,EN_01)MAIN RETURN,111/2 IN,9.5 M |  |  | PIRTEK ISA FLUID CONNECTIONS PTY LT | PIRTEK | 148-6-3053-4 | [5 empty] | Url Not Found | [10 empty] | Cleansed | 40141764 Hose assembly | HOSE | ASSEMBLY | TYPE | MAIN RETURN | INSIDE DIAMETER | 111/2 IN | OUTSIDE DIAMETER |  | LENGTH | 9.5 M | CORE MATERIAL |  | CONNECTION 1 |  | CONNECTION 2 |  | FITTING MATERIAL |  | COVER MATERIAL |  | PRESSURE RATING |  | BURST PRESSURE RATING |  | TEMPERATURE RATING |  | REINFORCEMENT MATERIAL |  | BEND RADIUS |  | COLOUR |  | HAZARD CLASS |  | CERTIFICATION/STANDARD |  | ADDITIONAL FEATURES | [38 empty] | Production Completed
STP_009 - Lot4 | Data Enrichment | SCS | OK | 2023-07-21 | 07-08-2023 |  | 1347784 | 1347784 | EA | HOSE,ASSY;MTL, C,ID 25 MM,CAMLOCK FEMALE |  |  | HOSE,ASSEMBLY;METAL, C,INSIDE DIAMETER:25 MM,CONNECTION 1:CAMLOCK FEMALE,REINFORCEMENT MATERIAL:STAINLESS STEEL 316 CONVOLUTED BRAIDED,ADDITIONAL FEATURES EN:C/W ATTACHED BAND STAMPED ISA HOSE 4009, EXTENDED DESCRIPTION, C/W,F MINQUIP FITTING,MNFR:01) PIRTEK,PTNO:01)MIMSF1-1X3100 | 01)PIRTEK,01)MIMSF1-1X3100,EN_01)METAL, C,25 MM,EN_01)CAMLOCK FEMALE,EN_01)STAINLESS STEEL 316 CONV,01)C/W ATTACHED BAND STAMPED I,02)F MINQUIP FITTING |  |  | PIRTEK | PIRTEK | MIMSF1-1X3100 | [5 empty] | Url Not Found | [9 empty] | SEE EXTENDED DESCRIPTION | Cleansed | 40141764 Hose assembly | HOSE | ASSEMBLY | TYPE | METAL | INSIDE DIAMETER | 25 MM | OUTSIDE DIAMETER |  | LENGTH |  | CORE MATERIAL |  | CONNECTION 1 | FEMALE CAMLOCK | CONNECTION 2 |  | FITTING MATERIAL |  | COVER MATERIAL |  | PRESSURE RATING |  | BURST PRESSURE RATING |  | TEMPERATURE RATING |  | REINFORCEMENT MATERIAL | STAINLESS STEEL 316 CONVOLUTED BRAIDED | BEND RADIUS |  | COLOUR |  | HAZARD CLASS |  | CERTIFICATION/STANDARD |  | ADDITIONAL FEATURES | C, C/W ATTACHED BAND STAMPED ISA HOSE 4009 | [37 empty] | Production Completed
STP_009 - Lot4 | Data Enrichment | SCS | OK | 2023-07-21 | 07-08-2023 |  | 1232223 | 1232223 | EA | HOSE,ASSY;MTL, CIP BACK PRESSURE LINE |  |  | HOSE,ASSEMBLY;METAL, CIP BACK PRESSURE LINE,INSIDE DIAMETER:1/2 IN,LENGTH:18.5 M,CONNECTION 1:14 BSP,CONNECTION 2:14 BSP, REINFORCEMENT MATERIAL:STAINLESS STEEL CONVOLUTED BRAIDED,MNFR:01)ENZED,PTNO:01)Z000936500 | 01)ENZED,01)Z000936500,EN_01)METAL, CIP BACK PRESSURE,1/2 IN,18.5 M,EN_01)14 BSP,EN_01)14 BSP,EN_01)STAINLESS STEEL CONVOLUT |  |  | Enzed Mount Isa(RKM Investments) | ENZED | Z000936500 | [5 empty] | Url Not Found | [10 empty] | Cleansed | 40141764 Hose assembly | HOSE | ASSEMBLY | TYPE | METAL, CIP BACK PRESSURE LINE | INSIDE DIAMETER | 1/2 IN | OUTSIDE DIAMETER |  | LENGTH | 18.5 M | CORE MATERIAL |  | CONNECTION 1 | 14 BSP | CONNECTION 2 | 14 BSP | FITTING MATERIAL |  | COVER MATERIAL |  | PRESSURE RATING |  | BURST PRESSURE RATING |  | TEMPERATURE RATING |  | REINFORCEMENT MATERIAL | STAINLESS STEEL CONVOLUTED BRAIDED | BEND RADIUS |  | COLOUR |  | HAZARD CLASS |  | CERTIFICATION/STANDARD |  | ADDITIONAL FEATURES | [38 empty] | Production Completed
STP_009 - Lot4 | Data Enrichment | SCS | OK | 2023-07-21 | 07-08-2023 |  | 1232224 | 1232224 | EA | HOSE,ASSY;MTL, CIP NATURAL GAS,ID 80 MM |  |  | HOSE,ASSEMBLY;METAL, CIP NATURAL GAS,INSIDE DIAMETER:80 MM,ADDITIONAL FEATURES EN:GAS RACK TO LANCE, CU SMELTERCIP LANCE NATURAL GAS SYSTEM,MNFR:01)ENZED,PTNO:01)Z000906776 | 01)ENZED,01)Z000906776,EN_01)METAL, CIP NATURAL GAS,80 MM,01)GAS RACK TO LANCE, CU SMELT |  |  | Enzed Mount Isa(RKM Investments) | ENZED | Z000906776 | [5 empty] | Url Not Found | [10 empty] | Cleansed | 40141764 Hose assembly | HOSE | ASSEMBLY | TYPE | METAL, CIP NATURAL GAS | INSIDE DIAMETER | 80 MM | OUTSIDE DIAMETER |  | LENGTH |  | CORE MATERIAL |  | CONNECTION 1 |  | CONNECTION 2 |  | FITTING MATERIAL |  | COVER MATERIAL |  | PRESSURE RATING |  | BURST PRESSURE RATING |  | TEMPERATURE RATING |  | REINFORCEMENT MATERIAL |  | BEND RADIUS |  | COLOUR |  | HAZARD CLASS |  | CERTIFICATION/STANDARD |  | ADDITIONAL FEATURES | GAS RACK TO LANCE,CU SMELTERCIP LANCE NATURAL GAS SYSTEM | [37 empty] | Production Completed
STP_009 - Lot4 | Data Enrichment | SCS | OK | 2023-07-21 | 07-08-2023 |  | 1233176 | 1233176 | EA | HOSE,ASSY;MTL, COMBI,STAINLESS STEEL 316 |  |  | HOSE,ASSEMBLY;METAL, COMBI,CORE MATERIAL:STAINLESS STEEL 316,ADDITIONAL FEATURES EN:DN 20 ANSI B16 5 CLASS 150 FLANGE, INNER HOSE ID 19-3/4IN, OUTER HO,SE ID 32 1-1/4IN SAGRA,DN20 MALE THRDED UNION-BSP COPPER SEAT,MNFR:01)PIRTEK,PTNO:01)SS1-20-AF2-AF3-1150 | 01)PIRTEK,01)SS1-20-AF2-AF3-1150,EN_01)METAL, COMBI,STAINLESS STEEL 316,01)DN 20 ANSI B16 5 CLASS 150,02)SE ID 32 1-1/4IN SAGRA,DN20 |  |  | PIRTEK ISA FLUID CONNECTIONS PTY LT | PIRTEK | SS1-20-AF2-AF3-1150 | [5 empty] | https://hoseflex.com/wp-content/uploads/2015/06/02.-Stainless-Steel-Hose.pdf | https://hoseflex.com/wp-content/uploads/2014/07/Rubber-Composite-Hose-Ducting.pdf | [9 empty] | Enriched | 40141764 Hose assembly | HOSE | ASSEMBLY | TYPE | METAL, COMBI | INSIDE DIAMETER | 3/4 IN | OUTSIDE DIAMETER | 1-1/4 IN | LENGTH |  | CORE MATERIAL | STAINLESS STEEL 304/316 | CONNECTION 1 | DN 20 MALE THRDED UNION BSP | CONNECTION 2 | FIXED 150 LB FLANGE | FITTING MATERIAL |  | COVER MATERIAL |  | PRESSURE RATING | 6400 KPA | BURST PRESSURE RATING | 25600 KPA | TEMPERATURE RATING | -276 TO 700 DEG C | REINFORCEMENT MATERIAL | STAINLESS STEEL 304/316 CONVOLUTED | BEND RADIUS | 170 MM | COLOUR |  | HAZARD CLASS |  | CERTIFICATION/STANDARD | ISO 10380:2012, ANSI B16 5 | ADDITIONAL FEATURES | SAGRA, COPPER SEAT | [37 empty] | Production Completed
STP_009 - Lot4 | Data Enrichment | SCS | OK | 2023-07-21 | 07-08-2023 |  | 1347785 | 1347785 | EA | HOSE,ASSY;MTL, D,ID 25 MM,CAMLOCK FEMALE |  |  | HOSE,ASSEMBLY;METAL, D,INSIDE DIAMETER:25 MM,CONNECTION 1:CAMLOCK FEMALE,REINFORCEMENT MATERIAL:STAINLESS STEEL 316 CONVOLUTED BRAIDED,ADDITIONAL FEATURES EN:C/W ATTACHED BAND STAMPED ISAHOSE 4010, SEE EXTENDED DESCRIPTION C/,W 1 X 25MM F MINQUIP FITTING, MNFR:01)PIRTEK,PTNO:01)MIMSF1-1X4000 | 01)PIRTEK,01)MIMSF1-1X4000,EN_01)METAL, D,25 MM,EN_01)CAMLOCK FEMALE,EN_01)STAINLESS STEEL 316 CONV,01)C/W ATTACHED BAND STAMPED I,02)W 1 X 25MM F MINQUIP FITTIN |  |  | PIRTEK ISA FLUID CONNECTIONS PTY LT | PIRTEK | MIMSF1-1X4000 | [5 empty] | Url Not Found | [9 empty] | SEE EXTENDED DESCRIPTION | Cleansed | 40141764 Hose assembly | HOSE | ASSEMBLY | TYPE | METAL | INSIDE DIAMETER | 25 MM | OUTSIDE DIAMETER |  | LENGTH |  | CORE MATERIAL |  | CONNECTION 1 | FEMALE CAMLOCK | CONNECTION 2 |  | FITTING MATERIAL |  | COVER MATERIAL |  | PRESSURE RATING |  | BURST PRESSURE RATING |  | TEMPERATURE RATING |  | REINFORCEMENT MATERIAL | STAINLESS STEEL 316 CONVOLUTED BRAIDED | BEND RADIUS |  | COLOUR |  | HAZARD CLASS |  | CERTIFICATION/STANDARD |  | ADDITIONAL FEATURES | D, C/W ATTACHED BAND STAMPED ISA HOSE 4010 | [37 empty] | Production Completed
STP_009 - Lot4 | Data Enrichment | SCS | OK | 2023-07-21 | 07-08-2023 |  | 1233165 | 1233165 | EA | HOSE,ASSY;MTL, DRIFTER,ID 1/2 IN,ENZED |  |  | HOSE,ASSEMBLY;METAL, DRIFTER,INSIDE DIAMETER:1/2 IN,LENGTH:1.9 M,ADDITIONAL FEATURES EN:C28PS,JF1-1208JFITTINGS,DASH 08,MNFR:01) ENZED,PTNO:01)1/2 -R4-1900 | 01)ENZED,01)1/2 -R4-1900,EN_01)METAL, DRIFTER,1/2 IN,1.9 M,01)C28PS,JF1-1208JFITTINGS,DAS |  |  | ENZED | PIRTEK | C28PS/JF1-1208J |  | ENZED | 1/2-R4-1900 |  |  | https://www.pirtek.com.au/-/media/feature/products/sect-b-hydraulic-hoses-rev-q-hyperlinkedcolour.pdf | https://www.pirtek.com.au/-/media/feature/products/sect-c-hose-fittings---rev-n.pdf | [9 empty] | Enriched | 40141764 Hose assembly | HOSE | ASSEMBLY | TYPE | METAL, DRIFTER | INSIDE DIAMETER | 1/2 IN | OUTSIDE DIAMETER | 23 MM | LENGTH | 1.9 M | CORE MATERIAL | SYNTHETIC RUBBER | CONNECTION 1 | JIC FEMALE STRAIGHT | CONNECTION 2 | JIC FEMALE STRAIGHT | FITTING MATERIAL |  | COVER MATERIAL | SYNTHETIC RUBBER | PRESSURE RATING | 280 BAR | BURST PRESSURE RATING | 1120 BAR | TEMPERATURE RATING | -40 TO 100 DEG C | REINFORCEMENT MATERIAL | 4 PLY SPIRAL STEEL WIRE BRAID | BEND RADIUS | 110 MM | COLOUR | BLACK | HAZARD CLASS |  | CERTIFICATION/STANDARD | SAE J 517 (100 R12) | ADDITIONAL FEATURES | DASH SIZE: 08 | [37 empty] | Production Completed
STP_009 - Lot4 | Data Enrichment | SCS | OK | 2023-07-21 | 07-08-2023 |  | 1233166 | 1233166 | EA | HOSE,ASSY;MTL, DRIFTER,ID 3/4 IN,DASH 12 |  |  | HOSE,ASSEMBLY;METAL, DRIFTER,INSIDE DIAMETER:3/4 IN,LENGTH:1.9 M,ADDITIONAL FEATURES EN:DASH 12,MNFR:01)ENZED,PTNO:01)3/4R4 1900 | 01)ENZED,01)3/4R4 1900,EN_01)METAL, DRIFTER,3/4 IN,1.9 M,01)DASH 12 |  |  | Enzed Mount Isa(RKM Investments) | ENZED | 3/4R4-1900 | [5 empty] | Url Not Found | [10 empty] | Cleansed | 40141764 Hose assembly | HOSE | ASSEMBLY | TYPE | METAL, DRIFTER | INSIDE DIAMETER | 3/4 IN | OUTSIDE DIAMETER |  | LENGTH | 1.9 M | CORE MATERIAL |  | CONNECTION 1 |  | CONNECTION 2 |  | FITTING MATERIAL |  | COVER MATERIAL |  | PRESSURE RATING |  | BURST PRESSURE RATING |  | TEMPERATURE RATING |  | REINFORCEMENT MATERIAL |  | BEND RADIUS |  | COLOUR |  | HAZARD CLASS |  | CERTIFICATION/STANDARD |  | ADDITIONAL FEATURES | DASH SIZE: 12 | [37 empty] | Production Completed
STP_009 - Lot4 | Data Enrichment | SCS | OK | 2023-07-21 | 07-08-2023 |  | 1347786 | 1347786 | EA | HOSE,ASSY;MTL, E,MINSUP DIA 25 MM,PIRTEK |  |  | HOSE,ASSEMBLY;METAL, E,CONNECTION 1:CAMLOCK FEMALE DIA 40 MM,CONNECTION 2:MINSUP DIA 25 MM,REINFORCEMENT MATERIAL:STAINLESS STEEL 316 CONVOLUTED BRAIDED,ADDITIONAL FEATURES EN:C/W ATTACHED BAND STAMPED, SEE EXTENDED DESCRIPTION C/W 1 X 25MM F,MINQUIP FITTING, MNFR:01)PIRTEK,PTNO:01)4011,MNFR:02)ISAHOSE,PTNO:02)MIMSF1-1-1/2X4000 | 01)PIRTEK,02)ISAHOSE,01)4011,02)MIMSF1-1-1/2X4000,EN_01)METAL, E,EN_01)CAMLOCK FEMALE DIA 40 MM,EN_01)MINSUP DIA 25 MM,EN_01)STAINLESS STEEL 316 CONV,01)C/W ATTACHED BAND STAMPED,02)MINQUIP FITTING |  |  | ISAHOSE | PIRTEK | MIMSF1-1-1/2X4000 | [5 empty] | Url Not Found | [9 empty] | SEE EXTENDED DESCRIPTION | Cleansed | 40141764 Hose assembly | HOSE | ASSEMBLY | TYPE | METAL | INSIDE DIAMETER | 25 MM | OUTSIDE DIAMETER |  | LENGTH |  | CORE MATERIAL |  | CONNECTION 1 | 40 MM FEMALE CAMLOCK | CONNECTION 2 | 25 MM MINSUP | FITTING MATERIAL |  | COVER MATERIAL |  | PRESSURE RATING |  | BURST PRESSURE RATING |  | TEMPERATURE RATING |  | REINFORCEMENT MATERIAL | STAINLESS STEEL 316 CONVOLUTED BRAIDED | BEND RADIUS |  | COLOUR |  | HAZARD CLASS |  | CERTIFICATION/STANDARD |  | ADDITIONAL FEATURES | E, C/W ATTACHED BAND STAMPED ISA HOSE 4011 | [37 empty] | Production Completed
STP_009 - Lot4 | Data Enrichment | SCS | OK | 2023-07-21 | 07-08-2023 |  | 1321199 | 1321199 | EA | HOSE,ASSY;MTL, FLEXIBLE,ID 20 MM,SS |  |  | HOSE,ASSEMBLY;METAL, FLEXIBLE,INSIDE DIAMETER:20 MM,LENGTH:1.5 M,CONNECTION 1:CAMLOCK FEMALE,CONNECTION 2:CAMLOCK FEMALE,FITTING MATERIAL:STAINLESS STEEL,REINFORCEMENT MATERIAL:STAINLESS STEEL CONVOLUTED,ADDITIONAL FEATURES EN:CIP UPPER THROAT DOOR,MNFR:01) PIRTEK,PTNO:01)CT-Q155392 | 01)PIRTEK,01)CT-Q155392,EN_01)METAL, FLEXIBLE,20 MM,1.5 M,EN_01)CAMLOCK FEMALE,EN_01)CAMLOCK FEMALE,EN_01)STAINLESS STEEL,EN_01)STAINLESS STEEL CONVOLUT,01)CIP UPPER THROAT DOOR |  |  | PIRTEK | PIRTEK | CT-Q155392 | [5 empty] | Url Not Found | [10 empty] | Cleansed | 40141764 Hose assembly | HOSE | ASSEMBLY | TYPE | METAL, FLEXIBLE | INSIDE DIAMETER | 20 MM | OUTSIDE DIAMETER |  | LENGTH | 1.5 M | CORE MATERIAL |  | CONNECTION 1 | FEMALE CAMLOCK | CONNECTION 2 | FEMALE CAMLOCK | FITTING MATERIAL | STAINLESS STEEL | COVER MATERIAL |  | PRESSURE RATING |  | BURST PRESSURE RATING |  | TEMPERATURE RATING |  | REINFORCEMENT MATERIAL | STAINLESS STEEL CONVOLUTED BRAIDED | BEND RADIUS |  | COLOUR |  | HAZARD CLASS |  | CERTIFICATION/STANDARD |  | ADDITIONAL FEATURES | CIP UPPER THROAT DOOR | [37 empty] | Production Completed
STP_009 - Lot4 | Data Enrichment | SCS | OK | 2023-07-21 | 07-08-2023 |  | 1233143 | 1233143 | EA | HOSE;MINE,ID 102 MM,LG 914 MM,ALFAGO |  |  | HOSE;TYPE:MINE,INSIDE DIAMETER:102 MM,LENGTH:914 MM,MATERIAL:WIRE REINFORCED,MNFR:01)ALFAGO,PTNO:01)AIXS46003H-00011 | EN_01)MINE,102 MM,914 MM,EN_01)WIRE REINFORCED,01)ALFAGO,01)AIXS46003H-00011 |  |  | ALFAGO | ALFAGO | AIXS46003H-00011 | [5 empty] | Url Not Found | [10 empty] | Cleansed | 40142013 Mining hose | HOSE | No Modifier | TYPE | MINING | INSIDE DIAMETER | 102 MM | OUTSIDE DIAMETER |  | LENGTH | 914 MM | MATERIAL | WIRE REINFORCED | MATERIAL SPECIFICATION |  | HAZARD CLASS |  | CERTIFICATION/STANDARD |  | ADDITIONAL FEATURES | [56 empty] | Production Completed
STP_009 - Lot4 | Data Enrichment | SCS | OK | 2023-07-21 | 07-08-2023 |  | 1233140 | 1233140 | EA | HOSE;MINE,ID 152 MM,LG 1.2 M,00 KPA |  |  | HOSE;TYPE:MINE,INSIDE DIAMETER:152 MM,LENGTH:1.2 M,MATERIAL:WIRE REINFORCED,ADDITIONAL FEATURES EN:MATERIALS HANDLING TYPE, WITH INTEGRAL FLANGES TO BS TABLE-E, W.P 7,00 KPA,MNFR:01)ALFAGO,PTNO:01)AIXS46003H-00016 | EN_01)MINE,152 MM,1.2 M,EN_01)WIRE REINFORCED,01)MATERIALS HANDLING TYPE, WI,02)00 KPA,01)ALFAGO,01)AIXS46003H-00016 |  |  | ALFAGO | ALFAGO | AIXS46003H-00016 | [5 empty] | Url Not Found | [10 empty] | Cleansed | 40141764 Hose assembly | HOSE | ASSEMBLY | TYPE | MINING | INSIDE DIAMETER | 152 MM | OUTSIDE DIAMETER |  | LENGTH | 1.2 M | CORE MATERIAL |  | CONNECTION 1 | FLANGE BS TABLE E | CONNECTION 2 | FLANGE BS TABLE E | FITTING MATERIAL |  | COVER MATERIAL |  | PRESSURE RATING | 700 KPA | BURST PRESSURE RATING |  | TEMPERATURE RATING |  | REINFORCEMENT MATERIAL | WIRE | BEND RADIUS |  | COLOUR |  | HAZARD CLASS |  | CERTIFICATION/STANDARD |  | ADDITIONAL FEATURES | INTEGRAL,MATERIALS HANDLING | [37 empty] | Production Completed
STP_009 - Lot4 | Data Enrichment | SCS | OK | 2023-07-21 | 07-08-2023 |  | 1301152 | 1301152 | EA | HOSE;MINE,ID 152 MM,LG 1.5 M,00 KPA |  |  | HOSE;TYPE:MINE,INSIDE DIAMETER:152 MM,LENGTH:1.5 M,MATERIAL:WIRE REINFORCED,ADDITIONAL FEATURES EN:MATERIALS HANDLING TYPE, WITH INTEGRAL FLANGES TO BS TABLE-E, W.P 7,00 KPA,MNFR:01)ALFAGO,PTNO:01)AIXS46003H-00017 | EN_01)MINE,152 MM,1.5 M,EN_01)WIRE REINFORCED,01)MATERIALS HANDLING TYPE, WI,02)00 KPA,01)ALFAGO,01)AIXS46003H-00017 |  |  | ALFAGO | ALFAGO | AIXS46003H-00017 | [5 empty] | Url Not Found | [10 empty] | Cleansed | 40141764 Hose assembly | HOSE | ASSEMBLY | TYPE | MINING | INSIDE DIAMETER | 152 MM | OUTSIDE DIAMETER |  | LENGTH | 1.5 M | CORE MATERIAL |  | CONNECTION 1 | FLANGE BS TABLE E | CONNECTION 2 | FLANGE BS TABLE E | FITTING MATERIAL |  | COVER MATERIAL |  | PRESSURE RATING | 700 KPA | BURST PRESSURE RATING |  | TEMPERATURE RATING |  | REINFORCEMENT MATERIAL | WIRE | BEND RADIUS |  | COLOUR |  | HAZARD CLASS |  | CERTIFICATION/STANDARD |  | ADDITIONAL FEATURES | INTEGRAL,MATERIALS HANDLING | [37 empty] | Production Completed
STP_009 - Lot4 | Data Enrichment | SCS | OK | 2023-07-21 | 07-08-2023 |  | 1301150 | 1301150 | EA | HOSE;MINE,ID 152 MM,LG 1.7 M,ALFAGO |  |  | HOSE;TYPE:MINE,INSIDE DIAMETER:152 MM,LENGTH:1.7 M,MATERIAL:WIRE REINFORCED,ADDITIONAL FEATURES EN:INTEGRAL FLANGES TO TABLE-D, WORKING PRESSURE: 520KPA,MNFR:01)ALFAGO,PTNO:01)AIXS46003H-00039 | EN_01)MINE,152 MM,1.7 M,EN_01)WIRE REINFORCED,01)INTEGRAL FLANGES TO TABLE-D,01)ALFAGO,01)AIXS46003H-00039 |  |  | ALFAGO | ALFAGO | AIXS46003H-00039 | [5 empty] | Url Not Found | [10 empty] | Cleansed | 40141764 Hose assembly | HOSE | ASSEMBLY | TYPE | MINING | INSIDE DIAMETER | 152 MM | OUTSIDE DIAMETER |  | LENGTH | 1.7 M | CORE MATERIAL |  | CONNECTION 1 | FLANGE TABLE D | CONNECTION 2 | FLANGE TABLE D | FITTING MATERIAL |  | COVER MATERIAL |  | PRESSURE RATING | 520 KPA | BURST PRESSURE RATING |  | TEMPERATURE RATING |  | REINFORCEMENT MATERIAL | WIRE | BEND RADIUS |  | COLOUR |  | HAZARD CLASS |  | CERTIFICATION/STANDARD |  | ADDITIONAL FEATURES | INTEGRAL | [37 empty] | Production Completed
STP_009 - Lot4 | Data Enrichment | SCS | OK | 2023-07-21 | 07-08-2023 |  | 1233139 | 1233139 | EA | HOSE;MINE,ID 152 MM,LG 1.8 M,00 KPA |  |  | HOSE;TYPE:MINE,INSIDE DIAMETER:152 MM,LENGTH:1.8 M,MATERIAL:WIRE REINFORCED,ADDITIONAL FEATURES EN:MATERIALS HANDLING TYPE, WITH INTEGRAL FLANGES TO BS TABLE-E, W.P 7,00 KPA,MNFR:01)ALFAGO,PTNO:01)AIXS46003H-00018 | EN_01)MINE,152 MM,1.8 M,EN_01)WIRE REINFORCED,01)MATERIALS HANDLING TYPE, WI,02)00 KPA,01)ALFAGO,01)AIXS46003H-00018 |  |  | ALFAGO | ALFAGO | AIXS46003H-00018 | [5 empty] | Url Not Found | [10 empty] | Cleansed | 40141764 Hose assembly | HOSE | ASSEMBLY | TYPE | MINING | INSIDE DIAMETER | 152 MM | OUTSIDE DIAMETER |  | LENGTH | 1.8 M | CORE MATERIAL |  | CONNECTION 1 | FLANGE BS TABLE E | CONNECTION 2 | FLANGE BS TABLE E | FITTING MATERIAL |  | COVER MATERIAL |  | PRESSURE RATING | 700 KPA | BURST PRESSURE RATING |  | TEMPERATURE RATING |  | REINFORCEMENT MATERIAL | WIRE | BEND RADIUS |  | COLOUR |  | HAZARD CLASS |  | CERTIFICATION/STANDARD |  | ADDITIONAL FEATURES | INTEGRAL,MATERIALS HANDLING | [37 empty] | Production Completed
STP_009 - Lot4 | Data Enrichment | SCS | OK | 2023-07-21 | 07-08-2023 |  | 1301151 | 1301151 | EA | HOSE;MINE,ID 152 MM,LG 3 M,ALFAGO |  |  | HOSE;TYPE:MINE,INSIDE DIAMETER:152 MM,LENGTH:3 M,MATERIAL:WIRE REINFORCED,MNFR:01)ALFAGO,PTNO:01)AIXS46003H-00003 | EN_01)MINE,152 MM,3 M,EN_01)WIRE REINFORCED,01)ALFAGO,01)AIXS46003H-00003 |  |  | ALFAGO | ALFAGO | AIXS46003H-00003 | [5 empty] | Url Not Found | [10 empty] | Cleansed | 40142013 Mining hose | HOSE | No Modifier | TYPE | MINING | INSIDE DIAMETER | 152 MM | OUTSIDE DIAMETER |  | LENGTH | 3 M | MATERIAL | WIRE REINFORCED | MATERIAL SPECIFICATION |  | HAZARD CLASS |  | CERTIFICATION/STANDARD |  | ADDITIONAL FEATURES | [56 empty] | Production Completed
STP_009 - Lot4 | Data Enrichment | SCS | OK | 2023-07-21 | 07-08-2023 |  | 1358920 | 1358920 | EA | HOSE;MINE,ID 152 MM,LG 4 M,ALFAGO |  |  | HOSE;TYPE:MINE,INSIDE DIAMETER:152 MM,LENGTH:4 M,MATERIAL:WIRE REINFORCED,ADDITIONAL FEATURES EN:INTEGRAL FLANGES TO TABLE-D, WORKING PRESSURE: 520 KPA,MNFR:01)ALFAGO,PTNO:01)AIXS46003H-00022 | EN_01)MINE,152 MM,4 M,EN_01)WIRE REINFORCED,01)INTEGRAL FLANGES TO TABLE-D,01)ALFAGO,01)AIXS46003H-00022 |  |  | ALFAGO | ALFAGO | AIXS46003H-00022 | [5 empty] | Url Not Found | [10 empty] | Cleansed | 40141764 Hose assembly | HOSE | ASSEMBLY | TYPE | MINING | INSIDE DIAMETER | 152 MM | OUTSIDE DIAMETER |  | LENGTH | 4 M | CORE MATERIAL |  | CONNECTION 1 | FLANGE TABLE D | CONNECTION 2 | FLANGE TABLE D | FITTING MATERIAL |  | COVER MATERIAL |  | PRESSURE RATING | 520 KPA | BURST PRESSURE RATING |  | TEMPERATURE RATING |  | REINFORCEMENT MATERIAL | WIRE | BEND RADIUS |  | COLOUR |  | HAZARD CLASS |  | CERTIFICATION/STANDARD |  | ADDITIONAL FEATURES | INTEGRAL | [37 empty] | Production Completed
STP_009 - Lot4 | Data Enrichment | SCS | OK | 2023-07-21 | 07-08-2023 |  | 1292257 | 1292257 | EA | HOSE;MINE,ID 152 MM,LG 6 M,ALFAGO |  |  | HOSE;TYPE:MINE,INSIDE DIAMETER:152 MM,LENGTH:6 M,MNFR:01)ALFAGO,PTNO:01)706AA152-6A | EN_01)MINE,152 MM,6 M,01)ALFAGO,01)706AA152-6A |  |  | ALFAGO | ALFAGO | 706AA152-6A | [5 empty] | Url Not Found | [10 empty] | Cleansed | 40142013 Mining hose | HOSE | No Modifier | TYPE | MINING | INSIDE DIAMETER | 152 MM | OUTSIDE DIAMETER |  | LENGTH | 6 M | MATERIAL |  | MATERIAL SPECIFICATION |  | HAZARD CLASS |  | CERTIFICATION/STANDARD |  | ADDITIONAL FEATURES | [56 empty] | Production Completed
STP_009 - Lot4 | Data Enrichment | SCS | OK | 2023-07-21 | 07-08-2023 |  | 1318822 | 1318822 | EA | HOSE;MINE,ID 152 MM,LG 900 MM,ALFAGO |  |  | HOSE;TYPE:MINE,INSIDE DIAMETER:152 MM,LENGTH:900 MM,MATERIAL:WIRE REINFORCED,ADDITIONAL FEATURES EN:MATERIALS HANDLING TYPE, INTEGRAL FLANGES TO TABLE E, 700 KPA WP,MNFR:01)ALFAGO,PTNO:01)AIXS46003H-00002 | EN_01)MINE,152 MM,900 MM,EN_01)WIRE REINFORCED,01)MATERIALS HANDLING TYPE, IN,01)ALFAGO,01)AIXS46003H-00002 |  |  | ALFAGO | ALFAGO | AIXS46003H-00002 | [5 empty] | Url Not Found | [10 empty] | Cleansed | 40141764 Hose assembly | HOSE | ASSEMBLY | TYPE | MINING | INSIDE DIAMETER | 152 MM | OUTSIDE DIAMETER |  | LENGTH | 900 MM | CORE MATERIAL |  | CONNECTION 1 | FLANGE TABLE E | CONNECTION 2 | FLANGE TABLE E | FITTING MATERIAL |  | COVER MATERIAL |  | PRESSURE RATING | 700 KPA | BURST PRESSURE RATING |  | TEMPERATURE RATING |  | REINFORCEMENT MATERIAL | WIRE | BEND RADIUS |  | COLOUR |  | HAZARD CLASS |  | CERTIFICATION/STANDARD |  | ADDITIONAL FEATURES | INTEGRAL,MATERIALS HANDLING | [37 empty] | Production Completed
STP_009 - Lot4 | Data Enrichment | SCS | OK | 2023-07-21 | 07-08-2023 |  | 1318035 | 1318035 | EA | HOSE;MINE,ID 203 MM,LG 2 M,ALFAGO |  |  | HOSE;TYPE:MINE,INSIDE DIAMETER:203 MM,LENGTH:2 M,MATERIAL:WIRE REINFORCED,ADDITIONAL FEATURES EN:INTEGRAL FLANGES TO TABLE-D WORKING PRESSURE: 520 KPA,MNFR:01)ALFAGO,PTNO:01)AIXS46003H?00005 | EN_01)MINE,203 MM,2 M,EN_01)WIRE REINFORCED,01)INTEGRAL FLANGES TO TABLE-D,01)ALFAGO,01)AIXS46003H?00005 |  |  | ALFAGO | ALFAGO | AIXS46003H-00005 | [5 empty] | Url Not Found | [10 empty] | Cleansed | 40141764 Hose assembly | HOSE | ASSEMBLY | TYPE | MINING | INSIDE DIAMETER | 203 MM | OUTSIDE DIAMETER |  | LENGTH | 2 M | CORE MATERIAL |  | CONNECTION 1 | FLANGE TABLE D | CONNECTION 2 | FLANGE TABLE D | FITTING MATERIAL |  | COVER MATERIAL |  | PRESSURE RATING | 520 KPA | BURST PRESSURE RATING |  | TEMPERATURE RATING |  | REINFORCEMENT MATERIAL | WIRE | BEND RADIUS |  | COLOUR |  | HAZARD CLASS |  | CERTIFICATION/STANDARD |  | ADDITIONAL FEATURES | INTEGRAL | [37 empty] | Production Completed
STP_009 - Lot4 | Data Enrichment | SCS | OK | 2023-07-21 | 07-08-2023 |  | 1232208 | 1232208 | EA | HOSE;MINE,ID 203 MM,LG 4.572 M,MATL |  |  | HOSE;TYPE:MINE,INSIDE DIAMETER:203 MM,LENGTH:4.572 M,ADDITIONAL FEATURES EN:MATERIAL,MNFR:01)ALFAGO,PTNO:01)AIXS4603H-00033 | EN_01)MINE,203 MM,4.572 M,01)MATERIAL,01)ALFAGO,01)AIXS4603H-00033 |  |  | ALFAGO | ALFAGO | AIXS4603H-00033 | [5 empty] | Url Not Found | [10 empty] | Cleansed | 40142013 Mining hose | HOSE | No Modifier | TYPE | MINING | INSIDE DIAMETER | 203 MM | OUTSIDE DIAMETER |  | LENGTH | 4.572 M | MATERIAL |  | MATERIAL SPECIFICATION |  | HAZARD CLASS |  | CERTIFICATION/STANDARD |  | ADDITIONAL FEATURES | [56 empty] | Production Completed
STP_009 - Lot4 | Data Enrichment | SCS | OK | 2023-07-21 | 07-08-2023 |  | 1233138 | 1233138 | EA | HOSE;MINE,ID 203 MM,LG 6 M,ALFAGO |  |  | HOSE;TYPE:MINE,INSIDE DIAMETER:203 MM,LENGTH:6 M,MATERIAL:WIRE REINFORCED,ADDITIONAL FEATURES EN:SPLIT-MUFF COUPLING ENDS C/W BUNGS, 520 KPA WP,MNFR:01)ALFAGO,PTNO:01)AIXS46003H-00035 | EN_01)MINE,203 MM,6 M,EN_01)WIRE REINFORCED,01)SPLIT-MUFF COUPLING ENDS C/,01)ALFAGO,01)AIXS46003H-00035 |  |  | ALFAGO | ALFAGO | AIXS46003H-00035 | [5 empty] | Url Not Found | [10 empty] | Cleansed | 40141764 Hose assembly | HOSE | ASSEMBLY | TYPE | MINING | INSIDE DIAMETER | 203 MM | OUTSIDE DIAMETER |  | LENGTH | 6 M | CORE MATERIAL |  | CONNECTION 1 | SPLIT-MUFF COUPLING | CONNECTION 2 | SPLIT-MUFF COUPLING | FITTING MATERIAL |  | COVER MATERIAL |  | PRESSURE RATING | 520 KPA | BURST PRESSURE RATING |  | TEMPERATURE RATING |  | REINFORCEMENT MATERIAL | WIRE | BEND RADIUS |  | COLOUR |  | HAZARD CLASS |  | CERTIFICATION/STANDARD |  | ADDITIONAL FEATURES | C/W BUNGS | [37 empty] | Production Completed
STP_009 - Lot4 | Data Enrichment | SCS | OK | 2023-07-21 | 07-08-2023 |  | 1292256 | 1292256 | EA | HOSE;MINE,ID 254 MM,LG 6 M,ALFAGO |  |  | HOSE;TYPE:MINE,INSIDE DIAMETER:254 MM,LENGTH:6 M,MNFR:01)ALFAGO,PTNO:01)706AA254-6A | EN_01)MINE,254 MM,6 M,01)ALFAGO,01)706AA254-6A |  |  | ALFAGO | ALFAGO | 706AA254-6A | [5 empty] | Url Not Found | [10 empty] | Cleansed | 40142013 Mining hose | HOSE | No Modifier | TYPE | MINING | INSIDE DIAMETER | 254 MM | OUTSIDE DIAMETER |  | LENGTH | 6 M | MATERIAL |  | MATERIAL SPECIFICATION |  | HAZARD CLASS |  | CERTIFICATION/STANDARD |  | ADDITIONAL FEATURES | [56 empty] | Production Completed
STP_009 - Lot4 | Data Enrichment | SCS | OK | 2023-07-21 | 07-08-2023 |  | 1292255 | 1292255 | EA | HOSE;MINE,ID 305 MM,LG 6 M,ALFAGO |  |  | HOSE;TYPE:MINE,INSIDE DIAMETER:305 MM,LENGTH:6 M,MNFR:01)ALFAGO,PTNO:01)706AA300-6A | EN_01)MINE,305 MM,6 M,01)ALFAGO,01)706AA300-6A |  |  | ALFAGO | ALFAGO | 706AA300-6A | [5 empty] | Url Not Found | [10 empty] | Cleansed | 40142013 Mining hose | HOSE | No Modifier | TYPE | MINING | INSIDE DIAMETER | 305 MM | OUTSIDE DIAMETER |  | LENGTH | 6 M | MATERIAL |  | MATERIAL SPECIFICATION |  | HAZARD CLASS |  | CERTIFICATION/STANDARD |  | ADDITIONAL FEATURES | [56 empty] | Production Completed
STP_009 - Lot4 | Data Enrichment | SCS | OK | 2023-07-21 | 07-08-2023 |  | 1347304 | 1347304 | EA | HOSE;MINE,ID NB 125,LG 1.755 M,REL |  |  | HOSE;TYPE:MINE,INSIDE DIAMETER:NB 125,LENGTH:1.755 M,ADDITIONAL FEATURES EN:150 PSI W/P, 6 MM WALL, BEADED TABLE E, S/S 316 ENDS, BUY OUT, MAND,REL,MNFR:01)ALFAGO,PTNO:01)PFT ALF 182/1 | EN_01)MINE,NB 125,1.755 M,01)150 PSI W/P, 6 MM WALL, BEA,02)REL,01)ALFAGO,01)PFT ALF 182/1 |  |  | ALFAGO | ALFAGO | PFT ALF 182/1 | [5 empty] | Url Not Found | [9 empty] | BUY OUT,MANDR,EL | Cleansed | 40141764 Hose assembly | HOSE | ASSEMBLY | TYPE | MINING | INSIDE DIAMETER | NB 125 | OUTSIDE DIAMETER |  | LENGTH | 1.755 M | CORE MATERIAL |  | CONNECTION 1 | BEADED TABLE E | CONNECTION 2 | BEADED TABLE E | FITTING MATERIAL | STAINLESS STEEL 316 | COVER MATERIAL |  | PRESSURE RATING | 150 PSI | BURST PRESSURE RATING |  | TEMPERATURE RATING |  | REINFORCEMENT MATERIAL |  | BEND RADIUS |  | COLOUR |  | HAZARD CLASS |  | CERTIFICATION/STANDARD |  | ADDITIONAL FEATURES | WALL THICKNESS: 6 MM | [37 empty] | Production Completed
STP_009 - Lot4 | Data Enrichment | SCS | OK | 2023-07-21 | 07-08-2023 |  | 1318893 | 1318893 | EA | HOSE;MINE,ID NB 200,LG 1.4 M,EL,ALFAGO |  |  | HOSE;TYPE:MINE,INSIDE DIAMETER:NB 200,LENGTH:1.4 M,ADDITIONAL FEATURES EN:150 PSI W/P, 6MM WALL, BEADED TABLE E, S/S 316 ENDS, BUY OUT, MANDR,EL,MNFR:01)ALFAGO,PTNO:01)AIXS 46 003H-00007 | EN_01)MINE,NB 200,1.4 M,01)150 PSI W/P, 6MM WALL, BEAD,02)EL,01)ALFAGO,01)AIXS 46 003H-00007 |  |  | ALFAGO | ALFAGO | AIXS46003H-00007 | [5 empty] | Url Not Found | [9 empty] | BUY OUT,MANDR,EL | Cleansed | 40141764 Hose assembly | HOSE | ASSEMBLY | TYPE | MINING | INSIDE DIAMETER | NB 200 | OUTSIDE DIAMETER |  | LENGTH | 1.4 M | CORE MATERIAL |  | CONNECTION 1 | BEADED TABLE E | CONNECTION 2 | BEADED TABLE E | FITTING MATERIAL | STAINLESS STEEL 316 | COVER MATERIAL |  | PRESSURE RATING | 150 PSI | BURST PRESSURE RATING |  | TEMPERATURE RATING |  | REINFORCEMENT MATERIAL |  | BEND RADIUS |  | COLOUR |  | HAZARD CLASS |  | CERTIFICATION/STANDARD |  | ADDITIONAL FEATURES | WALL THICKNESS: 6 MM | [37 empty] | Production Completed
STP_009 - Lot4 | Data Enrichment | SCS | OK | 2023-07-21 | 07-08-2023 |  | 1287706 | 1287706 | EA | HOSE;MINING,ID 400 MM |  |  | HOSE;TYPE:MINING,INSIDE DIAMETER:400 MM,MNFR:01)ALFAGO,PTNO:01)SP05C | EN_01)MINING,400 MM,01)ALFAGO,01)SP05C |  |  | ALFAGO | ALFAGO | SP05C | [5 empty] | Url Not Found | [10 empty] | Cleansed | 40142013 Mining hose | HOSE | No Modifier | TYPE | MINING | INSIDE DIAMETER | 400 MM | OUTSIDE DIAMETER |  | LENGTH |  | MATERIAL |  | MATERIAL SPECIFICATION |  | HAZARD CLASS |  | CERTIFICATION/STANDARD |  | ADDITIONAL FEATURES | [56 empty] | Production Completed
STP_009 - Lot4 | Data Enrichment | SCS | OK | 2023-07-21 | 07-08-2023 |  | 1386059 | 1386059 | EA | HOSE;SPRY |  |  | HOSE;TYPE:SPRAY,MNFR:01)ALFAGO,PTNO:01)A151025-GENERIC | EN_01)SPRAY,01)ALFAGO,01)A151025-GENERIC |  |  | ALFAGO | ALFAGO | A151025 | [5 empty] | Url Not Found | [9 empty] | GENERIC | Cleansed | 40142018 Spray hose | HOSE | No Modifier | TYPE | SPRAY | INSIDE DIAMETER |  | OUTSIDE DIAMETER |  | LENGTH |  | MATERIAL |  | MATERIAL SPECIFICATION |  | HAZARD CLASS |  | CERTIFICATION/STANDARD |  | ADDITIONAL FEATURES | [56 empty] | Production Completed