## Sheet1
Project | Activities | Production User | Production Comments | Start Date | End Date | Remarks | Griha ID | MATNR | MEINS | MAKTX_EN | MAKTX_ES | MAKTX_FR | TEXT_EN | Class_Char_Catted | MFRPN | MFRNR | MFRNR DES | MNFR | PTNO | Verified MNFR from web | MNFR 1 | PTNO 1 | MNFR 2 | PTNO 2 | Reference URL | Reference URL1 | Item Number | Equipment Type | Equipment Manufacturer | Equipment Model | Equipment Serial | DWG | DRAWING VERSION | POS/TAG | Unused Text | Enriched/Cleansed | UNSPSC Ver.23.07 | Noun | Modifier | Attribute Name 1 | Attribute Value 1 | Attribute Name 2 | Attribute Value 2 | Attribute Name 3 | Attribute Value 3 | Attribute Name 4 | Attribute Value 4 | Attribute Name 5 | Attribute Value 5 | Attribute Name 6 | Attribute Value 6 | Attribute Name 7 | Attribute Value 7 | Attribute Name 8 | Attribute Value 8 | Attribute Name 9 | Attribute Value 9 | Attribute Name 10 | Attribute Value 10 | Attribute Name 11 | Attribute Value 11 | Attribute Name 12 | Attribute Value 12 | Attribute Name 13 | Attribute Value 13 | Attribute Name 14 | Attribute Value 14 | Attribute Name 15 | Attribute Value 15 | Attribute Name 16 | Attribute Value 16 | Attribute Name 17 | Attribute Value 17 | Attribute Name 18 | Attribute Value 18 | Attribute Name 19 | Attribute Value 19 | Attribute Name 20 | Attribute Value 20 | Attribute Name 21 | Attribute Value 21 | Attribute Name 22 | Attribute Value 22 | Attribute Name 23 | Attribute Value 23 | Attribute Name 24 | Attribute Value 24 | Attribute Name 25 | Attribute Value 25 | Attribute Name 26 | Attribute Value 26 | Attribute Name 27 | Attribute Value 27 | Attribute Name 28 | Attribute Value 28 | Attribute Name 29 | Attribute Value 29 | Attribute Name 30 | Attribute Value 30 | Attribute Name 31 | Attribute Value 31 | Attribute Name 32 | Attribute Value 32 | Attribute Name 33 | Attribute Value 33 | Attribute Name 34 | Attribute Value 34 | Attribute Name 35 | Attribute Value 35 | Attribute Name 36 | Attribute Value 36 | Remaining_Information | Status
STP_009 - Lot4 | Data Enrichment | RYM | ok | 2023-07-21 | 2023-08-07 |  | 1294364 | 1294364 | BOX | DEODORANT;STERILIZER, URINAL TROUGH,TBLT |  |  | DEODORANT;TYPE:STERILIZER, URINAL TROUGH,FORM:TABLET,ADDITIONAL FEATURES EN:PINK, ENCASED PLASTIC DISC CASE, BOX = 60 TABLETS, MNFR:01)ISS,PTNO:01)BIO-TABS | STERILIZER, URINAL TROUGH,TABLET,01)PINK, ENCASED PLASTIC DISC,01)ISS,01)BIO-TABS |  |  | ISS | ISS | BIO-TABS | [5 empty] | https://www.waikatocleaningsupplies.co.nz/product/details/toilet-washroom-cleaners/bio-tabs-pink-urinal-deo-drain-main-twin-pack | [10 empty] | CLEANSED | 53131606 Deodorants | DEODORANT | No Modifier | TYPE | STERILIZER,URINAL TROUGH | FORM | TABLET | CONTAINER | 60 TABLET/BX | FRAGRANCE |  | HAZARD CLASS |  | CERTIFICATION/STANDARD |  | ADDITIONAL FEATURES | COLOR:PINK,ENCASED PLASTIC DISC CASE | [59 empty] | Production Completed
STP_009 - Lot4 | Data Enrichment | RYM | ok | 2023-07-21 | 2023-08-07 |  | 1293375 | 1293375 | DR | DEODORANT;TOILET AIR FRESHENER,LIQ |  |  | DEODORANT;TYPE:TOILET AIR FRESHENER,FORM:LIQUID,CONTAINER:DRUM 25 L,ADDITIONAL FEATURES EN:GP, ODOUR CONTROL,MNFR:01)HUGGETT,PTNO: 01)OCL25,MNFR:02)BUSHBY,PTNO:02)CM09806 | TOILET AIR FRESHENER,LIQUID,DRUM 25 L,01)GP, ODOUR CONTROL,01)HUGGETT,02)BUSHBY,01)OCL25,02)CM09806 |  |  | BUSHBY | HUGGETT | OCL25 |  | BUSHBY | CM09806 |  |  | URL NOT FOUND | [10 empty] | CLEANSED | 53131606 Deodorants | DEODORANT | No Modifier | TYPE | TOILET AIR FRESHENER,ODOUR CONTROL | FORM | LIQUID | CONTAINER | DRUM 25 L | FRAGRANCE |  | HAZARD CLASS |  | CERTIFICATION/STANDARD |  | ADDITIONAL FEATURES | GROUP | [59 empty] | Production Completed
STP_009 - Lot4 | Data Enrichment | RYM | ok | 2023-07-21 | 2023-08-07 |  | 1364710 | 1364710 | CV | DETONATOR,ELEC;1.4B,WRE LG 36 M,20000 MS |  |  | DETONATOR,ELECTRIC;CLASS:1.4B,WIRE LENGTH:36 M,DELAY TIME:20000 MS,WIRE COLOUR:BLACK/GREEN,MSDS UN NUMBER:UN 0255,TEMPERATURE RANGE:-40 TO 80 DEG C,ADDITIONAL FEATURES EN:CU, MAX SURFACE WIRE LG:2.5KM, DIGISHOT PLUS 4G,V2 BIP,24/CASE,MNFR:01)DYNO,PTNO:01) DSP42BPC120H | 1.4B,36 M,20000 MS,BLACK/GREEN,UN 0255,-40 TO 80 DEG C,01)CU, MAX SURFACE WIRE LG:2.5,01)DYNO,01)DSP42BPC120H |  |  | DYNO | DYNO | DSP42BPC120H | [5 empty] | https://www.dynonobel.com/apac/~/media/Files/Dyno/ResourceHub/Price%20Lists/Price%20List.pdf | [10 empty] | CLEANSED | 12131702 Detonators | DETONATOR | ELECTRONIC | TYPE |  | LENGTH | 36 M | WIRE COLOUR | BLACK/GREEN | TENSILE STRENGTH |  | EXPLOSIVE CHARGE WEIGHT |  | CONNECTOR COLOUR |  | SHELL SIZE |  | SHELL MATERIAL | COPPER | DELAY TIME | 20000 MS | PACKING |  | CASE SIZE |  | MSDS UN NUMBER | UN 0255 | TEMPERATURE RANGE | -40 TO 80 DEG C | HAZARD CLASS |  | CERTIFICATION/STANDARD |  | ADDITIONAL FEATURES | CLASS:1.4B,PACKAGE QUANTITY:24/CS,MAXIMUM SURFACE WIRE LENGTH:2.5 KM,SERIES:DIGISHOT PLUS 4G,V2 BIP | [41 empty] | Production Completed
STP_009 - Lot4 | Data Enrichment | RYM | ok | 2023-07-21 | 2023-08-07 |  | 1364711 | 1364711 | CV | DETONATOR,ELEC;1.4B,WRE LG 46 M,20000 MS |  |  | DETONATOR,ELECTRIC;CLASS:1.4B,WIRE LENGTH:46 M,DELAY TIME:20000 MS,WIRE COLOUR:BLACK/GREEN,MSDS UN NUMBER:UN 0255,TEMPERATURE RANGE:-40 TO 80 DEG C,ADDITIONAL FEATURES EN:CU,MAX SURFACE WIRE LG:2.5KM, DIGISHOT PLUS 4G,V2 BIP,24/CASE,MNFR:01)DYNO,PTNO:01) DSP42BPC150H | 1.4B,46 M,20000 MS,BLACK/GREEN,UN 0255,-40 TO 80 DEG C,01)CU,MAX SURFACE WIRE LG:2.5K,01)DYNO,01)DSP42BPC150H |  |  | DYNO | DYNO | DSP42BPC150H | [5 empty] | https://www.dynonobel.com/apac/~/media/Files/Dyno/ResourceHub/Price%20Lists/Price%20List.pdf | [10 empty] | CLEANSED | 12131702 Detonators | DETONATOR | ELECTRONIC | TYPE |  | LENGTH | 46 M | WIRE COLOUR | BLACK/GREEN | TENSILE STRENGTH |  | EXPLOSIVE CHARGE WEIGHT |  | CONNECTOR COLOUR |  | SHELL SIZE |  | SHELL MATERIAL | COPPER | DELAY TIME | 20000 MS | PACKING |  | CASE SIZE |  | MSDS UN NUMBER | UN 0255 | TEMPERATURE RANGE | -40 TO 80 DEG C | HAZARD CLASS |  | CERTIFICATION/STANDARD |  | ADDITIONAL FEATURES | CLASS:1.4B,PACKAGE QUANTITY:24/CS,MAXIMUM SURFACE WIRE LENGTH:2.5 KM,SERIES:DIGISHOT PLUS 4G,V2 BIP | [41 empty] | Production Completed
STP_009 - Lot4 | Data Enrichment | RYM | OK | 2023-07-21 | 2023-08-07 |  | 1296437 | 1296437 | CAR | DETONATOR,ELEC;SUPER STARTER, MS0000MS |  |  | DETONATOR,ELECTRIC;TYPE:SUPER STARTER, MS0000MS,WIRE LENGTH:24.4 M,WIRE COLOUR:RED/YELLOW,WIRE MATERIAL:HDPE, RDX AND/OR PETN IN THE BASE CHARGE,RESISTANCE:2.6 OHM,SERIES FIRING CURRENT:10 A,PACKING:CASE 10,CASE SIZE:WD 28.6 X LG 19.4 X HT 12.7 CM, TEMPERATURE RANGE:66 DEG C,HAZARD CLASS:1.4B UN 0255,ADDITIONAL FEATURES EN:80 FT,MNFR:01)DYNO,PTNO:01)ECMS0000080 | SUPER STARTER, MS0000MS,24.4 M,RED/YELLOW,HDPE, RDX AND/OR PETN IN THE B,2.6 OHM,10 A,CASE 10,WD 28.6 X LG 19.4 X HT 12.7 CM,66 DEG C,1.4B UN 0255,01)80 FT,01)DYNO,01)ECMS0000080 |  |  | DYNO | DYNO | ECMS0000080 | [5 empty] | https://www.dynonobel.com/apac/~/media/Files/Dyno/ResourceHub/Technical%20Information/Asia%20Pacific/Initiation%20Systems/Electric%20Super%20Starter.pdf | [10 empty] | CLEANSED | 12131702 Detonators | DETONATOR | ELECTRIC | TYPE | SUPER STARTER | CLASS |  | WIRE LENGTH | 24.4 M(80 FT) | DELAY TIME |  | WIRE COLOUR | RED/YELLOW | WIRE MATERIAL | HDPE | RESISTANCE | 2.6 OHM | EXPLOSIVE |  | SERIES FIRING CURRENT | 10 A | ALL FIRING IMPULSE |  | PACKING | 10/CS | CASE SIZE | 19.4 LGX28.6 WDX12.7 HT CM | MSDS UN NUMBER |  | TEMPERATURE RANGE | 66 DEG C | HAZARD CLASS | 1.4B UN 0255 | CERTIFICATION/STANDARD | AS 2187.2-2006 | ADDITIONAL FEATURES | BASE CHARGE MATERIAL:RDX/PETN,MS0000MS | [39 empty] | Production Completed
STP_009 - Lot4 | Data Enrichment | RYM | OK | 2023-07-21 | 2023-08-07 |  | 1285471 | 1285471 | EA | DETONATOR,ELEC;SUPER STARTER,RED/YELLOW |  |  | DETONATOR,ELECTRIC;TYPE:SUPER STARTER,WIRE LENGTH:24.4 M,WIRE COLOUR:RED/YELLOW,RESISTANCE:2.6 OHM,SERIES FIRING CURRENT:10 A, CASE SIZE:127 X 194 X 286 MM,TEMPERATURE RANGE:66 DEG C,HAZARD CLASS:1.4B UN 0255,CERTIFICATION/STANDARD:AS 2187.2-2006,MNFR:01) PARTS,PTNO:01)ECMS0000080 | SUPER STARTER,24.4 M,RED/YELLOW,2.6 OHM,10 A,127 X 194 X 286 MM,66 DEG C,1.4B UN 0255,EN_01)AS 2187.2-2006,01)PARTS,01)ECMS0000080 |  |  | PARTS | PARTS | ECMS0000080 | DYNO |  |  |  |  | https://www.dynonobel.com/apac/~/media/Files/Dyno/ResourceHub/Technical%20Information/Asia%20Pacific/Initiation%20Systems/Electric%20Super%20Starter.pdf | [10 empty] | ENRICHED | 12131702 Detonators | DETONATOR | ELECTRIC | TYPE | SUPER STARTER | CLASS |  | WIRE LENGTH | 24.4 M | DELAY TIME |  | WIRE COLOUR | RED/YELLOW | WIRE MATERIAL | HDPE | RESISTANCE | 2.6 OHM | EXPLOSIVE |  | SERIES FIRING CURRENT | 10 A | ALL FIRING IMPULSE |  | PACKING | 10/CS | CASE SIZE | (19.4 LGX28.6 WDX12.7 HT CM)194 LGX286 WDX127 HT MM | MSDS UN NUMBER |  | TEMPERATURE RANGE | 66 DEG C | HAZARD CLASS | 1.4B UN 0255 | CERTIFICATION/STANDARD | AS 2187.2-2006 | ADDITIONAL FEATURES | [40 empty] | Production Completed
STP_009 - Lot4 | Data Enrichment | RYM | ok | 2023-07-21 | 2023-08-07 |  | 1364706 | 1364706 | CV | DETONATOR,ELEC;WRE LG 2.5 KM,20000 MS |  |  | DETONATOR,ELECTRIC;WIRE LENGTH:2.5 KM,DELAY TIME:20000 MS,TEMPERATURE RANGE:-40 TO 80 DEG C,ADDITIONAL FEATURES EN:CU,BLK/GRN,30M LG, DIGISHOT PLUS 4G,V2 BIP,32/C,N 0255,MNFR:01)DYNO,PTNO:01)DSP42BPC100H | 2.5 KM,20000 MS,-40 TO 80 DEG C,01)CU,BLK/GRN,30M LG, DIGISHOT,02)N 0255,01)DYNO,01)DSP42BPC100H |  |  | DYNO | DYNO | DSP42BPC100H | [5 empty] | https://www.dynonobel.com/apac/~/media/Files/Dyno/ResourceHub/Price%20Lists/Price%20List.pdf | [10 empty] | CLEANSED | 12131702 Detonators | DETONATOR | ELECTRONIC | TYPE |  | LENGTH | 30 M | WIRE COLOUR | BLACK/GREEN | TENSILE STRENGTH |  | EXPLOSIVE CHARGE WEIGHT |  | CONNECTOR COLOUR |  | SHELL SIZE |  | SHELL MATERIAL | COPPER | DELAY TIME | 20000 MS | PACKING |  | CASE SIZE |  | MSDS UN NUMBER |  | TEMPERATURE RANGE | -40 TO 80 DEG C | HAZARD CLASS |  | CERTIFICATION/STANDARD |  | ADDITIONAL FEATURES | PACKAGE QUANTITY:32/CS,MAXIMUM SURFACE WIRE LENGTH:2.5 KM,SERIES:DIGISHOT PLUS 4G,V2 BIP,N 0255 | [41 empty] | Production Completed
STP_009 - Lot4 | Data Enrichment | RYM | ok | 2023-07-21 | 2023-08-07 |  | 1296445 | 1296445 | BOX | DETONATOR;COIL, PERCUSSION,109 MS,DYNO |  |  | DETONATOR;TYPE:COIL, PERCUSSION,DELAY TIME:109 MS,PACKING:CASE 150,ADDITIONAL FEATURES EN:BLACK CLIP,MNFR:01)DYNO,PTNO:01) 7325006010 | COIL, PERCUSSION,109 MS,CASE 150,01)BLACK CLIP,01)DYNO,01)7325006010 |  |  | DYNO | DYNO | 7325006010 | [16 empty] | CLEANSED | 12131702 Detonators | DETONATOR | No Modifier | TYPE | COIL,PERCUSSION | WIRE SIZE |  | DELAY TIME | 109 MS | EXPLOSIVE |  | PACKING | 150/CS | MSDS UN NUMBER |  | HAZARD CLASS |  | CERTIFICATION/STANDARD |  | ADDITIONAL FEATURES | BLACK CLIP | [55 empty] | Production Completed
STP_009 - Lot4 | Data Enrichment | RYM | ok | 2023-07-21 | 2023-08-07 |  | 1287168 | 1287168 | CAR | DETONATOR;COIL, PERCUSSION,600 MS |  |  | DETONATOR;TYPE:COIL, PERCUSSION,DELAY TIME:600 MS,PACKING:CASE 75,ADDITIONAL FEATURES EN:DELAY 22, 12M LG, CLIP COLOUR GREY, FIG 80,MNFR:01)DYNO,PTNO:01)7523012022 | COIL, PERCUSSION,600 MS,CASE 75,01)DELAY 22, 12M LG, CLIP COLO,01)DYNO,01)7523012022 |  |  | DYNO | DYNO | 7523012022 | [12 empty] | 80 |  |  |  | CLEANSED | 12131702 Detonators | DETONATOR | No Modifier | TYPE | COIL,PERCUSSION | WIRE SIZE | 12 M LG | DELAY TIME | 600 MS | EXPLOSIVE |  | PACKING | 75/CS | MSDS UN NUMBER |  | HAZARD CLASS |  | CERTIFICATION/STANDARD |  | ADDITIONAL FEATURES | CLIP COLOUR:GREY,DELAY 22 | [55 empty] | Production Completed
STP_009 - Lot4 | Data Enrichment | RYM | NM DOUBT | 2023-07-21 | 2023-08-07 |  | 1354641 | 1354641 | EA | DETONATOR;ELECTRIC INITIATOR,IP67,DYNO |  |  | DETONATOR;TYPE:ELECTRIC INITIATOR,HAZARD CLASS:IP67,ADDITIONAL FEATURES EN:EXPLOSIVE DESTRUCTOR AUSTDET 10 SHOT EXPLODER, MAGNETIC REED, 2 KEY,S, DISCHARGE TYPE: CAPACITOR,MNFR:01)DYNO,PTNO:01)AC8001020 | ELECTRIC INITIATOR,IP67,01)EXPLOSIVE DESTRUCTOR AUSTDE,02)S, DISCHARGE TYPE: CAPACITO,01)DYNO,01)AC8001020 |  |  | DYNO | DYNO | AC8001020 | [5 empty] | https://www.dynonobel.com/apac/~/media/Files/Dyno/ResourceHub/Price%20Lists/Price%20List.pdf | [10 empty] | CLEANSED |  | DETONATOR | No Modifier | TYPE | ELECTRIC INITIATOR | WIRE SIZE |  | DELAY TIME |  | EXPLOSIVE |  | PACKING |  | MSDS UN NUMBER |  | HAZARD CLASS | IP67 | CERTIFICATION/STANDARD |  | ADDITIONAL FEATURES | DISCHARGE TYPE: CAPACITOR,EXPLOSIVE DESTRUCTOR AUSTDET 10 SHOT EXPLODER,MAGNETIC REED,2 KEY,S, | [55 empty] | Production Completed
STP_009 - Lot4 | Data Enrichment | RYM | ok | 2023-07-21 | 2023-08-07 |  | 1296529 | 1296529 | BOX | DETONATOR;SIDEWINDER, PERCUSSION,25 MS |  |  | DETONATOR;TYPE:SIDEWINDER, PERCUSSION,DELAY TIME:25 MS,PACKING:CASE 180,ADDITIONAL FEATURES EN:DELAY 00, 5.4M LG, WHITE CLIP,MNFR: 01)DYNO,PTNO:01)7623005400 | SIDEWINDER, PERCUSSION,25 MS,CASE 180,01)DELAY 00, 5.4M LG, WHITE CL,01)DYNO,01)7623005400 |  |  | DYNO | DYNO | 7623005400 | [16 empty] | CLEANSED | 12131702 Detonators | DETONATOR | No Modifier | TYPE | SIDEWINDER,PERCUSSION | WIRE SIZE | 5.4 M LG | DELAY TIME | 25 MS | EXPLOSIVE |  | PACKING | 180/CS | MSDS UN NUMBER |  | HAZARD CLASS |  | CERTIFICATION/STANDARD |  | ADDITIONAL FEATURES | CLIP COLOUR:WHITE,DELAY 00 | [55 empty] | Production Completed
STP_009 - Lot4 | Data Enrichment | RYM | ok | 2023-07-21 | 2023-08-07 |  | 1296430 | 1296430 | CAR | DETONATOR;SPOOL, PERCUSSION,1400 MS |  |  | DETONATOR;TYPE:SPOOL, PERCUSSION,DELAY TIME:1400 MS,PACKING:CASE 30,ADDITIONAL FEATURES EN:DELAY 4, 60M LG, ORANGE CLIP,MNFR:01) DYNO,PTNO:01)7627060004 | SPOOL, PERCUSSION,1400 MS,CASE 30,01)DELAY 4, 60M LG, ORANGE CLI,01)DYNO,01)7627060004 |  |  | DYNO | DYNO | 7627060004 | [16 empty] | CLEANSED | 12131702 Detonators | DETONATOR | No Modifier | TYPE | SPOOL,PERCUSSION | WIRE SIZE | 60 M LG | DELAY TIME | 1400 MS | EXPLOSIVE |  | PACKING | 30/CS | MSDS UN NUMBER |  | HAZARD CLASS |  | CERTIFICATION/STANDARD |  | ADDITIONAL FEATURES | CLIP COLOUR:ORANGE,DELAY 4 | [55 empty] | Production Completed
STP_009 - Lot4 | Data Enrichment | RYM | ok | 2023-07-21 | 2023-08-07 |  | 1287167 | 1287167 | CAR | DETONATOR;SPOOL, PERCUSSION,600 MS |  |  | DETONATOR;TYPE:SPOOL, PERCUSSION,DELAY TIME:600 MS,PACKING:CASE 30,ADDITIONAL FEATURES EN:DELAY 22, 24M LG, CLIP COLOUR,MNFR:01) DYNO,PTNO:01)7527024022 | SPOOL, PERCUSSION,600 MS,CASE 30,01)DELAY 22, 24M LG, CLIP COLO,01)DYNO,01)7527024022 |  |  | DYNO | DYNO | 7527024022 | [16 empty] | CLEANSED | 12131702 Detonators | DETONATOR | No Modifier | TYPE | SPOOL,PERCUSSION | WIRE SIZE | 24 M LG | DELAY TIME | 600 MS | EXPLOSIVE |  | PACKING | 30/CS | MSDS UN NUMBER |  | HAZARD CLASS |  | CERTIFICATION/STANDARD |  | ADDITIONAL FEATURES | CLIP COLOUR,DELAY 22 | [55 empty] | Production Completed
STP_009 - Lot4 | Data Enrichment | RYM | ok | 2023-07-21 | 2023-08-07 |  | 1387706 | 1387706 | EA | DRILL;MILW,M18ONEPD2-0 |  |  |  |  | M18ONEPD2-0 | 3000317 | MILWAUKEE ELECTRIC TOOL | MILWAUKEE ELECTRIC TOOL | M18ONEPD2-0 | [5 empty] | https://www.dynonobel.com/apac/~/media/Files/Dyno/ResourceHub/Price%20Lists/Price%20List.pdf | [10 empty] | enrich | 27112700 Power tools | DRILL | No Modifier | TYPE |  | SIZE |  | MATERIAL |  | HAZARD CLASS |  | CERTIFICATION/STANDARD |  | ADDITIONAL FEATURES | [62 empty] | Production Completed
STP_009 - Lot4 | Data Enrichment | RYM | ok | 2023-07-21 | 2023-08-07 |  | 1281874 | 1281874 | EA | DRILL;PEDESTAL |  |  | DRILL;TYPE:PEDESTAL,ADDITIONAL FEATURES EN:28MM, 240V, 1.5HP, 12 SPEED,MNFR:01)ATOMSUP,PTNO:01)30004306 | PEDESTAL,01)28MM, 240V, 1.5HP, 12 SPEED,01)ATOMSUP,01)30004306 |  |  | ATOM SUPPLY | ATOMSUP | 30004306 | [5 empty] | https://www.milwaukeetool.com.au/power-tools/drills/hammer-drills/M18FPD2-0.html | [10 empty] | enrich | 27112700 Power tools | DRILL | No Modifier | TYPE | PEDESTAL | SIZE |  | MATERIAL |  | HAZARD CLASS |  | CERTIFICATION/STANDARD |  | ADDITIONAL FEATURES | 28MM,240V,1.5HP,12 SPEED | [61 empty] | Production Completed
STP_009 - Lot4 | Data Enrichment | RYM | ok | 2023-07-21 | 2023-08-07 |  | 1281757 | 1281757 | EA | DRILL;PEDESTAL,16MM, 240V, 1HP, 12 SPEED |  |  | DRILL;TYPE:PEDESTAL,ADDITIONAL FEATURES EN:16MM, 240V, 1HP, 12 SPEED,MNFR:01)ATOM SUPPLY,PTNO:01)210855 | PEDESTAL,01)16MM, 240V, 1HP, 12 SPEED,01)ATOM SUPPLY,01)210855 |  |  | ATOM SUPPLY | ATOM SUPPLY | 210855 | [5 empty] | https://www.milwaukeetool.com.au/power-tools/drills/hammer-drills/M18FPD2-0.html | [10 empty] | enrich | 27112700 Power tools | DRILL | No Modifier | TYPE | PEDESTAL | SIZE |  | MATERIAL |  | HAZARD CLASS |  | CERTIFICATION/STANDARD |  | ADDITIONAL FEATURES | 16MM,240V,1HP,12 SPEED | [61 empty] | Production Completed
STP_009 - Lot4 | Data Enrichment | RYM | ok | 2023-07-21 | 2023-08-07 |  | 1295230 | 1295230 | EA | DRILL;PNEUMATIC, WOOD BORER,INGRAND |  |  | DRILL;TYPE:PNEUMATIC, WOOD BORER,ADDITIONAL FEATURES EN:C/W WOOD-BIT CHUCK AND SELF CLOSING REVERSIBLE THROTTLE, C/W HOSE A,ND OILER KIT MARKED: MOUNT ISA MINE,MNFR:01)INGRAND,PTNO:01)01077684 | PNEUMATIC, WOOD BORER,01)C/W WOOD-BIT CHUCK AND SELF,02)ND OILER KIT MARKED: MOUNT,01)INGRAND,01)01077684 |  |  | INGRAND | INGRAND | 01077684 | [5 empty] | https://www.dynonobel.com/apac/~/media/Files/Dyno/ResourceHub/Price%20Lists/Price%20List.pdf | [10 empty] | enrich | 27112700 Power tools | DRILL | No Modifier | TYPE | PNEUMATIC,WOOD BORER | SIZE |  | MATERIAL |  | HAZARD CLASS |  | CERTIFICATION/STANDARD |  | ADDITIONAL FEATURES | C/W WOOD-BIT CHUCK AND SELF CLOSING REVERSIBLE THROTTLE,C/W HOSE A | [60 empty] | ND OILER KIT MARKED: MOUNT ISA MINE | Production Completed
STP_009 - Lot4 | Data Enrichment | RYM | ok | 2023-07-21 | 2023-08-07 |  | 1297186 | 1297186 | EA | DRILL;PUNCHER,FEED ASSY, EGR,JKSBOYL |  |  | DRILL;TYPE:PUNCHER,ADDITIONAL FEATURES EN:FEED ASSY, EGR,MNFR:01)JKSBOYL,PTNO:01)3003517 | PUNCHER,01)FEED ASSY, EGR,01)JKSBOYL,01)3003517 |  |  | JKSBOYL | JKSBOYL | 3003517 | [5 empty] | https://www.milwaukeetool.com.au/power-tools/drills/hammer-drills/M18FPD2-0.html | [10 empty] | enrich | 27112700 Power tools | DRILL | No Modifier | TYPE | PUNCHER | SIZE |  | MATERIAL |  | HAZARD CLASS |  | CERTIFICATION/STANDARD |  | ADDITIONAL FEATURES | FEED ASSY,EGR | [61 empty] | Production Completed
STP_009 - Lot4 | Data Enrichment | RYM | ok | 2023-07-21 | 2023-08-07 |  | 1281397 | 1281397 | EA | DRILL,PWR;13 MM,0-650 R/MIN,KYD, 1100W |  |  | DRILL,POWER;CHUCK CAPACITY:13 MM,SPEED RATING:0-650 R/MIN,ADDITIONAL FEATURES EN:KEYED, 1100W,MNFR:01)TOTAL TOOLS TOWNSVILLE,PTNO: 01)DR20ETFF | 13 MM,EN_01)0-650 R/MIN,01)KEYED, 1100W,01)TOTAL TOOLS TOWNSVILLE,01)DR20ETFF |  |  | TOTAL TOOLS TOWNSVILLE | TOTAL TOOLS TOWNSVILLE | DR20 ET-FF | [5 empty] | URL NOT FOUND | [10 empty] | CLEANSED | 27112703 Power drills | DRILL | POWER | TYPE |  | CHUCK CAPACITY | 13 MM | CHUCK TYPE | KEYED | OVERALL SIZE |  | POWER SUPPLY |  | SPEED RATING | 0 TO 650 RPM | TORQUE RATING |  | BODY MATERIAL |  | HAZARD CLASS |  | CERTIFICATION/STANDARD |  | ADDITIONAL FEATURES | POWER RATING:1100 W | [51 empty] | Production Completed
STP_009 - Lot4 | Data Enrichment | RYM | ok | 2023-07-21 | 2023-08-07 |  | 1359192 | 1359192 | EA | DRILL,PWR;13 MM,ALL METAL KEYED,18 V,AWG |  |  | DRILL,POWER;CHUCK CAPACITY:13 MM,CHUCK TYPE:ALL METAL KEYED,OVERALL SIZE:LG 396 MM,POWER SUPPLY:18 V,SPEED RATING:0-1500 R/MIN, TORQUE RATING:30-43 NM,ADDITIONAL FEATURES EN:M18,GEN2,FUEL HOLEHAWG RIGHT ANGLE DRILL,51MM FEED BIT,102MM HOLE H,AWG,MNFR:01) MIMS,PTNO:01)M18CRAD2-0 | 13 MM,ALL METAL KEYED,EN_01)LG 396 MM,EN_01)18 V,EN_01)0-1500 R/MIN,EN_01)30-43 NM,01)M18,GEN2,FUEL HOLEHAWG RIGH,02)AWG,01)MIMS,01)M18CRAD2-0 |  |  | MIMS | MIMS | M18CRAD2-0 | MILWAUKEE |  |  |  |  | https://www.milwaukeetool.com.au/power-tools/drills/right-angle-drills/M18CRAD2-0.html | [10 empty] | ENRICHED | 27112703 Power drills | DRILL | POWER | TYPE | RIGHT ANGLE | CHUCK CAPACITY | 13 MM | CHUCK TYPE | ALL METAL KEYED | OVERALL SIZE | 396 MM LG | POWER SUPPLY | 18 VDC | SPEED RATING | 0 TO 1500 RPM | TORQUE RATING | 30 TO 43 NM | BODY MATERIAL |  | HAZARD CLASS |  | CERTIFICATION/STANDARD |  | ADDITIONAL FEATURES | TRADEMARK:M18,FUEL HOLEHAWG,FEED BIT SIZE:51 MM,HOLE SAW SIZE:102 MM,GEN 2 | [51 empty] | Production Completed
STP_009 - Lot4 | Data Enrichment | RYM | ok | 2023-07-21 | 2023-08-07 |  | 1281344 | 1281344 | EA | DRILL,PWR;ANG,LG 314 MM,18 V,1800 R/MIN |  |  | DRILL,POWER;TYPE:ANGLE,OVERALL SIZE:LG 314 MM,POWER SUPPLY:18 V,SPEED RATING:1800 R/MIN,ADDITIONAL FEATURES EN:REFER QUOTE 530- 358238-000,MNFR:01)HAYMANS,PTNO:01)MAKDDA350Z | EN_01)ANGLE,EN_01)LG 314 MM,EN_01)18 V,EN_01)1800 R/MIN,01)REFER QUOTE 530-358238-000,01)HAYMANS,01)MAKDDA350Z |  |  | HAYMANS | HAYMANS | DDA350Z | Makita |  |  |  |  | https://www.makita.co.nz/products/model/DDA350Z | [10 empty] | ENRICHED | 27112703 Power drills | DRILL | POWER | TYPE | ANGLE | CHUCK CAPACITY | 10 MM | CHUCK TYPE | HEAVY DUTY KEY | OVERALL SIZE | 314 MM LG | POWER SUPPLY | 18 VDC | SPEED RATING | 1800 RPM | TORQUE RATING |  | BODY MATERIAL |  | HAZARD CLASS |  | CERTIFICATION/STANDARD |  | ADDITIONAL FEATURES | REFER QUOTE 530- 358238-000 | [51 empty] | Production Completed
STP_009 - Lot4 | Data Enrichment | RYM | ok | 2023-07-21 | 2023-08-07 |  | 1281544 | 1281544 | EA | DRILL,PWR;BRSHLSS, CORDLESS, HAMMMER, BA |  |  | DRILL,POWER;TYPE:BRUSHLESS, CORDLESS, HAMMMER, BATTERY LI-ION,CHUCK CAPACITY:METAL 13, WOOD 27 MM,CHUCK TYPE:SDS,POWER SUPPLY:18 V,ADDITIONAL FEATURES EN:24 MM ROTARY,MNFR:01)MOUNT ISA HIRE SERVICE,PTNO:01)DHR242Z | EN_01)BRUSHLESS, CORDLESS, HAM,METAL 13, WOOD 27 MM,SDS,EN_01)18 V,01)24 MM ROTARY,01)MOUNT ISA HIRE SERVICE,01)DHR242Z |  |  | MOUNT ISA HIRE SERVICE | MOUNT ISA HIRE SERVICE | DHR242Z | Makita |  |  |  |  | https://www.makita.co.nz/products/model/DHR242Z | [10 empty] | ENRICHED | 27112703 Power drills | DRILL | POWER | TYPE | BRUSHLESS,CORDLESS,ROTARY HAMMMER | CHUCK CAPACITY | 24 MM (CONCRETE),13 MM(METAL),27 MM (WOOD) | CHUCK TYPE | SDS-PLUS | OVERALL SIZE | 328 MM | POWER SUPPLY | 18 VDC LI-ION BATTERY | SPEED RATING | 0 TO 950 RPM | TORQUE RATING |  | BODY MATERIAL |  | HAZARD CLASS |  | CERTIFICATION/STANDARD |  | ADDITIONAL FEATURES | [52 empty] | Production Completed
STP_009 - Lot4 | Data Enrichment | RYM | ok | 2023-07-21 | 2023-08-07 |  | 1352787 | 1352787 | EA | DRILL,PWR;BRUSHLESS HAMMER,13 MM,18 V |  |  | DRILL,POWER;TYPE:BRUSHLESS HAMMER,CHUCK CAPACITY:13 MM,CHUCK TYPE:ALL METAL RATCHETING,OVERALL SIZE:LG 175 MM,POWER SUPPLY:18 V, SPEED RATING:550-2000 R/MIN,TORQUE RATING:135 NM,ADDITIONAL FEATURES EN:ONE-KEY FUEL, DRIVER - SKIN ONLY,MNFR:01)MIMS,PTNO:01) M18ONEPD2-0 | EN_01)BRUSHLESS HAMMER,13 MM,ALL METAL RATCHETING,EN_01)LG 175 MM,EN_01)18 V,EN_01)550-2000 R/MIN,EN_01)135 NM,01)ONE-KEY FUEL, DRIVER - SKIN,01)MIMS,01)M18ONEPD2-0 |  |  | MIMS | MIMS | M18ONEPD2-0 | MILWAUKEE |  |  |  |  | https://www.milwaukeetool.com.au/power-tools/drills/hammer-drills/M18ONEPD2-0.html | [10 empty] | ENRICHED | 27112703 Power drills | DRILL | POWER | TYPE | BRUSHLESS HAMMER | CHUCK CAPACITY | 13 MM | CHUCK TYPE | ALL METAL RATCHETING | OVERALL SIZE | 175 MM LG | POWER SUPPLY | 18 VDC | SPEED RATING | 0 TO 550 RPM,0 TO 2000 RPM | TORQUE RATING | 135 NM | BODY MATERIAL |  | HAZARD CLASS |  | CERTIFICATION/STANDARD |  | ADDITIONAL FEATURES | TRADEMARK:ONE-KEY,FUEL,DRIVER - SKIN ONLY | [51 empty] | Production Completed
STP_009 - Lot4 | Data Enrichment | RYM | ok | 2023-07-21 | 2023-08-07 |  | 1352797 | 1352797 | EA | DRILL,PWR;BRUSHLESS HAMMER,13 MM,18 V |  |  | DRILL,POWER;TYPE:BRUSHLESS HAMMER,CHUCK CAPACITY:13 MM,CHUCK TYPE:ALL METAL RATCHETING,OVERALL SIZE:LG 175 MM,POWER SUPPLY:18 V, SPEED RATING:0-550/0-2000 R/MIN,TORQUE RATING:135 NM,ADDITIONAL FEATURES EN:FUEL DRIVER - SKIN ONLY,MNFR:01)MIMS,PTNO:01)M18FPD2- 0 | EN_01)BRUSHLESS HAMMER,13 MM,ALL METAL RATCHETING,EN_01)LG 175 MM,EN_01)18 V,EN_01)0-550/0-2000 R/MIN,EN_01)135 NM,01)FUEL DRIVER - SKIN ONLY,01)MIMS,01)M18FPD2-0 |  |  | MIMS | MIMS | M18FPD2- 0 | MILWAUKEE |  |  |  |  | https://www.milwaukeetool.com.au/power-tools/drills/hammer-drills/M18FPD2-0.html | [10 empty] | ENRICHED | 27112703 Power drills | DRILL | POWER | TYPE | BRUSHLESS HAMMER | CHUCK CAPACITY | 13 MM | CHUCK TYPE | ALL METAL RATCHETING | OVERALL SIZE | 175 MM LG | POWER SUPPLY | 18 VDC | SPEED RATING | 0 TO 550 RPM,0 TO 2000 RPM | TORQUE RATING | 135 NM | BODY MATERIAL |  | HAZARD CLASS |  | CERTIFICATION/STANDARD |  | ADDITIONAL FEATURES | TRADEMARK:FUEL,DRIVER - SKIN ONLY | [51 empty] | Production Completed
STP_009 - Lot4 | Data Enrichment | RYM | ok | 2023-07-21 | 2023-08-07 |  | 1281568 | 1281568 | EA | DRILL,PWR;BRUSHLESS HAMMER,18 V,LI-ION |  |  | DRILL,POWER;TYPE:BRUSHLESS HAMMER,POWER SUPPLY:18 V,ADDITIONAL FEATURES EN:LI-ION,MNFR:01)MOUNT ISA HIRE SERVICE,PTNO:01)DHP481Z | EN_01)BRUSHLESS HAMMER,EN_01)18 V,01)LI-ION,01)MOUNT ISA HIRE SERVICE,01)DHP481Z |  |  | MOUNT ISA HIRE SERVICE | MOUNT ISA HIRE SERVICE | DHP481Z | Makita |  |  |  |  | https://www.gigatools.ph/products/makita-dhp481z-cordless-hammer-driver-drill-18v-lxt-13mm-1-2-125-n-m-1-090-in-lbs | [10 empty] | ENRICHED | 27112703 Power drills | DRILL | POWER | TYPE | BRUSHLESS HAMMER | CHUCK CAPACITY | 16 MM (MASONRY),13 MM(METAL),76 MM (WOOD) | CHUCK TYPE | KEYLESS | OVERALL SIZE | 205 LGX79 WDX249 HT MM | POWER SUPPLY | 18 VDC LI-ION BATTERY | SPEED RATING | 0 TO 2100 RPM | TORQUE RATING | 125 NM | BODY MATERIAL |  | HAZARD CLASS |  | CERTIFICATION/STANDARD |  | ADDITIONAL FEATURES | [52 empty] | Production Completed
STP_009 - Lot4 | Data Enrichment | RYM | ok | 2023-07-21 | 2023-08-07 | CONFLICT SPEED RATING IN INPUT AND WEBSOURCE,PROCESS BASED ON WEB SOURCE | 1281546 | 1281546 | EA | DRILL,PWR;BRUSHLESS IMPACT DRIVE,175 NM |  |  | DRILL,POWER;TYPE:BRUSHLESS IMPACT DRIVE,OVERALL SIZE:WD 79 X LG 117 X HT 236 MM,POWER SUPPLY:18 V 5 A HR,SPEED RATING:0-3800 R/MIN,TORQUE RATING:175 NM,ADDITIONAL FEATURES EN:4 MODE,MNFR:01)MOUNT ISA HIRE SERVICE,PTNO:01)DTD154Z | EN_01)BRUSHLESS IMPACT DRIVE,EN_01)WD 79 X LG 117 X HT 236,EN_01)18 V 5 A HR,EN_01)0-3800 R/MIN,EN_01)175 NM,01)4 MODE,01)MOUNT ISA HIRE SERVICE,01)DTD154Z |  |  | MOUNT ISA HIRE SERVICE | MOUNT ISA HIRE SERVICE | DTD154Z | Makita |  |  |  |  | https://www.makita.co.za/DTD154Z.html | [10 empty] | ENRICHED | 27112703 Power drills | DRILL | POWER | TYPE | BRUSHLESS IMPACT DRIVE | CHUCK CAPACITY |  | CHUCK TYPE |  | OVERALL SIZE | 117 LGX79 WDX236 HT MM | POWER SUPPLY | 18 VDC,5 AH | SPEED RATING | 0 TO 3600 RPM | TORQUE RATING | 175 NM | BODY MATERIAL |  | HAZARD CLASS |  | CERTIFICATION/STANDARD |  | ADDITIONAL FEATURES | 4 MODE | [51 empty] | Production Completed
STP_009 - Lot4 | Data Enrichment | RYM | ok | 2023-07-21 | 2023-08-07 | CONFLICT TORQUE RATING IN INPUT AND WEBSOURCE,PROCESS BASED ON WEB SOURCE | 1281533 | 1281533 | EA | DRILL,PWR;CMBNTN,13 MM,LG 225 MM,18 V |  |  | DRILL,POWER;TYPE:COMBINATION,CHUCK CAPACITY:13 MM,CHUCK TYPE:3 JAW, SINGLE SLEEVE, KEYLESS,OVERALL SIZE:LG 225 MM,POWER SUPPLY:18 V,SPEED RATING:2000 R/MIN,TORQUE RATING:88 NM,ADDITIONAL FEATURES EN:REFER QUOTE: 530-360276-000,MNFR:01)HAYMANS,PTNO:01) MAKDHP458RFE | EN_01)COMBINATION,13 MM,3 JAW, SINGLE SLEEVE, KEYLESS,EN_01)LG 225 MM,EN_01)18 V,EN_01)2000 R/MIN,EN_01)88 NM,01)REFER QUOTE: 530-360276-000,01)HAYMANS,01)MAKDHP458RFE |  |  | HAYMANS | HAYMANS | DHP458RFE | Makita |  |  |  |  | https://www.makita.com.au/building-construction/combo-s-kits/18v-18vx2-kits/hammer-driver-drills/dhp458rfe-18v-mobile-heavy-duty-hammer-driver-drill-kit | https://www.tools.com/makita-dhp458rfe-18v-li-ion-cordless-hammer-drill.html | [9 empty] | ENRICHED | 27112703 Power drills | DRILL | POWER | TYPE | COMBINATION | CHUCK CAPACITY | 16 MM (MASONRY),13 MM(METAL),76 MM (WOOD) | CHUCK TYPE | 3 JAW,SINGLE SLEEVE,KEYLESS | OVERALL SIZE | 225 MM LG | POWER SUPPLY | 18 VDC | SPEED RATING | 2000 RPM | TORQUE RATING | 84 NM | BODY MATERIAL |  | HAZARD CLASS |  | CERTIFICATION/STANDARD |  | ADDITIONAL FEATURES | REFER QUOTE:530-360276-000 | [51 empty] | Production Completed
STP_009 - Lot4 | Data Enrichment | RYM | ok | 2023-07-21 | 2023-08-07 |  | 1281569 | 1281569 | EA | DRILL,PWR;CORDLS, HAMMER, ROTARY,4-28 MM |  |  | DRILL,POWER;TYPE:CORDLESS, HAMMER, ROTARY,CHUCK CAPACITY:4-28 MM,SPEED RATING:850 R/MIN,ADDITIONAL FEATURES EN:CASE HILTI COMBI, MNFR:01)ISA PARTY HIRE PTY LTD,PTNO:01)TE 30-A36 | EN_01)CORDLESS, HAMMER, ROTARY,4-28 MM,EN_01)850 R/MIN,01)CASE HILTI COMBI,01)ISA PARTY HIRE PTY LTD,01)TE 30-A36 |  |  | ISA PARTY HIRE PTY LTD | HILTI | TE 30-A36 |  | ISA PARTY HIRE PTY LTD |  |  |  | https://www.hilti.in/c/CLS_POWER_TOOLS_7124/CLS_ROTARY_HAMMERS_SDSPLUS_7124/CLS_CORDLESS_ROTARY_HAMMERS_SDSPLUS_7124/r7492564 | [10 empty] | ENRICHED | 27112703 Power drills | DRILL | POWER | TYPE | CORDLESS,ROTARY HAMMER | CHUCK CAPACITY | 4 TO 28 MM | CHUCK TYPE | QUICK CHANGE | OVERALL SIZE |  | POWER SUPPLY |  | SPEED RATING | 850 RPM | TORQUE RATING |  | BODY MATERIAL |  | HAZARD CLASS |  | CERTIFICATION/STANDARD |  | ADDITIONAL FEATURES | CASE,COMBINATION | [51 empty] | Production Completed
STP_009 - Lot4 | Data Enrichment | RYM | ok | 2023-07-21 | 2023-08-07 | CONFLICT SPEED RATING IN INPUT AND WEBSOURCE,PROCESS BASED ON WEB SOURCE,PARTIALLY MATCH | 1281314 | 1281314 | EA | DRILL,PWR;ELECTROPNEUMATIC COMBI HAMMER |  |  | DRILL,POWER;TYPE:ELECTROPNEUMATIC COMBI HAMMER,CHUCK TYPE:ROTARY,POWER SUPPLY:240 V,SPEED RATING:0-350 R/MIN,MNFR:01)RAMSET,PTNO: 01)RAMSDD585 | EN_01)ELECTROPNEUMATIC COMBI H,ROTARY,EN_01)240 V,EN_01)0-350 R/MIN,01)RAMSET,01)RAMSDD585 |  |  | RAMSET | RAMSET | DD585 | [5 empty] | https://ramset.co.nz/Product/Detail/370/DynaDrill-585 | [10 empty] | ENRICHED | 27112703 Power drills | DRILL | POWER | TYPE | ELECTROPNEUMATIC COMBI ROTARY HAMMER | CHUCK CAPACITY |  | CHUCK TYPE |  | OVERALL SIZE |  | POWER SUPPLY | 240 V | SPEED RATING | 0 TO 305 RPM | TORQUE RATING |  | BODY MATERIAL |  | HAZARD CLASS |  | CERTIFICATION/STANDARD |  | ADDITIONAL FEATURES | [52 empty] | Production Completed
STP_009 - Lot4 | Data Enrichment | RYM | ok | 2023-07-21 | 2023-08-07 |  | 1281564 | 1281564 | EA | DRILL,PWR;HAMMER DRIVER |  |  | DRILL,POWER;TYPE:HAMMER DRIVER,ADDITIONAL FEATURES EN:SKIN ONLY C/W HARD CASE,MNFR:01)MOUNT ISA MINING SUPPLIES P/L,PTNO:01) M18FPD2-0HC | EN_01)HAMMER DRIVER,01)SKIN ONLY C/W HARD CASE,01)MOUNT ISA MINING SUPPLIES P,01)M18FPD2-0HC |  |  | MOUNT ISA MINING SUPPLIES P/L | MOUNT ISA MINING SUPPLIES P/L | M18FPD2-0 HC | MILWAUKEE |  |  |  |  | https://www.milwaukeetool.com.au/power-tools/drills/hammer-drills/M18FPD2-0.html | [10 empty] | ENRICHED | 27112703 Power drills | DRILL | POWER | TYPE | HAMMER DRIVER | CHUCK CAPACITY | 13 MM | CHUCK TYPE | ALL METAL RATCHETING | OVERALL SIZE | 175 MM LG | POWER SUPPLY | 18 VDC | SPEED RATING | 0 TO 550 RPM,0 TO 2000 RPM | TORQUE RATING | 135 NM | BODY MATERIAL |  | HAZARD CLASS |  | CERTIFICATION/STANDARD |  | ADDITIONAL FEATURES | SKIN ONLY C/W HARD CASE | [51 empty] | Production Completed
STP_009 - Lot4 | Data Enrichment | RYM | ok | 2023-07-21 | 2023-08-07 |  | 1281577 | 1281577 | EA | DRILL,PWR;HAMMER DRIVER,13 MM,LG 175 MM |  |  | DRILL,POWER;TYPE:HAMMER DRIVER,CHUCK CAPACITY:13 MM,OVERALL SIZE:LG 175 MM,POWER SUPPLY:18 V,SPEED RATING:0-550, 0-2000 R/MIN, TORQUE RATING:135 NM,ADDITIONAL FEATURES EN:SKIN ONLY,MNFR:01)MOUNT ISA MINING SUPPLIES P/L,PTNO:01)M18ONEPD2-0 | EN_01)HAMMER DRIVER,13 MM,EN_01)LG 175 MM,EN_01)18 V,EN_01)0-550, 0-2000 R/MIN,EN_01)135 NM,01)SKIN ONLY,01)MOUNT ISA MINING SUPPLIES P,01)M18ONEPD2-0 |  |  | MOUNT ISA MINING SUPPLIES P/L | MOUNT ISA MINING SUPPLIES P/L | M18ONEPD2-0 | MILWAUKEE |  |  |  |  | https://www.milwaukeetool.com.au/power-tools/drills/hammer-drills/M18ONEPD2-0.html | [10 empty] | ENRICHED | 27112703 Power drills | DRILL | POWER | TYPE | HAMMER DRIVER | CHUCK CAPACITY | 13 MM | CHUCK TYPE | ALL METAL RATCHETING | OVERALL SIZE | 175 MM LG | POWER SUPPLY | 18 VDC | SPEED RATING | 0 TO 550,0 TO 2000 RPM | TORQUE RATING | 135 NM | BODY MATERIAL |  | HAZARD CLASS |  | CERTIFICATION/STANDARD |  | ADDITIONAL FEATURES | SKIN ONLY | [51 empty] | Production Completed
STP_009 - Lot4 | Data Enrichment | RYM | ok | 2023-07-21 | 2023-08-07 |  | 1281157 | 1281157 | EA | DRILL,PWR;HMR, CORDLESS,13 MM,METAL |  |  | DRILL,POWER;TYPE:HAMMER, CORDLESS,CHUCK CAPACITY:13 MM,CHUCK TYPE:METAL,POWER SUPPLY:BATTERY,SPEED RATING:0-2000 R/MIN,TORQUE RATING:95 NM,ADDITIONAL FEATURES EN:18V BARE B/LESS, 3SPD XR,MNFR:01)TOTAL TOOLS TOWNSVILLE,PTNO:01)DCD996NXE | EN_01)HAMMER, CORDLESS,13 MM,METAL,EN_01)BATTERY,EN_01)0-2000 R/MIN,EN_01)95 NM,01)18V BARE B/LESS, 3SPD XR,01)TOTAL TOOLS TOWNSVILLE,01)DCD996NXE |  |  | TOTAL TOOLS TOWNSVILLE | TOTAL TOOLS TOWNSVILLE | DCD996NXE | DEWALT |  |  |  |  | https://www.colliermiller.com.au/dcd996nxe-dewalt-18v-xr-impact-drill-brushless-bare-tool | https://docs.rs-online.com/e497/0900766b816ffe98.pdf | [9 empty] | ENRICHED | 27112703 Power drills | DRILL | POWER | TYPE | HAMMER,CORDLESS | CHUCK CAPACITY | 1.5 TO 13 MM | CHUCK TYPE | KEYLESS | OVERALL SIZE |  | POWER SUPPLY | 18 VDC LI-ION BATTERY XR | SPEED RATING | 0 TO 2000/2250 RPM | TORQUE RATING | 95 NM | BODY MATERIAL |  | HAZARD CLASS |  | CERTIFICATION/STANDARD |  | ADDITIONAL FEATURES | NUMBER OF SPEED:3,DRILLING MATERIAL:METAL, BARE BRUSHLESS LESS | [51 empty] | Production Completed
STP_009 - Lot4 | Data Enrichment | RYM | ok | 2023-07-21 | 2023-08-07 |  | 1352788 | 1352788 | EA | DRILL,PWR;HMR,1/4 IN,HEXAGON,LG 133 MM |  |  | DRILL,POWER;TYPE:HAMMER,CHUCK CAPACITY:1/4 IN,CHUCK TYPE:HEXAGON,OVERALL SIZE:LG 133 MM,SPEED RATING:0-3000 R/MIN,TORQUE RATING: 203 NM,ADDITIONAL FEATURES EN:ONE-KEY FUEL IMPACT DRIVER - SKIN ONLY,MNFR:01)MIMS,PTNO:01)M18ONEID-0 | EN_01)HAMMER,1/4 IN,HEXAGON,EN_01)LG 133 MM,EN_01)0-3000 R/MIN,EN_01)203 NM,01)ONE-KEY FUEL IMPACT DRIVER,01)MIMS,01)M18ONEID-0 |  |  | MIMS | MIMS | M18ONEID-0 | MILWAUKEE |  |  |  |  | https://www.milwaukeetool.com.au/discontinued-products/M18ONEID-0.html | [10 empty] | ENRICHED | 27112700 Power tools | SCREWDRIVER | ELECTRICAL | TYPE | HAMMER,IMPACT | CHUCK TYPE | HEXAGON | VOLTAGE RATING | 18 V | CURRENT RATING |  | DRIVE SIZE | 1/4 IN | ANGLE |  | NUMBER OF SPEEDS |  | HAZARD CLASS |  | CERTIFICATION/STANDARD |  | ADDITIONAL FEATURES | TRADEMARK:ONE-KEY,FUEL,DRIVER - SKIN ONLY,OVERALL SIZE:133 MM LG,SPEED RATING:0 TO 3000 RPM,TORQUE RATING:203 NM | [53 empty] | Production Completed
STP_009 - Lot4 | Data Enrichment | RYM | ok | 2023-07-21 | 2023-08-07 |  | 1281379 | 1281379 | EA | DRILL,PWR;KEYLESS,18 V |  |  | DRILL,POWER;CHUCK TYPE:KEYLESS,POWER SUPPLY:18 V,MNFR:01)HAYMANS,PTNO:01)MAKDDA351Z | KEYLESS,EN_01)18 V,01)HAYMANS,01)MAKDDA351Z |  |  | HAYMANS | HAYMANS | DDA351Z | Makita |  |  |  |  | https://www.makita.com.au/building-construction/category/drilling-fastening/driver-drills/dda351z-18v-mobile-angle-drill | [10 empty] | ENRICHED | 27112703 Power drills | DRILL | POWER | TYPE | ANGLE | CHUCK CAPACITY | 10 MM(METAL),25 MM (WOOD) | CHUCK TYPE | KEYLESS | OVERALL SIZE | 326 MM LG | POWER SUPPLY | 18 VDC | SPEED RATING | 0 TO 1800 RPM | TORQUE RATING |  | BODY MATERIAL |  | HAZARD CLASS |  | CERTIFICATION/STANDARD |  | ADDITIONAL FEATURES | [52 empty] | Production Completed
STP_009 - Lot4 | Data Enrichment | RYM | ok | 2023-07-21 | 2023-08-07 | CONFLICT SPEED RATING,CHUCK CAPACITY IN INPUT AND WEBSOURCE,PROCESS BASED ON WEB SOURCE,PARTIALLY MATCH | 1281333 | 1281333 | EA | DRILL,PWR;MGNTC, PORTABLE, INDUSTRIAL |  |  | DRILL,POWER;TYPE:MAGNETIC, PORTABLE, INDUSTRIAL,CHUCK CAPACITY:0-50 MM,OVERALL SIZE:WD 200 X LG 320 X HT 445-615 MM,POWER SUPPLY: 220-240 V AC 50-60 HZ,SPEED RATING:315-415 R/MIN,ADDITIONAL FEATURES EN:EUROBOOR UP TO DIAMEREQUIRED FOR STEEL WORKS IN,BY T MATHEWS,MNFR:01)ELLIOTT TIMBER SALES PTY LTD,PTNO:01)ECO.50S | EN_01)MAGNETIC, PORTABLE, INDU,0-50 MM,EN_01)WD 200 X LG 320 X HT 445,EN_01)220-240 V AC 50-60 HZ,EN_01)315-415 R/MIN,01)EUROBOOR UP TO DIAMEREQUIRE,02)BY T MATHEWS,01)ELLIOTT TIMBER SALES PTY LT,01)ECO.50S |  |  | ELLIOTT TIMBER SALES PTY LTD | EUROBOOR | ECO.50S |  | ELLIOTT TIMBER SALES PTY LTD |  |  |  | https://euroboor.com/product/euroboor-eco-50s/ | [10 empty] | ENRICHED | 27112703 Power drills | DRILL | POWER | TYPE | MAGNETIC,PORTABLE,INDUSTRIAL | CHUCK CAPACITY | 12 TO 50 MM | CHUCK TYPE |  | OVERALL SIZE | 320 LGX200 WDX445 TO 615 HT MM | POWER SUPPLY | 220 TO 240 VAC,50/60 HZ | SPEED RATING | 235 TO 415 RPM | TORQUE RATING |  | BODY MATERIAL |  | HAZARD CLASS |  | CERTIFICATION/STANDARD |  | ADDITIONAL FEATURES | UP TO DIAMETER REQUIRED FOR STEEL WORKS IN,BY T MATHEWS | [51 empty] | Production Completed
STP_009 - Lot4 | Data Enrichment | RYM | ok | 2023-07-21 | 2023-08-07 |  | 1281391 | 1281391 | EA | DRILL,PWR;MGNTC,18 V,0-400/0-690 R/MIN |  |  | DRILL,POWER;TYPE:MAGNETIC,POWER SUPPLY:18 V,SPEED RATING:0-400/0-690 R/MIN,ADDITIONAL FEATURES EN:SKIN FMDP-0C,MNFR:01)CNW (MOUNT ISA) ELECT WHOLESALER,PTNO:01)MILM18FMDP-0C | EN_01)MAGNETIC,EN_01)18 V,EN_01)0-400/0-690 R/MIN,01)SKIN FMDP-0C,01)CNW (MOUNT ISA) ELECT WHOLE,01)MILM18FMDP-0C |  |  | CNW (MOUNT ISA) ELECT WHOLESALER | MILWAUKEE | M18FMDP-0C |  | CNW (MOUNT ISA) ELECT WHOLESALER |  |  |  | https://www.milwaukeetool.com.au/power-tools/drills/magnetic-drills/M18FMDP-0C.html | [10 empty] | ENRICHED | 27112703 Power drills | DRILL | POWER | TYPE | MAGNETIC | CHUCK CAPACITY | 38 MM | CHUCK TYPE | KEY | OVERALL SIZE | 350 LGX190 WDX394 HT MM | POWER SUPPLY | 18 VDC RED LI-ION BATTERY | SPEED RATING | 0 TO 400 RPM,0 TO 690 RPM | TORQUE RATING |  | BODY MATERIAL |  | HAZARD CLASS |  | CERTIFICATION/STANDARD |  | ADDITIONAL FEATURES | SKIN | [51 empty] | Production Completed
STP_009 - Lot4 | Data Enrichment | RYM | ok | 2023-07-21 | 2023-08-07 |  | 1281267 | 1281267 | EA | DRILL,PWR;MGNTC,220-240 VAC |  |  | DRILL,POWER;TYPE:MAGNETIC,POWER SUPPLY:220-240 VAC,ADDITIONAL FEATURES EN:MANUALCODE-92238000,MNFR:01)ATOM SUPPLY,PTNO:01)AO-5575 | EN_01)MAGNETIC,EN_01)220-240 VAC,01)MANUALCODE-92238000,01)ATOM SUPPLY,01)AO-5575 |  |  | ATOM SUPPLY | ATOM SUPPLY | AO-5575 |  |  | 92238000 |  |  | https://www.atom.com.au/drill-magnetic-base-12-55mm-manual-atra-ace-ao-5575-92238000 | [10 empty] | ENRICHED | 27112703 Power drills | DRILL | POWER | TYPE | MAGNETIC | CHUCK CAPACITY | 12 TO 55 MM | CHUCK TYPE |  | OVERALL SIZE |  | POWER SUPPLY | 220 TO 240 VAC | SPEED RATING | 350/650 RPM | TORQUE RATING |  | BODY MATERIAL |  | HAZARD CLASS |  | CERTIFICATION/STANDARD |  | ADDITIONAL FEATURES | [52 empty] | Production Completed
STP_009 - Lot4 | Data Enrichment | RYM | ok | 2023-07-21 | 2023-08-07 | CONFLICT SPEED RATING IN INPUT AND WEBSOURCE,PROCESS BASED ON WEB SOURCE,PARTIALLY MATCH | 1229472 | 1229472 | EA | DRILL,PWR;PERCUSSION TOOL,25 MM |  |  | DRILL,POWER;TYPE:PERCUSSION TOOL,CHUCK CAPACITY:25 MM,OVERALL SIZE:WD 73 X LG 415 X HT 162 MM,POWER SUPPLY:BATTERY LI-ION RED M18 18 V,SPEED RATING:1-400 R/MIN,MNFR:01)MIMS,PTNO:01)M18CHD-0,MNFR:02)MIMS,PTNO:02)M18CH-0 - M18 | EN_01)PERCUSSION TOOL,25 MM,EN_01)WD 73 X LG 415 X HT 162,EN_01)BATTERY LI-ION RED M18 1,EN_01)1-400 R/MIN,01)MIMS,02)MIMS,01)M18CHD-0,02)M18CH-0 - M18 |  |  | MIMS | MIMS | M18CHD-0 | MILWAUKEE | MIMS |  |  |  | https://www.milwaukeetool.com.au/discontinued-products/M18CHD-0.html | [10 empty] | ENRICHED | 27112703 Power drills | DRILL | POWER | TYPE | ROTARY HAMMER,PERCUSSION TOOL | CHUCK CAPACITY | 25 MM | CHUCK TYPE |  | OVERALL SIZE | 415 LGX73 WDX162 HT MM | POWER SUPPLY | 18 VDC RED LI-ION BATTERY | SPEED RATING | 1 TO 1500 RPM | TORQUE RATING |  | BODY MATERIAL |  | HAZARD CLASS |  | CERTIFICATION/STANDARD |  | ADDITIONAL FEATURES | TRADEMARK:M18 | [51 empty] | Production Completed
STP_009 - Lot4 | Data Enrichment | RYM | ok | 2023-07-21 | 2023-08-07 | CONFLICT POWER SUPPLY IN INPUT AND WEBSOURCE,PROCESS BASED ON WEB SOURCE | 1294938 | 1294938 | EA | DRILL,PWR;PORTBL, CORDLESS,10 MM,7.2 VDC |  |  | DRILL,POWER;PORTABLE, CORDLESS,CHUCK CAPACITY:10 MM,CHUCK TYPE:REVERSIBLE,OVERALL SIZE:WD 66 X LG 154 X HT 217 MM,POWER SUPPLY:7. 2 VDC,SPEED RATING:250-600 R/MIN,TORQUE RATING:32 NM,ADDITIONAL FEATURES EN:2 BATTERIES,1 HR CHARGER,PLASTIC CARRY CASE,MNFR:01) MITECH,PTNO:01)DF332DSAE | EN_01)PORTABLE, CORDLESS,10 MM,REVERSIBLE,EN_01)WD 66 X LG 154 X HT 217,EN_01)7.2 VDC,EN_01)250-600 R/MIN,EN_01)32 NM,01)2 BATTERIES,1 HR CHARGER,PL,01)MITECH,01)DF332DSAE |  |  | MITECH | MITECH | DF332DSAE |  |  | ,PORTABLE,CORDLESS |  |  | https://makita.com.vn/en/product/platform-en/12v-max/driver-drills/df332dsae-cordless-driver-drill/ | [10 empty] | ENRICHED | 27112703 Power drills | DRILL | POWER | TYPE | PORTABLE, CORDLESS | CHUCK CAPACITY | 0.8 TO 10 MM | CHUCK TYPE | REVERSIBLE | OVERALL SIZE | 154 LGX66 WDX217 HT MM | POWER SUPPLY | 12 V | SPEED RATING | 250 TO 600 RPM | TORQUE RATING | 32 NM | BODY MATERIAL |  | HAZARD CLASS |  | CERTIFICATION/STANDARD |  | ADDITIONAL FEATURES | C/W 2 BATTERIES,1 HR CHARGER,PLASTIC CARRY CASE | [51 empty] | Production Completed
STP_009 - Lot4 | Data Enrichment | RYM | ok | 2023-07-21 | 2023-08-07 |  | 1295281 | 1295281 | EA | DRILL,PWR;PORTBL,1/2 IN,QUICK CHANGE |  |  | DRILL,POWER;TYPE:PORTABLE,CHUCK CAPACITY:1/2 IN,CHUCK TYPE:QUICK CHANGE,ADDITIONAL FEATURES EN:PISTOL GRIP, C/W,MNFR:01)RLM-DIST, PTNO:01)F510 | EN_01)PORTABLE,1/2 IN,QUICK CHANGE,01)PISTOL GRIP, C/W,01)RLM-DIST,01)F510 |  |  | RLM-DIST | RLM-DIST | F510 | [5 empty] | URL NOT FOUND | [10 empty] | CLEANSED | 27112703 Power drills | DRILL | POWER | TYPE | PORTABLE | CHUCK CAPACITY | 1/2 IN | CHUCK TYPE | QUICK CHANGE | OVERALL SIZE |  | POWER SUPPLY |  | SPEED RATING |  | TORQUE RATING |  | BODY MATERIAL |  | HAZARD CLASS |  | CERTIFICATION/STANDARD |  | ADDITIONAL FEATURES | C/W PISTOL GRIP | [51 empty] | Production Completed
STP_009 - Lot4 | Data Enrichment | RYM | ok | 2023-07-21 | 2023-08-07 |  | 1281562 | 1281562 | EA | DRILL,PWR;ROTARY HAMMER,240 V |  |  | DRILL,POWER;TYPE:ROTARY HAMMER,POWER SUPPLY:240 V,ADDITIONAL FEATURES EN:21C ELECT - JUDI / ANDREW C-SHOLD FOR CLIFF-SMI,MNFR:01) CNW (MOUNT ISA) ELECT WHOLESALER,PTNO:01)PFH26 | EN_01)ROTARY HAMMER,EN_01)240 V,01)21C ELECT - JUDI / ANDREW C,01)CNW (MOUNT ISA) ELECT WHOLE,01)PFH26 |  |  | CNW (MOUNT ISA) ELECT WHOLESALER | CNW (MOUNT ISA) ELECT WHOLESALER | PFH26 | MILWAUKEE |  |  |  |  | https://www.milwaukeetool.eu/en-eu/26-mm-sds-plus-2-mode-fixing-hammer/pfh-26/ | [10 empty] | ENRICHED | 27112703 Power drills | DRILL | POWER | TYPE | ROTARY HAMMER | CHUCK CAPACITY |  | CHUCK TYPE |  | OVERALL SIZE |  | POWER SUPPLY | 240 V | SPEED RATING |  | TORQUE RATING |  | BODY MATERIAL |  | HAZARD CLASS |  | CERTIFICATION/STANDARD |  | ADDITIONAL FEATURES | 21C ELECTRIC-JUDI/ANDREW C-SHOLD FOR CLIFF-SMI | [51 empty] | Production Completed
STP_009 - Lot4 | Data Enrichment | RYM | ok | 2023-07-21 | 2023-08-07 |  | 1352798 | 1352798 | EA | DRILL,PWR;ROTARY HAMMER,28 MM,18 V,MIMS |  |  | DRILL,POWER;TYPE:ROTARY HAMMER,CHUCK CAPACITY:28 MM,POWER SUPPLY:18 V,SPEED RATING:0-1350 R/MIN,ADDITIONAL FEATURES EN:FUEL, SKIN ONLY,MNFR:01)MIMS,PTNO:01)M18CHP-0 | EN_01)ROTARY HAMMER,28 MM,EN_01)18 V,EN_01)0-1350 R/MIN,01)FUEL, SKIN ONLY,01)MIMS,01)M18CHP-0 |  |  | MIMS | MIMS | M18CHP-0 | MILWAUKEE |  |  |  |  | https://www.milwaukeetool.com.au/discontinued-products/M18CHP-0.html | [10 empty] | ENRICHED | 27112703 Power drills | DRILL | POWER | TYPE | ROTARY HAMMER | CHUCK CAPACITY | 28 MM | CHUCK TYPE |  | OVERALL SIZE | 325 MM LG | POWER SUPPLY | 18 VDC RED LI-ION BATTERY | SPEED RATING | 0 TO 1350 RPM | TORQUE RATING |  | BODY MATERIAL |  | HAZARD CLASS |  | CERTIFICATION/STANDARD |  | ADDITIONAL FEATURES | TRADEMARK:FUEL,SKIN ONLY | [51 empty] | Production Completed
STP_009 - Lot4 | Data Enrichment | RYM | REVIEW SIZE | 2023-07-21 | 2023-08-07 | Processed based on Websource, Conflict w.r.t Input | 1319432 | 1319432 | EA | DRILL,PWR;RTRY |  |  | DRILL,POWER;TYPE:ROTARY,MNFR:01)FLEXCO,PTNO:01)FTOWRENCHPWRHW2 | EN_01)ROTARY,01)FLEXCO,01)FTOWRENCHPWRHW2 |  |  | FLEXCO | FLEXCO | HW2 | [5 empty] | https://www.flexco.com/EN/Product/4688/PowerWrenchRed.htm | [10 empty] | ENRICHED | 27111700 Wrenches and drivers | WRENCH | NO MODIFIER | TYPE | POWER | SIZE | 1-1/2 IN,2 IN,2-1/4 IN,RP1 | MATERIAL |  | MATERIAL SPECIFICATION |  | COATING/FINISH | RED | HAZARD CLASS |  | CERTIFICATION/STANDARD |  | ADDITIONAL FEATURES | [58 empty] | Production Completed
STP_009 - Lot4 | Data Enrichment | RYM | REVIEW SIZE | 2023-07-21 | 2023-08-07 | Processed based on Websource, Conflict w.r.t Input | 1353460 | 1353460 | EA | DRILL,PWR;RTRY |  |  | DRILL,POWER;TYPE:ROTARY,MNFR:01)FLEXCO,PTNO:01)FTOWRENCHPWRHW1 | EN_01)ROTARY,01)FLEXCO,01)FTOWRENCHPWRHW1 |  |  | FLEXCO | FLEXCO | HW1 | [5 empty] | https://www.flexco.com/EN/Product/4433/PowerWrenchGreen.htm | [10 empty] | ENRICHED | 27111700 Wrenches and drivers | WRENCH | NO MODIFIER | TYPE | POWER | SIZE | 375X/550,RP1 | MATERIAL |  | MATERIAL SPECIFICATION |  | COATING/FINISH | GREEN | HAZARD CLASS |  | CERTIFICATION/STANDARD |  | ADDITIONAL FEATURES | [58 empty] | Production Completed
STP_009 - Lot4 | Data Enrichment | RYM | ok | 2023-07-21 | 2023-08-07 |  | 1353595 | 1353595 | EA | DRILL,PWR;SDS PLUS ROTARY HAMMER,26 MM |  |  | DRILL,POWER;TYPE:SDS PLUS ROTARY HAMMER,CHUCK CAPACITY:26 MM,POWER SUPPLY:18 V,SPEED RATING:0-1400 R/MIN,ADDITIONAL FEATURES EN: TOOL ONLY,MNFR:01)MIMS,PTNO:01)M18CH-0 | EN_01)SDS PLUS ROTARY HAMMER,26 MM,EN_01)18 V,EN_01)0-1400 R/MIN,01)TOOL ONLY,01)MIMS,01)M18CH-0 |  |  | MIMS | MIMS | M18CH-0 | MILWAUKEE |  |  |  |  | https://www.milwaukeetool.com.au/discontinued-products/M18CH-0.html | [10 empty] | ENRICHED | 27112703 Power drills | DRILL | POWER | TYPE | SDS PLUS ROTARY HAMMER | CHUCK CAPACITY | 26 MM | CHUCK TYPE |  | OVERALL SIZE | 317 MM LG | POWER SUPPLY | 18 VDC LI-ION BATTERY | SPEED RATING | 0 TO 1400 RPM | TORQUE RATING |  | BODY MATERIAL |  | HAZARD CLASS |  | CERTIFICATION/STANDARD |  | ADDITIONAL FEATURES | TOOL ONLY | [51 empty] | Production Completed
STP_009 - Lot4 | Data Enrichment | RYM | ok | 2023-07-21 | 2023-08-07 |  | 1281508 | 1281508 | EA | DRILL,PWR;STEP,6-39 MM |  |  | DRILL,POWER;TYPE:STEP,CHUCK CAPACITY:6-39 MM,MNFR:01)HAYMANS,PTNO:01)SHF9STM6-39 | EN_01)STEP,6-39 MM,01)HAYMANS,01)SHF9STM6-39 |  |  | HAYMANS | HAYMANS | SHF9STM6-39 | [5 empty] | NOT FOUND | [10 empty] | CLEANSED |  | DRILL | POWER | TYPE | STEP | CHUCK CAPACITY | 6-39 MM | CHUCK TYPE |  | OVERALL SIZE |  | POWER SUPPLY |  | SPEED RATING |  | TORQUE RATING |  | BODY MATERIAL |  | HAZARD CLASS |  | CERTIFICATION/STANDARD |  | ADDITIONAL FEATURES | [52 empty] | Production Completed
STP_009 - Lot4 | Data Enrichment | RYM | ok | 2023-07-21 | 2023-08-07 |  | 1285872 | 1285872 | EA | DYE;UV,300 ML |  |  | DYE;TYPE:UV,CONTAINER:300 ML,MNFR:01)ASHDOWN,PTNO:01)OGX2804 | UV,300 ML,01)ASHDOWN,01)OGX2804 |  |  | ASHDOWN | ASHDOWN | OGX2804 | [5 empty] | https://ramset.co.nz/Product/Detail/370/DynaDrill-585 | [10 empty] | enrich |  | DYE | No Modifier | TYPE | UV | FORM |  | COLOUR |  | CONTAINER | 300 ML | HAZARD CLASS |  | CERTIFICATION/STANDARD |  | ADDITIONAL FEATURES | [60 empty] | Production Completed
STP_009 - Lot4 | Data Enrichment | RYM | ok | 2023-07-21 | 2023-08-07 |  | 1289398 | 1289398 | EA | FLAP WHEEL,ABRSV;120,30X30 |  |  | FLAP WHEEL,ABRASIVE;GRIT:120,ADDITIONAL FEATURES EN:30X30,MNFR:01)BLACKWOODS,PTNO:01)07885423 | 120,01)30X30,01)BLACKWOODS,01)07885423 |  |  | BLACKWOODS | BLACKWOODS | 07885423 | [5 empty] | https://www.colliermiller.com.au/dcd996nxe-dewalt-18v-xr-impact-drill-brushless-bare-tool | [10 empty] | enrich | 31191500 Abrasives and abrasive media | FLAP WHEEL | ABRASIVE | TYPE |  | OUTSIDE DIAMETER |  | FACE WIDTH |  | ARBOR SIZE |  | MOUNTING TYPE |  | GRIT | 120 | ABRASIVE MATERIAL |  | SPEED RATING |  | HAZARD CLASS |  | CERTIFICATION/STANDARD |  | ADDITIONAL FEATURES | 30X30 | [51 empty] | Production Completed
STP_009 - Lot4 | Data Enrichment | RYM | ok | 2023-07-21 | 2023-08-07 |  | 1289407 | 1289407 | EA | FLAP WHEEL,ABRSV;80,30X30 |  |  | FLAP WHEEL,ABRASIVE;GRIT:80,ADDITIONAL FEATURES EN:30X30,MNFR:01)BLACKWOODS,PTNO:01)07885406 | 80,01)30X30,01)BLACKWOODS,01)07885406 |  |  | BLACKWOODS | BLACKWOODS | 07885406 | [5 empty] | https://www.atom.com.au/drill-magnetic-base-12-55mm-manual-atra-ace-ao-5575-92238000 | [10 empty] | enrich | 31191500 Abrasives and abrasive media | FLAP WHEEL | ABRASIVE | TYPE |  | OUTSIDE DIAMETER |  | FACE WIDTH |  | ARBOR SIZE |  | MOUNTING TYPE |  | GRIT | 80 | ABRASIVE MATERIAL |  | SPEED RATING |  | HAZARD CLASS |  | CERTIFICATION/STANDARD |  | ADDITIONAL FEATURES | 30X30 | [51 empty] | Production Completed
STP_009 - Lot4 | Data Enrichment | RYM | ok | 2023-07-21 | 2023-08-07 |  | 1281701 | 1281701 | EA | FLAP WHEEL,ABRSV;MOUNTED,OD 30 MM,15 MM |  |  | FLAP WHEEL,ABRASIVE;TYPE:MOUNTED,OUTSIDE DIAMETER:30 MM,ARBOR SIZE:15 MM,GRIT:120,ABRASIVE MATERIAL:ALUMINUM OXIDE,SPEED RATING: 25000 R/MIN,ADDITIONAL FEATURES EN:GALOX 6MM-SH JOSCO,MNFR:01)TOTAL TOOLS TOWNSVILLE,PTNO:01)FW3015120C | MOUNTED,30 MM,15 MM,120,ALUMINUM OXIDE,25000 R/MIN,01)GALOX 6MM-SH JOSCO,01)TOTAL TOOLS TOWNSVILLE,01)FW3015120C |  |  | TOTAL TOOLS TOWNSVILLE | TOTAL TOOLS TOWNSVILLE | FW3015120C | [5 empty] | https://www.milwaukeetool.com.au/power-tools/drills/hammer-drills/M18FPD2-0.html | [10 empty] | enrich | 31191500 Abrasives and abrasive media | FLAP WHEEL | ABRASIVE | TYPE | MOUNTED | OUTSIDE DIAMETER | 30 MM | FACE WIDTH |  | ARBOR SIZE | 15 MM | MOUNTING TYPE |  | GRIT | 120 | ABRASIVE MATERIAL | ALUMINUM OXIDE | SPEED RATING | 25000 R/MIN | HAZARD CLASS |  | CERTIFICATION/STANDARD |  | ADDITIONAL FEATURES | GALOX 6MM-SH JOSCO | [51 empty] | Production Completed
STP_009 - Lot4 | Data Enrichment | RYM | ok | 2023-07-21 | 2023-08-07 |  | 1281777 | 1281777 | EA | FLAP WHEEL,ABRSV;MOUNTED,OD 30 MM,15 MM |  |  | FLAP WHEEL,ABRASIVE;TYPE:MOUNTED,OUTSIDE DIAMETER:30 MM,ARBOR SIZE:15 MM,GRIT:60,ABRASIVE MATERIAL:ALUMINUM OXIDE,ADDITIONAL FEATURES EN:GALOX 6MM-SH JOSCO,MNFR:01)TOTAL TOOLS TOWNSVILLE,PTNO:01)FW3015080C | MOUNTED,30 MM,15 MM,60,ALUMINUM OXIDE,01)GALOX 6MM-SH JOSCO,01)TOTAL TOOLS TOWNSVILLE,01)FW3015080C |  |  | TOTAL TOOLS TOWNSVILLE | TOTAL TOOLS TOWNSVILLE | FW3015080C | [5 empty] | https://makita.com.vn/en/product/platform-en/12v-max/driver-drills/df332dsae-cordless-driver-drill/ | [10 empty] | enrich | 31191500 Abrasives and abrasive media | FLAP WHEEL | ABRASIVE | TYPE | MOUNTED | OUTSIDE DIAMETER | 30 MM | FACE WIDTH |  | ARBOR SIZE | 15 MM | MOUNTING TYPE |  | GRIT | 60 | ABRASIVE MATERIAL | ALUMINUM OXIDE | SPEED RATING |  | HAZARD CLASS |  | CERTIFICATION/STANDARD |  | ADDITIONAL FEATURES | GALOX 6MM-SH JOSCO | [51 empty] | Production Completed
STP_009 - Lot4 | Data Enrichment | RYM | ok | 2023-07-21 | 2023-08-07 |  | 1282072 | 1282072 | EA | FLAP WHEEL,ABRSV;MOUNTED,OD 30 MM,15 MM |  |  | FLAP WHEEL,ABRASIVE;TYPE:MOUNTED,OUTSIDE DIAMETER:30 MM,ARBOR SIZE:15 MM,GRIT:60,ABRASIVE MATERIAL:ALUMINUM OXIDE,SPEED RATING: 25000 R/MIN,ADDITIONAL FEATURES EN:GALOX 6MM-SH JOSCO,MNFR:01)TOTAL TOOLS TOWNSVILLE,PTNO:01)FW3015060C | MOUNTED,30 MM,15 MM,60,ALUMINUM OXIDE,25000 R/MIN,01)GALOX 6MM-SH JOSCO,01)TOTAL TOOLS TOWNSVILLE,01)FW3015060C |  |  | TOTAL TOOLS TOWNSVILLE | TOTAL TOOLS TOWNSVILLE | FW3015060C | [5 empty] | https://makita.com.vn/en/product/platform-en/12v-max/driver-drills/df332dsae-cordless-driver-drill/ | [10 empty] | enrich | 31191500 Abrasives and abrasive media | FLAP WHEEL | ABRASIVE | TYPE | MOUNTED | OUTSIDE DIAMETER | 30 MM | FACE WIDTH |  | ARBOR SIZE | 15 MM | MOUNTING TYPE |  | GRIT | 60 | ABRASIVE MATERIAL | ALUMINUM OXIDE | SPEED RATING | 25000 R/MIN | HAZARD CLASS |  | CERTIFICATION/STANDARD |  | ADDITIONAL FEATURES | GALOX 6MM-SH JOSCO | [51 empty] | Production Completed
STP_009 - Lot4 | Data Enrichment | RYM | ok | 2023-07-21 | 2023-08-07 |  | 1281609 | 1281609 | EA | FLAP WHEEL,ABRSV;OD 125 MM,22.2 MM,80 |  |  | FLAP WHEEL,ABRASIVE;OUTSIDE DIAMETER:125 MM,ARBOR SIZE:22.2 MM,GRIT:80,ADDITIONAL FEATURES EN:MEGA-LINE BLUE, REFERENCE NO: Z80, MNFR:01)MIMS,PTNO:01)66261039226 | 125 MM,22.2 MM,80,01)MEGA-LINE BLUE, REFERENCE N,01)MIMS,01)66261039226 |  |  | MIMS | MIMS | 66261039226 | [5 empty] | NOT FOUND | [10 empty] | CLEANSED |  | FLAP WHEEL | ABRASIVE | TYPE |  | OUTSIDE DIAMETER | 125 MM | FACE WIDTH |  | ARBOR SIZE | 22.2 MM | MOUNTING TYPE |  | GRIT | 80 | ABRASIVE MATERIAL |  | SPEED RATING |  | HAZARD CLASS |  | CERTIFICATION/STANDARD |  | ADDITIONAL FEATURES | MEGA-LINE BLUE | [50 empty] | REFERENCE NO: Z80 | Production Completed
STP_009 - Lot4 | Data Enrichment | RYM | ok | 2023-07-21 | 2023-08-07 |  | 1281945 | 1281945 | EA | FLAP WHEEL,ABRSV;OD 127 MM,22 MM,60 |  |  | FLAP WHEEL,ABRASIVE;OUTSIDE DIAMETER:127 MM,ARBOR SIZE:22 MM,GRIT:60,ABRASIVE MATERIAL:ZIRCONIA,MNFR:01)BOC,PTNO:01)9803060 | 127 MM,22 MM,60,ZIRCONIA,01)BOC,01)9803060 |  |  | BOC | BOC | 9803060 | [5 empty] | https://www.milwaukeetool.com.au/power-tools/drills/hammer-drills/M18FPD2-0.html | [10 empty] | enrich | 31191500 Abrasives and abrasive media | FLAP WHEEL | ABRASIVE | TYPE |  | OUTSIDE DIAMETER | 127 MM | FACE WIDTH |  | ARBOR SIZE | 22 MM | MOUNTING TYPE |  | GRIT | 60 | ABRASIVE MATERIAL | ZIRCONIA | SPEED RATING |  | HAZARD CLASS |  | CERTIFICATION/STANDARD |  | ADDITIONAL FEATURES | [52 empty] | Production Completed
STP_009 - Lot4 | Data Enrichment | RYM | ok | 2023-07-21 | 2023-08-07 |  | 1284992 | 1284992 | EA | FREEZER;BAR,90 L,REVERSIBLE,WHT,IER |  |  | FREEZER;TYPE:BAR,CAPACITY:90 L,DOOR TYPE:REVERSIBLE,COLOUR:WHITE,ADDITIONAL FEATURES EN:WESTINGHOUSE REQUIRED FOR MOBILE CONTAINER JOBS,IER,MNFR:01)HARVEY NORMAN,PTNO:01)WFM0900WD | BAR,90 L,REVERSIBLE,WHITE,01)WESTINGHOUSE REQUIRED FOR M,02)IER,01)HARVEY NORMAN,01)WFM0900WD |  |  | HARVEY NORMAN | HARVEY NORMAN | WFM0900WD | [5 empty] | NOT FOUND | [10 empty] | CLEANSED |  | FREEZER | No Modifier | TYPE | BAR | CAPACITY | 90 L | TEMPERATURE RANGE |  | POWER SUPPLY |  | DOOR TYPE | REVERSIBLE | COLOUR | WHITE | MATERIAL |  | HAZARD CLASS |  | CERTIFICATION/STANDARD |  | ADDITIONAL FEATURES | WESTINGHOUSE REQUIRED FOR MOBILE CONTAINER JOBS,IER | [53 empty] | Production Completed
STP_009 - Lot4 | Data Enrichment | RYM | ok | 2023-07-21 | 2023-08-07 |  | 1284846 | 1284846 | EA | FREEZER;TOP MOUNT,230 L |  |  | FREEZER;TYPE:TOP MOUNT,CAPACITY:230 L,ADDITIONAL FEATURES EN:FROST FREE FRIDGE,MNFR:01)MTI AVIT PTY LIMITED T/A MTI,PTNO:01) HR6TFF230 | TOP MOUNT,230 L,01)FROST FREE FRIDGE,01)MTI AVIT PTY LIMITED T/A MT,01)HR6TFF230 |  |  | MTI AVIT PTY LIMITED T/A MTI | MTI AVIT PTY LIMITED T/A MTI | HR6TFF230 | [5 empty] | https://www.flexco.com/EN/Product/4688/PowerWrenchRed.htm | [10 empty] | enrich |  | FREEZER | No Modifier | TYPE | TOP MOUNT | CAPACITY | 230 L | TEMPERATURE RANGE |  | POWER SUPPLY |  | DOOR TYPE |  | COLOUR |  | MATERIAL |  | HAZARD CLASS |  | CERTIFICATION/STANDARD |  | ADDITIONAL FEATURES | FROST FREE FRIDGE | [53 empty] | Production Completed
STP_009 - Lot4 | Data Enrichment | RYM | ok | 2023-07-21 | 2023-08-07 |  | 1284659 | 1284659 | EA | FREEZER;VERTICAL,81 L,WHT |  |  | FREEZER;TYPE:VERTICAL,CAPACITY:81 L,COLOUR:WHITE,MNFR:01)HARVNORM,PTNO:01)HFZ85A | VERTICAL,81 L,WHITE,01)HARVNORM,01)HFZ85A |  |  | HARVNORM | HARVNORM | HFZ85A | [5 empty] | https://www.milwaukeetool.com.au/power-tools/drills/hammer-drills/M18FPD2-0.html | [10 empty] | enrich |  | FREEZER | No Modifier | TYPE | VERTICAL | CAPACITY | 81 L | TEMPERATURE RANGE |  | POWER SUPPLY |  | DOOR TYPE |  | COLOUR | WHITE | MATERIAL |  | HAZARD CLASS |  | CERTIFICATION/STANDARD |  | ADDITIONAL FEATURES | [54 empty] | Production Completed
STP_009 - Lot4 | Data Enrichment | RYM | ok | 2023-07-21 | 2023-08-07 |  | 1351420 | 1351420 | EA | FUSE BOX;24V,GEC,F1-1373.M |  |  | FUSE BOX;ADDITIONAL FEATURES EN:24V,MNFR:01)GEC,PTNO:01)F1-1373.M | 01)24V,01)GEC,01)F1-1373.M |  |  | GEC | GEC | F1-1373.M | [5 empty] | https://www.flexco.com/EN/Product/4688/PowerWrenchRed.htm | [10 empty] | enrich |  | FUSE BOX | No Modifier | STYLE |  | MOUNTING TYPE |  | MATERIAL |  | CABLE ENTRANCE DIAMETER |  | SIZE |  | HAZARD CLASS |  | CERTIFICATION/STANDARD |  | ADDITIONAL FEATURES | 24V | [57 empty] | Production Completed
STP_009 - Lot4 | Data Enrichment | RYM | ok | 2023-07-21 | 2023-08-07 |  | 1282429 | 1282429 | EA | GRINDER,ELEC;ANGLE, CORDED,180 MM,240 V |  |  | GRINDER,ELECTRICAL;TYPE:ANGLE, CORDED,WHEEL/DISC SIZE:180 MM,SPEED RATING:7600 R/MIN,VOLTAGE RATING:240 V,POWER RATING:1.75 KW, ADDITIONAL FEATURES EN:7 IN 1750W,MNFR:01)MOUNT ISA MINING SUPPLIES P/L,PTNO:01)AGV17-180XC | 01)MOUNT ISA MINING SUPPLIES P,01)AGV17-180XC,ANGLE, CORDED,180 MM,7600 R/MIN,240 V,1.75 KW,01)7 IN 1750W |  |  | MOUNT ISA MINING SUPPLIES P/L | MOUNT ISA MINING SUPPLIES P/L | AGV17-180XC | [5 empty] | https://ringball.com/wp-content/uploads/2017/01/FYH.pdf | [10 empty] | enrich | 27112700 Power tools | GRINDER | ELECTRICAL | TYPE | ANGLE,CORDED | WHEEL/DISC SIZE | 180 MM (7 IN) | SPEED RATING | 7600 RPM | VOLTAGE RATING | 240 V | POWER RATING | 1.75 KW | CURRENT RATING |  | HOPPER SIZE |  | FLOUR BIN SIZE |  | MATERIAL |  | HAZARD CLASS |  | CERTIFICATION/STANDARD |  | ADDITIONAL FEATURES | [50 empty] | Production Completed
STP_009 - Lot4 | Data Enrichment | RYM | ok | 2023-07-21 | 2023-08-07 |  | 1282118 | 1282118 | EA | GRINDER,ELEC;ANGLE,125 MM,10600 R/MIN |  |  | GRINDER,ELECTRICAL;TYPE:ANGLE,WHEEL/DISC SIZE:125 MM,SPEED RATING:10600 R/MIN,POWER RATING:1500-2800 W,HOPPER SIZE:22.23 MM,MNFR: 01)ATOMSUP,PTNO:01)G13YC2,MNFR:02)HIKOKI,PTNO:02)32630001 | 01)ATOMSUP,02)HIKOKI,01)G13YC2,02)32630001,ANGLE,125 MM,10600 R/MIN,1500-2800 W,22.23 MM |  |  | HIKOKI | 01)ATOMSUP | G13YC2 |  | HIKOKI | 32630001 |  |  | https://www.milwaukeetool.com.au/discontinued-products/M18CH-0.html | [10 empty] | enrich | 27112700 Power tools | GRINDER | ELECTRICAL | TYPE | ANGLE | WHEEL/DISC SIZE | 125 MM | SPEED RATING | 10600 RPM | VOLTAGE RATING |  | POWER RATING | 1.5 TO 2.8 KW | CURRENT RATING |  | HOPPER SIZE | 22.23 MM | FLOUR BIN SIZE |  | MATERIAL |  | HAZARD CLASS |  | CERTIFICATION/STANDARD |  | ADDITIONAL FEATURES | [50 empty] | Production Completed
STP_009 - Lot4 | Data Enrichment | RYM | ok | 2023-07-21 | 2023-08-07 |  | 1282106 | 1282106 | EA | GRINDER,ELEC;ANGLE,125 MM,8100 R/MIN |  |  | GRINDER,ELECTRICAL;TYPE:ANGLE,WHEEL/DISC SIZE:125 MM,SPEED RATING:8100 R/MIN,VOLTAGE RATING:240 VAC,POWER RATING:1800 W,MATERIAL: INOX,MNFR:01)BLKWOOD,PTNO:01)GWS18-125PL,MNFR:02)BOSCH,PTNO:02)00076793 | 01)BLKWOOD,02)BOSCH,01)GWS18-125PL,02)00076793,ANGLE,125 MM,8100 R/MIN,240 VAC,1800 W,INOX |  |  | BOSCH | BLKWOOD | GWS18-125PL |  | BOSCH | 00076793 |  |  | https://www.milwaukeetool.eu/en-eu/26-mm-sds-plus-2-mode-fixing-hammer/pfh-26/ | [10 empty] | enrich | 27112700 Power tools | GRINDER | ELECTRICAL | TYPE | ANGLE | WHEEL/DISC SIZE | 125 MM | SPEED RATING | 8100 RPM | VOLTAGE RATING | 240 VAC | POWER RATING | 1.8 KW | CURRENT RATING |  | HOPPER SIZE |  | FLOUR BIN SIZE |  | MATERIAL | INOX | HAZARD CLASS |  | CERTIFICATION/STANDARD |  | ADDITIONAL FEATURES | [50 empty] | Production Completed
STP_009 - Lot4 | Data Enrichment | RYM | ok | 2023-07-21 | 2023-08-07 |  | 1282298 | 1282298 | EA | GRINDER,ELEC;DIE SHORT NOSE,25000 R/MIN |  |  | GRINDER,ELECTRICAL;TYPE:DIE SHORT NOSE,SPEED RATING:25000 R/MIN,VOLTAGE RATING:18 V,ADDITIONAL FEATURES EN:LI-ION,MNFR:01)MOUNT ISA HIRE SERVICE,PTNO:01)DGD801Z | 01)MOUNT ISA HIRE SERVICE,01)DGD801Z,DIE SHORT NOSE,25000 R/MIN,18 V,01)LI-ION |  |  | MOUNT ISA HIRE SERVICE | MOUNT ISA HIRE SERVICE | DGD801Z | [5 empty] | https://euroboor.com/product/euroboor-eco-50s/ | [10 empty] | enrich | 27112700 Power tools | GRINDER | ELECTRICAL | TYPE | DIE SHORT NOSE | WHEEL/DISC SIZE |  | SPEED RATING | 25000 RPM | VOLTAGE RATING | 18 V | POWER RATING |  | CURRENT RATING |  | HOPPER SIZE |  | FLOUR BIN SIZE |  | MATERIAL |  | HAZARD CLASS |  | CERTIFICATION/STANDARD |  | ADDITIONAL FEATURES | BATTERY TYPE:LI-ION | [49 empty] | Production Completed
STP_009 - Lot4 | Data Enrichment | RYM | ok | 2023-07-21 | 2023-08-07 |  | 1285696 | 1285696 | EA | GRINDER;ANGLE, CORDLESS,125 MM,18 V |  |  | GRINDER;TYPE:ANGLE, CORDLESS,WHEEL/DISC SIZE:125 MM,SPEED RATING:8500 R/MIN,VOLTAGE RATING:18 V,MNFR:01)HAYMANS,PTNO:01) MIWM18CAG125XPD-0 | 01)HAYMANS,01)MIWM18CAG125XPD-0,ANGLE, CORDLESS,125 MM,8500 R/MIN,18 V |  |  | HAYMANS | HAYMANS | MIWM18CAG125XPD-0 | [5 empty] | not found | [10 empty] | CLEANSED |  | GRINDER | No Modifier | TYPE | ANGLE,CORDLESS | WHEEL/DISC SIZE | 125 MM | SPEED RATING | 8500 R/MIN | POWER RATING |  | VOLTAGE RATING | 18 V | CURRENT RATING |  | MATERIAL |  | TEMPERATURE RATING |  | HAZARD CLASS |  | CERTIFICATION/STANDARD |  | ADDITIONAL FEATURES | [52 empty] | Production Completed
STP_009 - Lot4 | Data Enrichment | RYM | ok | 2023-07-21 | 2023-08-07 |  | 1285958 | 1285958 | EA | GRINDER;ANGLE,125 MM,8500 R/MIN,18 V |  |  | GRINDER;TYPE:ANGLE,WHEEL/DISC SIZE:125 MM,SPEED RATING:8500 R/MIN,VOLTAGE RATING:18 V,ADDITIONAL FEATURES EN:SKIN ONLY,MNFR:01) ISA PARTY HIRE PTY LTD,PTNO:01)DGA508Z | 01)ISA PARTY HIRE PTY LTD,01)DGA508Z,ANGLE,125 MM,8500 R/MIN,18 V,01)SKIN ONLY |  |  | ISA PARTY HIRE PTY LTD | ISA PARTY HIRE PTY LTD | DGA508Z | [5 empty] | https://www.colliermiller.com.au/dcd996nxe-dewalt-18v-xr-impact-drill-brushless-bare-tool | [10 empty] | enrich | 27112700 Power tools | GRINDER | No Modifier | TYPE | ANGLE | WHEEL/DISC SIZE | 125 MM | SPEED RATING | 8500 R/MIN | POWER RATING |  | VOLTAGE RATING | 18 V | CURRENT RATING |  | MATERIAL |  | TEMPERATURE RATING |  | HAZARD CLASS |  | CERTIFICATION/STANDARD |  | ADDITIONAL FEATURES | SKIN ONLY | [51 empty] | Production Completed
STP_009 - Lot4 | Data Enrichment | RYM | ok | 2023-07-21 | 2023-08-07 |  | 1294857 | 1294857 | EA | GRINDER,PNEU;DIE,20000 R/MIN |  |  | GRINDER,PNEUMATIC;TYPE:DIE,SPEED RATING:20000 R/MIN,INLET SIZE:1/4 IN-18 NPT,ADDITIONAL FEATURES EN:1/4 INCH CHUCK, 157 MM LG, UNIT WEIGHT 6 KG, C/,WIVEL 90 AND 360 DEG,MNFR:01)TOKU,PTNO:01)5108MAX-H,MNFR:02)INGRAND,PTNO:02)MG1B | 01)TOKU,02)INGRAND,01)5108MAX-H,02)MG1B,DIE,20000 R/MIN,1/4 IN-18 NPT,01)1/4 INCH CHUCK, 157 MM LG,02)WIVEL 90 AND 360 DEG |  |  | INGRAND | TOKU | 5108MAX-H |  | INGRAND | MG1B |  |  | https://www.atom.com.au/drill-magnetic-base-12-55mm-manual-atra-ace-ao-5575-92238000 | [10 empty] | enrich | 27112700 Power tools | GRINDER | PNEUMATIC | TYPE | DIE | WHEEL/DISC SIZE |  | SPEED RATING | 20000 R/MIN | INLET SIZE | 1/4 IN-18 NPT | PRESSURE RATING |  | AIR CONSUMPTION |  | MATERIAL |  | MOUNTING TYPE |  | MOUNTING SIZE |  | HAZARD CLASS |  | CERTIFICATION/STANDARD |  | ADDITIONAL FEATURES | 1/4 INCH CHUCK,157 MM LG,UNIT WEIGHT 6 KG,C/,WIVEL 90 AND 360 DEG | [49 empty] | Production Completed
STP_009 - Lot4 | Data Enrichment | RYM | ok | 2023-07-21 | 2023-08-07 |  | 1287115 | 1287115 | EA | GRINDER,PNEU;DIE,22000 R/MIN |  |  | GRINDER,PNEUMATIC;TYPE:DIE,SPEED RATING:22000 R/MIN,ADDITIONAL FEATURES EN:1/4 IN CHUCK,MNFR:01)TOLNTACK,PTNO:01)SM512 | 01)TOLNTACK,01)SM512,DIE,22000 R/MIN,01)1/4 IN CHUCK |  |  | TOLNTACK | TOLNTACK | SM512 | [5 empty] | https://www.milwaukeetool.com.au/discontinued-products/M18CHD-0.html | [10 empty] | enrich | 27112700 Power tools | GRINDER | PNEUMATIC | TYPE | DIE | WHEEL/DISC SIZE |  | SPEED RATING | 22000 R/MIN | INLET SIZE |  | PRESSURE RATING |  | AIR CONSUMPTION |  | MATERIAL |  | MOUNTING TYPE |  | MOUNTING SIZE |  | HAZARD CLASS |  | CERTIFICATION/STANDARD |  | ADDITIONAL FEATURES | 1/4 IN CHUCK | [49 empty] | Production Completed
STP_009 - Lot4 | Data Enrichment | RYM | ok | 2023-07-21 | 2023-08-07 |  | 1317012 | 1317012 | EA | HEADER,SHWR;BALL JOINT,BRASS,CR PLTD |  |  | HEADER,SHOWER;TYPE:BALL JOINT,MATERIAL:BRASS,COATING/FINISH:CHROME PLATED,ADDITIONAL FEATURES EN:VANDAL PROOF, )1/2" F.BSPP X 2-" ROSE DIAMETER,MNFR:01)BLKWOODS,PTNO:01)03338902 | BALL JOINT,BRASS,CHROME PLATED,01)VANDAL PROOF, )1/2" F.BSPP,01)BLKWOODS,01)03338902 |  |  | BLACKWOODS | BLKWOODS | 03338902 | OPAL LIGHTING SYSTEMS |  |  |  |  | https://www.blackwoods.com.au/pipe-tube-fittings/fittings-plumbing/fittings-plumbing-miscellaneous/rose-shower-c-p-b-j-pln-n19-2-1-4-x-1-2/p/03338902 | [10 empty] | CLEANSED | 30181801 Shower head | HEADER | SHOWER | TYPE | BALL JOINT,ROSE | SIZE | 1/2X2-1/4 IN | MATERIAL | BRASS | COATING/FINISH | CHROME PLATED | MOUNTING TYPE |  | HAZARD CLASS |  | CERTIFICATION/STANDARD |  | ADDITIONAL FEATURES | CONNECTION TYPE:FEMALE BSPP,VANDAL PROOF | [57 empty] | Production Completed
STP_009 - Lot4 | Data Enrichment | RYM | ok | 2023-07-21 | 2023-08-07 |  | 1294833 | 1294833 | EA | HOPPER;HYDRAULIC FILL,150 MM,MATL |  |  | HOPPER;TYPE:HYDRAULIC FILL,OVERALL SIZE:150 MM,ADDITIONAL FEATURES EN:MATERIAL,MNFR:01)LOUMINCO,PTNO:01)4MIM2090 | HYDRAULIC FILL,150 MM,01)MATERIAL,01)LOUMINCO,01)4MIM2090 |  |  | LOUMINCO | LOUMINCO | 4MIM2090 | [5 empty] | not found | [10 empty] | CLEANSED |  | HOPPER | No Modifier | TYPE | HYDRAULIC FILL | CAPACITY |  | MATERIAL |  | OVERALL SIZE | 150 MM | MOUNTING TYPE |  | HAZARD CLASS |  | CERTIFICATION/STANDARD |  | ADDITIONAL FEATURES | MATERIAL | [57 empty] | Production Completed
STP_009 - Lot4 | Data Enrichment | RYM | ok | 2023-07-21 | 2023-08-07 |  | 1346070 | 1346070 | EA | HOUSING,FLTR;LG 20 IN |  |  | HOUSING,FILTER;SIZE:LG 20 IN,ADDITIONAL FEATURES EN:1-1/4 IN BSP THD, FLUID,MNFR:01)PALL,PTNO:01)UR219CC20++20HB9YR85 | EN_01)LG 20 IN,01)1-1/4 IN BSP THD, FLUID,01)PALL,01)UR219CC20++20HB9YR85 |  |  | PALL | PALL | UR219CC20++20HB9YR85 | [5 empty] | not found | [10 empty] | CLEANSED | 40161525 Housings for filters | HOUSING | FILTER | TYPE |  | SIZE | 20 IN LG | MATERIAL |  | COATING/FINISH |  | HAZARD CLASS |  | CERTIFICATION/STANDARD |  | ADDITIONAL FEATURES | FLUID PORT CONNECTION:1-1/4 IN BSPT | [59 empty] | Production Completed
STP_009 - Lot4 | Data Enrichment | RYM | ok | 2023-07-21 | 2023-08-07 |  | 1294922 | 1294922 | EA | HOUSING,FLTR;LUBE OIL TANK |  |  | HOUSING,FILTER;TYPE:LUBE OIL TANK,MNFR:01)HYDAC,PTNO:01)LF 660 I F XX A 1.0 /-QPD | LUBE OIL TANK,01)HYDAC,01)LF 660 I F XX A 1.0 /-QPD |  |  | HYDAC | HYDAC | LF 660 I F XX A 1.0 /-QPD | [5 empty] | https://euroboor.com/product/euroboor-eco-50s/ | [10 empty] | enrich | 40161525 Housings for filters | HOUSING | FILTER | TYPE | LUBE OIL TANK | SIZE |  | MATERIAL |  | COATING/FINISH |  | HAZARD CLASS |  | CERTIFICATION/STANDARD |  | ADDITIONAL FEATURES | [60 empty] | Production Completed
STP_009 - Lot4 | Data Enrichment | RYM | ok | 2023-07-21 | 2023-08-07 |  | 1365173 | 1365173 | EA | HOUSING,FLTR;PURIFICATION,STS |  |  | HOUSING,FILTER;TYPE:PURIFICATION,ADDITIONAL FEATURES EN:3 CARTRIDGE TYPE,MNFR:01)STS,PTNO:01)FC-TRIPLE-HOUSING | PURIFICATION,01)3 CARTRIDGE TYPE,01)STS,01)FC-TRIPLE-HOUSING |  |  | STS | STS | FC-TRIPLE-HOUSING | [5 empty] | https://www.colliermiller.com.au/dcd996nxe-dewalt-18v-xr-impact-drill-brushless-bare-tool | [10 empty] | enrich | 40161525 Housings for filters | HOUSING | FILTER | TYPE | PURIFICATION | SIZE |  | MATERIAL |  | COATING/FINISH |  | HAZARD CLASS |  | CERTIFICATION/STANDARD |  | ADDITIONAL FEATURES | 3 CARTRIDGE TYPE | [59 empty] | Production Completed
STP_009 - Lot4 | Data Enrichment | RYM | ok | 2023-07-21 | 2023-08-07 |  | 1302159 | 1302159 | EA | HOUSING,FLTR;RETURN,HP004/HP005,PARKER |  |  | HOUSING,FILTER;TYPE:RETURN,ADDITIONAL FEATURES EN:HP004/HP005,MNFR:01)PARKER,PTNO:01)KLT410QBGGS161 | RETURN,01)HP004/HP005,01)PARKER,01)KLT410QBGGS161 |  |  | PARKER | PARKER | KLT410QBGGS161 | [5 empty] | https://www.atom.com.au/drill-magnetic-base-12-55mm-manual-atra-ace-ao-5575-92238000 | [10 empty] | enrich | 40161525 Housings for filters | HOUSING | FILTER | TYPE | RETURN | SIZE |  | MATERIAL |  | COATING/FINISH |  | HAZARD CLASS |  | CERTIFICATION/STANDARD |  | ADDITIONAL FEATURES | HP004/HP005 | [59 empty] | Production Completed
STP_009 - Lot4 | Data Enrichment | RYM | ok | 2023-07-21 | 2023-08-07 |  | 1317625 | 1317625 | EA | HOUSING,FLTR;WATER PURIFICATION, INLET/O |  |  | HOUSING,FILTER;TYPE:WATER PURIFICATION, INLET/OUTLET,SIZE:HT 9.75 IN,MATERIAL:PP/STAINLESS STEEL,ADDITIONAL FEATURES EN:ASSY,BLUE ON CLEAR,3/4IN,F.BSPT,MNFR:01)BLKWOODS,PTNO:01)08617579 | 01)BLKWOODS,01)08617579 |  |  | BLACKWOODS | BLKWOODS | 08617579 | [5 empty] | https://www.milwaukeetool.com.au/discontinued-products/M18CHD-0.html | [10 empty] | enrich | 40161525 Housings for filters | HOUSING | FILTER | TYPE | WATER PURIFICATION,INLET/OUTLET | SIZE | HT 9.75 IN | MATERIAL | PP/STAINLESS STEEL | COATING/FINISH |  | HAZARD CLASS |  | CERTIFICATION/STANDARD |  | ADDITIONAL FEATURES | ASSY,BLUE ON CLEAR,3/4IN,F.BSPT | [59 empty] | Production Completed
STP_009 - Lot4 | Data Enrichment | RYM | ok | 2023-07-21 | 2023-08-07 |  | 1289628 | 1289628 | EA | HOUSING,FLTR;WATER,10 IN,SGL CARTRIDGE |  |  | HOUSING,FILTER;TYPE:WATER,SIZE:10 IN,ADDITIONAL FEATURES EN:SGL CARTRIDGE,MNFR:01)MARCTECH,PTNO:01)117486 RHB-784A-GP4I/O | WATER,EN_01)10 IN,01)SGL CARTRIDGE,01)MARCTECH,01)117486 RHB-784A-GP4I/O |  |  | MARCTECH | MARCTECH | 117486 RHB-784A-GP4I/O | [5 empty] | https://euroboor.com/product/euroboor-eco-50s/ | [10 empty] | enrich | 40161525 Housings for filters | HOUSING | FILTER | TYPE | WATER | SIZE | 10 IN | MATERIAL |  | COATING/FINISH |  | HAZARD CLASS |  | CERTIFICATION/STANDARD |  | ADDITIONAL FEATURES | SGL CARTRIDGE | [59 empty] | Production Completed
STP_009 - Lot4 | Data Enrichment | RYM | ok | 2023-07-21 | 2023-08-07 |  | 1289693 | 1289693 | EA | HOUSING,FLTR;WATER,20 IN,SGL CARTRIDGE |  |  | HOUSING,FILTER;TYPE:WATER,SIZE:20 IN,ADDITIONAL FEATURES EN:SGL CARTRIDGE,MNFR:01)MARCTECH,PTNO:01)RHB-806A-GP4I/O | WATER,EN_01)20 IN,01)SGL CARTRIDGE,01)MARCTECH,01)RHB-806A-GP4I/O |  |  | MARCTECH | MARCTECH | RHB-806A-GP4I/O | [5 empty] | https://www.blackwoods.com.au/pipe-tube-fittings/fittings-plumbing/fittings-plumbing-miscellaneous/rose-shower-c-p-b-j-pln-n19-2-1-4-x-1-2/p/03338902 | [10 empty] | enrich | 40161525 Housings for filters | HOUSING | FILTER | TYPE | WATER | SIZE | 20 IN | MATERIAL |  | COATING/FINISH |  | HAZARD CLASS |  | CERTIFICATION/STANDARD |  | ADDITIONAL FEATURES | SGL CARTRIDGE | [59 empty] | Production Completed
STP_009 - Lot4 | Data Enrichment | RYM | ok | 2023-07-21 | 2023-08-07 |  | 1348315 | 1348315 | EA | HOUSING;ACCUMULATOR BLOCK,SVENBORG |  |  | HOUSING;TYPE:ACCUMULATOR BLOCK,ADDITIONAL FEATURES EN:FULLY MOUNTED, SVENDBORG BRAKE CONTROL UNIT 3000-0186-801,MNFR:01)SVENBORG, PTNO:01)4890-1000-806 | EN_01)ACCUMULATOR BLOCK,01)FULLY MOUNTED, SVENDBORG BR,01)SVENBORG,01)4890-1000-806 |  |  | SVENBORG | SVENBORG | 4890-1000-806 | [5 empty] | https://www.blackwoods.com.au/pipe-tube-fittings/fittings-plumbing/fittings-plumbing-miscellaneous/rose-shower-c-p-b-j-pln-n19-2-1-4-x-1-2/p/03338902 | [10 empty] | enrich | 31261500 Housings and cabinets | HOUSING | No Modifier | TYPE | ACCUMULATOR BLOCK | SIZE |  | MATERIAL |  | HAZARD CLASS |  | CERTIFICATION/STANDARD |  | ADDITIONAL FEATURES | FULLY MOUNTED,SVENDBORG BRAKE CONTROL UNIT 3000-0186-801 | [61 empty] | Production Completed
STP_009 - Lot4 | Data Enrichment | RYM | ok | 2023-07-21 | 2023-08-07 |  | 1364782 | 1364782 | PAA | HOUSING;ARATR,37X24 MM,RUB,DUST COVER | CARCASA; | BOITIER; | HOUSING;TYPE:AERATOR,SIZE:37X24 MM,MATERIAL:RUB,ADDITIONAL FEATURES EN:DUST COVER,EYE WASH,MFR:ENWARE,MFR PNO:ESP034 | EN_01)AERATOR,EN_01)37X24 MM,EN_01)RUB,01)DUST COVER,02)EYE WASH,MFR:ENWARE,MFR PNO,01)REECE PLUMBING FAIRFIELD,01)1022659 |  |  | ENWARE | ENWARE | ESP034 |  | REECE | 1022659 |  |  | https://www.enware.com.au/products/emergency-showers-and-eyewashes/eyewash-aerator-housing-and-dust-cover-pair/ | [10 empty] | enrich |  | HOUSING | No Modifier | TYPE | EYE WASH AERATOR | SIZE | 37X24 MM | MATERIAL | RUBBER | HAZARD CLASS |  | CERTIFICATION/STANDARD |  | ADDITIONAL FEATURES | C/W DUST COVER,FOR PLUMBING FAIRFIELD | [61 empty] | Production Completed
STP_009 - Lot4 | Data Enrichment | RYM | ok | 2023-07-21 | 2023-08-07 |  | 1286654 | 1286654 | EA | HYDROCYCLONE;MINERAL PROCESSING,ALUMINUM |  |  | HYDROCYCLONE;TYPE:MINERAL PROCESSING,MATERIAL:ALUMINUM,ADDITIONAL FEATURES EN:800MM,MNFR:01)MINCOTEC,PTNO:01)822801-PB5751 | EN_01)MINERAL PROCESSING,ALUMINUM,01)800MM,01)MINCOTEC,01)822801-PB5751 |  |  | MINCOTEC | MINCOTEC | 822801-PB5751 | [5 empty] | https://www.atom.com.au/drill-magnetic-base-12-55mm-manual-atra-ace-ao-5575-92238000 | [10 empty] | enrich |  | HYDROCYCLONE | No Modifier | TYPE | MINERAL PROCESSING | FILTER RATING |  | FLOW RATING |  | INLET SIZE |  | OUTLET SIZE |  | DRAIN SIZE |  | PRESSURE RATING |  | TEMPERATURE RATING |  | SERVICE |  | MATERIAL | ALUMINUM | OVERALL SIZE |  | HAZARD CLASS |  | CERTIFICATION/STANDARD |  | ADDITIONAL FEATURES | 800MM | [45 empty] | Production Completed
STP_009 - Lot4 | Data Enrichment | RYM | ok | 2023-07-21 | 2023-08-07 |  | 1297170 | 1297170 | EA | HYDROCYCLONE;MINERAL PROCESSING,CONCENG |  |  | HYDROCYCLONE;TYPE:MINERAL PROCESSING,ADDITIONAL FEATURES EN:200NB, POLYU,MNFR:01)CONCENG,PTNO:01)DEN0100 | EN_01)MINERAL PROCESSING,01)200NB, POLYU,01)CONCENG,01)DEN0100 |  |  | CONCENG | CONCENG | DEN0100 | [5 empty] | https://www.milwaukeetool.com.au/discontinued-products/M18CHD-0.html | [10 empty] | enrich |  | HYDROCYCLONE | No Modifier | TYPE | MINERAL PROCESSING | FILTER RATING |  | FLOW RATING |  | INLET SIZE |  | OUTLET SIZE |  | DRAIN SIZE |  | PRESSURE RATING |  | TEMPERATURE RATING |  | SERVICE |  | MATERIAL |  | OVERALL SIZE |  | HAZARD CLASS |  | CERTIFICATION/STANDARD |  | ADDITIONAL FEATURES | 200NB,POLYU | [45 empty] | Production Completed
STP_009 - Lot4 | Data Enrichment | RYM | ok | 2023-07-21 | 2023-08-07 |  | 1285934 | 1285934 | EA | INSOLE,SHOE;11,BLK |  |  | INSOLE,SHOE;SIZE DESIGNATION:11,COLOUR:BLACK,MNFR:01)J.BLACKWOOD AND SON LIMITED,PTNO:01)BW 00614286 | 11,BLACK,01)J.BLACKWOOD & SON LIMITED,01)BW 00614286 |  |  | J.BLACKWOOD AND SON LIMITED | J.BLACKWOOD AND SON LIMITED | BW 00614286 | [5 empty] | not found | [10 empty] | CLEANSED |  | INSOLE | SHOE | TYPE |  | SIZE DESIGNATION | 11 | THICKNESS |  | MATERIAL |  | COLOUR | BLACK | HAZARD CLASS |  | CERTIFICATION/STANDARD |  | ADDITIONAL FEATURES | [58 empty] | Production Completed
STP_009 - Lot4 | Data Enrichment | RYM | ok | 2023-07-21 | 2023-08-07 |  | 1285753 | 1285753 | EA | INSOLE,SHOE;BOOT, GEL,11,BRN |  |  | INSOLE,SHOE;TYPE:BOOT, GEL,SIZE DESIGNATION:11,COLOUR:BROWN,MNFR:01)J.BLACKWOOD AND SON LIMITED,PTNO:01)00710294 | BOOT, GEL,11,BROWN,01)J.BLACKWOOD & SON LIMITED,01)00710294 |  |  | J.BLACKWOOD AND SON LIMITED | J.BLACKWOOD AND SON LIMITED | 00710294 | [5 empty] | not found | [10 empty] | CLEANSED |  | INSOLE | SHOE | TYPE | BOOT,GEL | SIZE DESIGNATION | 11 | THICKNESS |  | MATERIAL |  | COLOUR | BROWN | HAZARD CLASS |  | CERTIFICATION/STANDARD |  | ADDITIONAL FEATURES | [58 empty] | Production Completed
STP_009 - Lot4 | Data Enrichment | RYM | ok | 2023-07-21 | 2023-08-07 |  | 1366098 | 1366098 | PAA | INSOLE,SHOE;GUMBOOT,11-13,TOTAL-WW |  |  | INSOLE,SHOE;TYPE:GUMBOOT,SIZE DESIGNATION:11-13,ADDITIONAL FEATURES EN:FOOTWEAR, COMFORT AIR,MNFR:01)TOTAL-WW,PTNO:01)BLFBEDBL11- 13,MNFR:02)ATOMSUP,PTNO:02)282845 | GUMBOOT,11-13,01)FOOTWEAR, COMFORT AIR,01)TOTAL-WW,02)ATOMSUP,01)BLFBEDBL11-13,02)282845 |  |  | ATOM SUPPLY | TOTAL-WW | BLFBEDBL11- 13 |  | ATOMSUP | 282845 |  |  | not found | [10 empty] | CLEANSED |  | INSOLE | SHOE | TYPE | GUMBOOT | SIZE DESIGNATION | 11-13 | THICKNESS |  | MATERIAL |  | COLOUR |  | HAZARD CLASS |  | CERTIFICATION/STANDARD |  | ADDITIONAL FEATURES | FOOTWEAR,COMFORT AIR | [57 empty] | Production Completed
STP_009 - Lot4 | Data Enrichment | RYM | ok | 2023-07-21 | 2023-08-07 |  | 1366096 | 1366096 | PAA | INSOLE,SHOE;GUMBOOT,5-7,ATOMSUP,282842 |  |  | INSOLE,SHOE;TYPE:GUMBOOT,SIZE DESIGNATION:5-7,ADDITIONAL FEATURES EN:FOOTWEAR, FOOT BED COMFORT AIR, INSERTS,MNFR:01)ATOMSUP,PTNO: 01)282842 | GUMBOOT,5-7,01)FOOTWEAR, FOOT BED COMFORT,01)ATOMSUP,01)282842 |  |  | ATOM SUPPLY | ATOMSUP | 01)282842 | [5 empty] | https://www.atom.com.au/drill-magnetic-base-12-55mm-manual-atra-ace-ao-5575-92238000 | [10 empty] | enrich |  | INSOLE | SHOE | TYPE | GUMBOOT | SIZE DESIGNATION | 5-7 | THICKNESS |  | MATERIAL |  | COLOUR |  | HAZARD CLASS |  | CERTIFICATION/STANDARD |  | ADDITIONAL FEATURES | FOOTWEAR,FOOT BED COMFORT AIR,INSERTS | [57 empty] | Production Completed
STP_009 - Lot4 | Data Enrichment | RYM | ok | 2023-07-21 | 2023-08-07 |  | 1366097 | 1366097 | PAA | INSOLE,SHOE;GUMBOOT,8-10,ATOMSUP,282844 |  |  | INSOLE,SHOE;TYPE:GUMBOOT,SIZE DESIGNATION:8-10,ADDITIONAL FEATURES EN:FOOTWEAR, FOOT BED COMFORT AIR, INSERTS,MNFR:01)ATOMSUP, PTNO:01)282844 | GUMBOOT,8-10,01)FOOTWEAR, FOOT BED COMFORT,01)ATOMSUP,01)282844 |  |  | ATOM SUPPLY | ATOMSUP | 282844 | [5 empty] | https://www.milwaukeetool.com.au/discontinued-products/M18CHD-0.html | [10 empty] | enrich |  | INSOLE | SHOE | TYPE | GUMBOOT | SIZE DESIGNATION | 8-10 | THICKNESS |  | MATERIAL |  | COLOUR |  | HAZARD CLASS |  | CERTIFICATION/STANDARD |  | ADDITIONAL FEATURES | FOOTWEAR,FOOT BED COMFORT AIR,INSERTS | [57 empty] | Production Completed
STP_009 - Lot4 | Data Enrichment | RYM | ok | 2023-07-21 | 2023-08-07 |  | 1285801 | 1285801 | EA | IRON,SLDRG;12 V,90 W,LG 272 MM,399 DEG C |  |  | IRON,SOLDERING;VOLTAGE RATING:12 V,POWER RATING:90 W,SIZE:LG 272 MM,TEMPERATURE RATING:399 DEG C,ADDITIONAL FEATURES EN:ONLYUSES M12 RED LITHIUM-ION BATTERY,MNFR:01)TOOL 'N' TACKLE,PTNO:01)M12SI-0 | 12 V,90 W,LG 272 MM,399 DEG C,01)ONLYUSES M12 RED LITHIUM-IO,01)TOOL 'N' TACKLE,01)M12SI-0 |  |  | TOOL 'N' TACKLE | TOOL 'N' TACKLE | M12SI-0 | [5 empty] | not found | [10 empty] | CLEANSED |  | IRON | SOLDERING | TYPE |  | TIP TYPE |  | TIP MATERIAL |  | TIP DIAMETER |  | VOLTAGE RATING | 12 V | POWER RATING | 90 W | SIZE | LG 272 MM | TEMPERATURE RATING | 399 DEG C | HAZARD CLASS |  | CERTIFICATION/STANDARD |  | ADDITIONAL FEATURES | ONLYUSES M12 RED LITHIUM-ION BATTERY | [51 empty] | Production Completed
STP_009 - Lot4 | Data Enrichment | RYM | ok | 2023-07-21 | 2023-08-07 |  | 1353681 | 1353681 | EA | IRON,SLDRG;4 VAC/DC,100 W,SCOPE,SS |  |  | IRON,SOLDERING;VOLTAGE RATING:4 VAC/DC,POWER RATING:100 W,ADDITIONAL FEATURES EN:SUPERSCOPE, THUMB SWITCH,MNFR:01)SCOPE,PTNO:01) SS | 4 VAC/DC,100 W,01)SUPERSCOPE, THUMB SWITCH,01)SCOPE,01)SS |  |  | SCOPE | SCOPE | SS | [5 empty] | https://euroboor.com/product/euroboor-eco-50s/ | [10 empty] | enrich |  | IRON | SOLDERING | TYPE |  | TIP TYPE |  | TIP MATERIAL |  | TIP DIAMETER |  | VOLTAGE RATING | 4 VAC/DC | POWER RATING | 100 W | SIZE |  | TEMPERATURE RATING |  | HAZARD CLASS |  | CERTIFICATION/STANDARD |  | ADDITIONAL FEATURES | SUPERSCOPE,THUMB SWITCH | [51 empty] | Production Completed
STP_009 - Lot4 | Data Enrichment | RYM | ok | 2023-07-21 | 2023-08-07 |  | 1286085 | 1286085 | EA | IRON,SLDRG;CORDLESS, LI-ION,12 VDC |  |  | IRON,SOLDERING;TYPE:CORDLESS, LI-ION,VOLTAGE RATING:12 VDC,SIZE:LG 274 MM,MNFR:01)BLKWOOD,PTNO:01)04145934 | CORDLESS, LI-ION,12 VDC,LG 274 MM,01)BLKWOOD,01)04145934 |  |  | BLKWOOD | BLKWOOD | 04145934 | [5 empty] | not found | [10 empty] | CLEANSED |  | IRON | SOLDERING | TYPE | CORDLESS,LI-ION | TIP TYPE |  | TIP MATERIAL |  | TIP DIAMETER |  | VOLTAGE RATING | 12 VDC | POWER RATING |  | SIZE | LG 274 MM | TEMPERATURE RATING |  | HAZARD CLASS |  | CERTIFICATION/STANDARD |  | ADDITIONAL FEATURES | [52 empty] | Production Completed
STP_009 - Lot4 | Data Enrichment | RYM | ok | 2023-07-21 | 2023-08-07 |  | 1233579 | 1233579 | EA | IRON,SLDRG;CORDLESS,12 V,90 W,272 MM |  |  | IRON,SOLDERING;TYPE:CORDLESS,VOLTAGE RATING:12 V,POWER RATING:90 W,SIZE:272 MM,TEMPERATURE RATING:399 DEG C,ADDITIONAL FEATURES EN:TOOL ONLY,MNFR:01)MIMS,PTNO:01)M12SI-0 | CORDLESS,12 V,90 W,272 MM,399 DEG C,01)TOOL ONLY,01)MIMS,01)M12SI-0 |  |  | MIMS | MIMS | M12SI-0 | [5 empty] | not found | [10 empty] | CLEANSED |  | IRON | SOLDERING | TYPE | CORDLESS | TIP TYPE |  | TIP MATERIAL |  | TIP DIAMETER |  | VOLTAGE RATING | 12 V | POWER RATING | 90 W | SIZE | 272 MM | TEMPERATURE RATING | 399 DEG C | HAZARD CLASS |  | CERTIFICATION/STANDARD |  | ADDITIONAL FEATURES | TOOL ONLY | [51 empty] | Production Completed
STP_009 - Lot4 | Data Enrichment | RYM | ok | 2023-07-21 | 2023-08-07 |  | 1296904 | 1296904 | EA | IRON,SLDRG;GAS, PYROPEN, BUTANE,RSCOMP |  |  | IRON,SOLDERING;TYPE:GAS, PYROPEN, BUTANE,MNFR:01)RSCOMP,PTNO:01)4315722 | GAS, PYROPEN, BUTANE,01)RSCOMP,01)4315722 |  |  | RSCOMP | RSCOMP | 4315722 | [5 empty] | https://euroboor.com/product/euroboor-eco-50s/ | [10 empty] | enrich |  | IRON | SOLDERING | TYPE | GAS,PYROPEN,BUTANE | TIP TYPE |  | TIP MATERIAL |  | TIP DIAMETER |  | VOLTAGE RATING |  | POWER RATING |  | SIZE |  | TEMPERATURE RATING |  | HAZARD CLASS |  | CERTIFICATION/STANDARD |  | ADDITIONAL FEATURES | [52 empty] | Production Completed
STP_009 - Lot4 | Data Enrichment | RYM | ok | 2023-07-21 | 2023-08-07 |  | 1296748 | 1296748 | EA | IRON,SLDRG;PENCIL, STATION,240 VAC,42 W |  |  | IRON,SOLDERING;TYPE:PENCIL, STATION,TIP DIAMETER:6.35 MM,VOLTAGE RATING:240 VAC,POWER RATING:42 W,ADDITIONAL FEATURES EN: STAINLESS STEEL BARREL WITH CERAMIC FILLED ELEMENT, CONTROLLED OUTP,UT,MNFR:01)GLOBWELD,PTNO:01)BLA04394819 | PENCIL, STATION,6.35 MM,240 VAC,42 W,01)STAINLESS STEEL BARREL WITH,02)UT,01)GLOBWELD,01)BLA04394819 |  |  | GLOBWELD | GLOBWELD | BLA04394819 | [5 empty] | not found | [10 empty] | CLEANSED |  | IRON | SOLDERING | TYPE | PENCIL,STATION | TIP TYPE |  | TIP MATERIAL |  | TIP DIAMETER | 6.35 MM | VOLTAGE RATING | 240 VAC | POWER RATING | 42 W | SIZE |  | TEMPERATURE RATING |  | HAZARD CLASS |  | CERTIFICATION/STANDARD |  | ADDITIONAL FEATURES | STAINLESS STEEL BARREL WITH CERAMIC FILLED ELEMENT,CONTROLLED OUTP,UT | [51 empty] | Production Completed
STP_009 - Lot4 | Data Enrichment | RYM | OK_TAKEN | 2023-07-21 | 2023-08-07 |  | 1291913 | 1291913 | EA | DETECTOR;LINE VOLTAGE,240 V TO 220 KV |  |  | DETECTOR;TYPE:LINE VOLTAGE,MEASURING RANGE:240 V TO 220 KV,ADDITIONAL FEATURES EN:INDICATOR, SELF TEST, LIGHT/ALARM, WITH BAG, WATER RESISTANT, STATI,C DISCRIMINATOR, TOUCHPAD CONTROL,MNFR:01)THEENERG,PTNO:01)LT?220?K | EN_01)LINE VOLTAGE,240 V TO 220 KV,01)INDICATOR, SELF TEST, LIGHT,02)C DISCRIMINATOR, TOUCHPAD C,01)THEENERG,01)LT?220?K |  |  | THEENERG | THEENERG | LT-220-K | [5 empty] | https://www.tengroup.com.au/attachments/Product/12707/TEN%20Group_Starlogixs%20LT-220%20Prox-tester%20-%201221.pdf?ts=1639374332 | [10 empty] | CLEANSED | 41111900 Indicating and recording instruments | DETECTOR | No Modifier | TYPE | LINE VOLTAGE,PROXIMITY | MEASURING RANGE | 240 V TO 220 KV | SIZE |  | MATERIAL |  | HAZARD CLASS |  | CERTIFICATION/STANDARD |  | ADDITIONAL FEATURES | INDICATOR,SELF TEST,LIGHT/ALARM,C/W BAG,WATER RESISTANT,STATI,C DISCRIMINATOR,TOUCHPAD CONTROL | [59 empty] | Production Completed