## Sheet1
Project | Activities | Production User | Production Comments | Start Date | End Date | Remarks | Griha ID | MATNR | MEINS | MAKTX_EN | MAKTX_ES | MAKTX_FR | TEXT_EN | Class_Char_Catted | MFRPN | MFRNR | MFRNR DES | MNFR | PTNO | Verified MNFR from web | MNFR 1 | PTNO 1 | MNFR 2 | PTNO 2 | Reference URL | Reference URL1 | Item Number | Equipment Type | Equipment Manufacturer | Equipment Model | Equipment Serial | DWG | DRAWING VERSION | POS/TAG | Unused Text | Enriched/Cleansed | UNSPSC Ver.23.07 | Noun | Modifier | Attribute Name 1 | Attribute Value 1 | Attribute Name 2 | Attribute Value 2 | Attribute Name 3 | Attribute Value 3 | Attribute Name 4 | Attribute Value 4 | Attribute Name 5 | Attribute Value 5 | Attribute Name 6 | Attribute Value 6 | Attribute Name 7 | Attribute Value 7 | Attribute Name 8 | Attribute Value 8 | Attribute Name 9 | Attribute Value 9 | Attribute Name 10 | Attribute Value 10 | Attribute Name 11 | Attribute Value 11 | Attribute Name 12 | Attribute Value 12 | Attribute Name 13 | Attribute Value 13 | Attribute Name 14 | Attribute Value 14 | Attribute Name 15 | Attribute Value 15 | Attribute Name 16 | Attribute Value 16 | Attribute Name 17 | Attribute Value 17 | Attribute Name 18 | Attribute Value 18 | Attribute Name 19 | Attribute Value 19 | Attribute Name 20 | Attribute Value 20 | Attribute Name 21 | Attribute Value 21 | Attribute Name 22 | Attribute Value 22 | Attribute Name 23 | Attribute Value 23 | Attribute Name 24 | Attribute Value 24 | Attribute Name 25 | Attribute Value 25 | Attribute Name 26 | Attribute Value 26 | Attribute Name 27 | Attribute Value 27 | Attribute Name 28 | Attribute Value 28 | Attribute Name 29 | Attribute Value 29 | Attribute Name 30 | Attribute Value 30 | Attribute Name 31 | Attribute Value 31 | Attribute Name 32 | Attribute Value 32 | Attribute Name 33 | Attribute Value 33 | Attribute Name 34 | Attribute Value 34 | Attribute Name 35 | Attribute Value 35 | Attribute Name 36 | Attribute Value 36 | Remaining_Information | Status
STP_009 - Lot4 | Data Enrichment | SOZ | OK | 2023-07-21 | 2023-08-07 |  | 1282850 | 1282850 | EA | ARBOR,HOLSW;10-19 MM,PILT DIA 10 MM |  |  | ARBOR,HOLESAW;HOLESAW SIZE:10-19 MM,PILOT DRILL DIAMETER:10 MM,MATERIAL:HIGH SPEED STEEL,ADDITIONAL FEATURES EN:SHARPEN,MNFR:01) BOSS,PTNO:01)REGRIND-1 | 10-19 MM,10 MM,HIGH SPEED STEEL,01)SHARPEN,01)BOSS,01)REGRIND-1 |  |  | BOSS | BOSS | REGRIND-1 | [5 empty] | U | [10 empty] | C |  | ARBOR | HOLESAW | TYPE |  | HOLESAW SIZE | 10 TO 19 MM | SHANK SIZE |  | SHANK TYPE |  | THREAD SIZE |  | OVERALL LENGTH |  | PILOT DRILL DIAMETER | 10 MM | MATERIAL | HIGH SPEED STEEL | HAZARD CLASS |  | CERTIFICATION/STANDARD |  | ADDITIONAL FEATURES | SHARPEN | [51 empty] | Production completed
STP_009 - Lot4 | Data Enrichment | SOZ | OK | 2023-07-21 | 2023-08-07 |  | 1282747 | 1282747 | EA | ARBOR,HOLSW;CORE DRILL,14-30 MM,9.5 MM |  |  | ARBOR,HOLESAW;TYPE:CORE DRILL,HOLESAW SIZE:14-30 MM,SHANK SIZE:9.5 MM,SHANK TYPE:HEXAGON,THREAD SIZE:1/2 IN,PILOT DRILL DIAMETER: 6.5 MM,MATERIAL:BI-METAL STEEL ALLOY,MNFR:01)RS COMPONENTS PTY LTD,PTNO:01)216-044 | CORE DRILL,14-30 MM,9.5 MM,HEXAGON,1/2 IN,6.5 MM,BI-METAL STEEL ALLOY,01)RS COMPONENTS PTY LTD,01)216-044 |  |  | RS COMPONENTS PTY LTD | RS COMPONENTS PTY LTD | 216-044 | [5 empty] | https://int.rsdelivers.com/product/rs-pro/rs-pro-65mm-arbor/0216044 | [10 empty] | C |  | ARBOR | HOLESAW | TYPE | CORE DRILL | HOLESAW SIZE | 14 TO 30 MM | SHANK SIZE | 9.5 MM | SHANK TYPE | HEXAGON | THREAD SIZE | 1/2 IN | OVERALL LENGTH |  | PILOT DRILL DIAMETER | 6.5 MM | MATERIAL | BI-METAL STEEL ALLOY | HAZARD CLASS |  | CERTIFICATION/STANDARD |  | ADDITIONAL FEATURES | [52 empty] | Production completed
STP_009 - Lot4 | Data Enrichment | SOZ | OK | 2023-07-21 | 2023-08-07 |  | 1282746 | 1282746 | EA | ARBOR,HOLSW;CORE DRILL,14-30, 32-152 MM |  |  | ARBOR,HOLESAW;TYPE:CORE DRILL,HOLESAW SIZE:14-30, 32-152 MM,SHANK SIZE:9.5 MM,SHANK TYPE:HEXAGON,THREAD SIZE:5/8 IN,PILOT DRILL DIAMETER:6.5 X 9.5 MM,MATERIAL:BI-METAL STEEL ALLOY,MNFR:01)RS COMPONENTS PTY LTD,PTNO:01)215-978 | CORE DRILL,14-30, 32-152 MM,9.5 MM,HEXAGON,5/8 IN,6.5 X 9.5 MM,BI-METAL STEEL ALLOY,01)RS COMPONENTS PTY LTD,01)215-978 |  |  | RS COMPONENTS PTY LTD | RS COMPONENTS PTY LTD | 215-978 | [5 empty] | https://export.rsdelivers.com/product/rs-pro/rs-pro-95mm-arbor/0215978 | [10 empty] | C |  | ARBOR | HOLESAW | TYPE | CORE DRILL | HOLESAW SIZE | 14 TO 30,32 TO 152 MM | SHANK SIZE | 9.5 MM | SHANK TYPE | HEXAGON | THREAD SIZE | 5/8 IN | OVERALL LENGTH |  | PILOT DRILL DIAMETER | 6.5 X 9.5 MM | MATERIAL | BI-METAL STEEL ALLOY | HAZARD CLASS |  | CERTIFICATION/STANDARD |  | ADDITIONAL FEATURES | [52 empty] | Production completed
STP_009 - Lot4 | Data Enrichment | SOZ | OK | 2023-07-21 | 2023-08-07 |  | 1282936 | 1282936 | EA | ARBOR,HOLSW;PILOT DRILL STARRETT |  |  | ARBOR,HOLESAW;TYPE:PILOT DRILL STARRETT,OVERALL LENGTH:79 MM,PILOT DRILL DIAMETER:6.5 MM,MATERIAL:HIGH SPEED STEEL,MNFR:01)J. BLACKW | PILOT DRILL STARRETT,79 MM,6.5 MM,HIGH SPEED STEEL,01)J.BLACKWOOD & SON LIMITED,01)02919416 |  |  | J. BLACKW | J. BLACKW | [6 empty] | U | [10 empty] | C |  | ARBOR | HOLESAW | TYPE | PILOT DRILL STARRETT | HOLESAW SIZE |  | SHANK SIZE |  | SHANK TYPE |  | THREAD SIZE |  | OVERALL LENGTH | 79 MM | PILOT DRILL DIAMETER | 6.5 MM | MATERIAL | HIGH SPEED STEEL | HAZARD CLASS |  | CERTIFICATION/STANDARD |  | ADDITIONAL FEATURES | [52 empty] | Production completed
STP_009 - Lot4 | Data Enrichment | SOZ | OK | 2023-07-21 | 2023-08-07 |  | 1282737 | 1282737 | EA | ARBOR,HOLSW;QUICKFIT,32-152 MM,1 |  |  | ARBOR,HOLESAW;TYPE:QUICKFIT,HOLESAW SIZE:32-152 MM,ADDITIONAL FEATURES EN:1,MNFR:01)J.BLACKWOOD AND SON LIMITED,PTNO:01)09910361 | QUICKFIT,32-152 MM,01)1,01)J.BLACKWOOD & SON LIMITED,01)09910361 |  |  | J.BLACKWOOD AND SON LIMITED | J.BLACKWOOD AND SON LIMITED | 09910361 | [5 empty] | U | [10 empty] | C |  | ARBOR | HOLESAW | TYPE | QUICKFIT | HOLESAW SIZE | 32 TO 152 MM | SHANK SIZE |  | SHANK TYPE |  | THREAD SIZE |  | OVERALL LENGTH |  | PILOT DRILL DIAMETER |  | MATERIAL |  | HAZARD CLASS |  | CERTIFICATION/STANDARD |  | ADDITIONAL FEATURES | 1 | [51 empty] | Production completed
STP_009 - Lot4 | Data Enrichment | SOZ | OK | 2023-07-21 | 2023-08-07 |  | 1283027 | 1283027 | EA | ARBOR,HOLSW;SMALL SUIT,14-30MM |  |  | ARBOR,HOLESAW;TYPE:SMALL SUIT,ADDITIONAL FEATURES EN:14-30MM,MNFR:01)KONNECT,PTNO:01)KARB14-30 | SMALL SUIT,01)14-30MM,01)KONNECT,01)KARB14-30 |  |  | KONNECT | KONNECT | KARB14-30 | [5 empty] | https://nubco.sympaconline.com/product.php?productInformation=72320803 | [10 empty] | C |  | ARBOR | HOLESAW | TYPE | SMALL SUIT | HOLESAW SIZE | 14 TO 30 MM | SHANK SIZE |  | SHANK TYPE |  | THREAD SIZE |  | OVERALL LENGTH |  | PILOT DRILL DIAMETER |  | MATERIAL |  | HAZARD CLASS |  | CERTIFICATION/STANDARD |  | ADDITIONAL FEATURES | [52 empty] | Production completed
STP_009 - Lot4 | Data Enrichment | SOZ | OK | 2023-07-21 | 2023-08-07 |  | 1282770 | 1282770 | EA | ARBOR;CHUCK, MORSE TAPER,NO 4 |  |  | ARBOR;TYPE:CHUCK, MORSE TAPER,ARBOR SIZE:NO 4,SHAFT LENGTH:153.2 MM,ADDITIONAL FEATURES EN:REFERENCE NO: 6JT,MNFR:01)J.BLACKWOOD AND | CHUCK, MORSE TAPER,NO 4,153.2 MM,01)REFERENCE NO: 6JT,01)J.BLACKWOOD & SON LIMITED,01)06257307 |  |  | J.BLACKWOOD AND | J.BLACKWOOD AND | [6 empty] | U | [10 empty] | C |  | ARBOR | No Modifier | TYPE | CHUCK,MORSE TAPER | ARBOR SIZE | NO 4 | STEM DIAMETER |  | STEM LENGTH |  | SHAFT LENGTH | 153.2 MM | MATERIAL |  | SPEED RATING |  | HAZARD CLASS |  | CERTIFICATION/STANDARD |  | ADDITIONAL FEATURES | REF: 6JT | [53 empty] | Production completed
STP_009 - Lot4 | Data Enrichment | SOZ | OK_ASK SIZE | 2023-07-21 | 2023-08-07 |  | 1282950 | 1282950 | EA | ARBOR;FACE MILL |  |  | ARBOR;TYPE:FACE MILL,ADDITIONAL FEATURES EN:NT30X22 METRIC, REQUIRED FOR CANDC WORKSHOP,MNFR:01)HARE AND FORBES,PTNO:01)M540 | FACE MILL,01)NT30X22 METRIC, REQUIRED FO,01)HARE & FORBES,01)M540 |  |  | HARE AND FORBES | HARE AND FORBES | M540 | Toolmaster |  | NT30 X 22MM |  |  | https://generaltools.com.au/product/toolmaster-nt30x22-face-mill-arbor/ | [10 empty] | E |  | ARBOR | No Modifier | TYPE | FACE MILL | ARBOR SIZE |  | STEM DIAMETER | 22 MM | STEM LENGTH | 18 MM | SHAFT LENGTH | 20 MM | MATERIAL | SCM-21 | SPEED RATING |  | HAZARD CLASS |  | CERTIFICATION/STANDARD |  | ADDITIONAL FEATURES | REQUIRED FOR CANDC WORKSHOP | [53 empty] | Production completed
STP_009 - Lot4 | Data Enrichment | SOZ | OK_ASK SIZE | 2023-07-21 | 2023-08-07 |  | 1282930 | 1282930 | EA | ARBOR;FACE MILL,NT30X27 METRIC |  |  | ARBOR;TYPE:FACE MILL,ADDITIONAL FEATURES EN:NT30X27 METRIC,MNFR:01)HARE AND FORBES,PTNO:01)M542 | FACE MILL,01)NT30X27 METRIC,01)HARE & FORBES,01)M542 |  |  | HARE AND FORBES | HARE AND FORBES | M542 | Toolmaster |  | NT30 X 27MM |  |  | http://www.engtooling.com/catalogue/stub-mill-arbor-17969_160602_160603/stub-mill-arbor-nt30-x-27mm-933_9024?p=1 | [10 empty] | E |  | ARBOR | No Modifier | TYPE | FACE MILL | ARBOR SIZE |  | STEM DIAMETER |  | STEM LENGTH |  | SHAFT LENGTH |  | MATERIAL |  | SPEED RATING |  | HAZARD CLASS |  | CERTIFICATION/STANDARD |  | ADDITIONAL FEATURES | [54 empty] | Production completed
STP_009 - Lot4 | Data Enrichment | SOZ | OK | 2023-07-21 | 2023-08-07 |  | 1282869 | 1282869 | EA | ARBOR;REVOLVING LIVE PIPE,STM DIA 100 MM |  |  | ARBOR;TYPE:REVOLVING LIVE PIPE,STEM DIAMETER:100 MM,MNFR:01)LIVE CENTRE,PTNO:01)3MT,MNFR:02)HARE AND FORBES,PTNO:02)C045 | REVOLVING LIVE PIPE,100 MM,01)LIVE CENTRE,02)HARE & FORBES,01)3MT,02)C045 |  |  | HARE AND FORBES | LIVE CENTRE | 3MT |  | HARE AND FORBES | C045 |  |  | U | [10 empty] | C |  | ARBOR | No Modifier | TYPE | REVOLVING LIVE PIPE | ARBOR SIZE |  | STEM DIAMETER | 100 MM | STEM LENGTH |  | SHAFT LENGTH |  | MATERIAL |  | SPEED RATING |  | HAZARD CLASS |  | CERTIFICATION/STANDARD |  | ADDITIONAL FEATURES | [54 empty] | Production completed
STP_009 - Lot4 | Data Enrichment | SOZ | OK | 2023-07-21 | 2023-08-07 |  | 1346055 | 1346055 | EA | CUBIERTA BANDJ CABLES;HUB DIA 400 MM |  |  | HANDWHEEL;HUB DIAMETER:400 MM,ADDITIONAL FEATURES EN:ASSY,F549, RISING,S,MNFR:01)TYCO,PTNO:01)2034091 | 01)TYCO,01)2034091,400 MM,01)ASSY,F549, RISING,S |  |  | TYCO | TYCO | 2034091 | [5 empty] | U | [12 empty] | CABLE | ASSEMBLY | TYPE |  | VOLTAGE RATING |  | CURRENT RATING |  | CONDUCTOR SIZE |  | NUMBER OF CONDUCTORS |  | CORE STRANDS |  | CONDUCTOR MATERIAL |  | JACKET MATERIAL |  | INSULATION MATERIAL |  | TEMPERATURE RATING |  | LENGTH |  | JACKET COLOUR |  | HAZARD CLASS |  | CERTIFICATION/STANDARD |  | ADDITIONAL FEATURES | F549,RISING | [42 empty] | HUB DIAMETER:400 MM | Production completed
STP_009 - Lot4 | Data Enrichment | SOZ | OK | 2023-07-21 | 2023-08-07 |  | 1285832 | 1285832 | EA | CUBIERTA BANDJ CABLES;VICE |  |  | HANDWHEEL;TYPE:VICE,ADDITIONAL FEATURES EN:INCLUDING FREIGHT FROM MANUFACTURER QTY 1 X 227,MNFR:01)HARE AND FORBES,PTNO:01)4BM0099 | 01)HARE & FORBES,01)4BM0099,VICE,01)INCLUDING FREIGHT FROM MANU |  |  | HARE AND FORBES | HARE AND FORBES | 4BM0099 | [5 empty] | U | [12 empty] | CABLE | No Modifier | TYPE | VICE | NUMBER OF CONDUCTORS |  | CONDUCTOR SIZE |  | VOLTAGE RATING |  | CURRENT RATING |  | CONDUCTOR MATERIAL |  | JACKET MATERIAL |  | INSULATION MATERIAL |  | TEMPERATURE RATING |  | LENGTH |  | HAZARD CLASS |  | CERTIFICATION/STANDARD |  | ADDITIONAL FEATURES | INCLUDING FREIGHT FROM MANUFACTURER QTY 1 X 227 | [47 empty] | Production completed
STP_009 - Lot4 | Data Enrichment | SOZ | OK | 2023-07-21 | 2023-08-07 |  | 1318634 | 1318634 | EA | CUBIERTA BANDJ CABLES;WHL DIA 230 MM |  |  | HANDWHEEL;WHEEL DIAMETER:230 MM,MATERIAL:SPHEROIDAL GRAPHITE IRON,ADDITIONAL FEATURES EN:GEN USAGE, M20 MOUNT THD, 250 MM OD X 168 MM O/,EVISION 6,MNFR:01)MIMDWG,PTNO:01)214-6-1126 | 01)MIMDWG,01)214-6-1126,230 MM,SPHEROIDAL GRAPHITE IRON,01)GEN USAGE, M20 MOUNT THD, 2,02)EVISION 6 |  |  | MIMDWG | MIMDWG | 214-6-1126 | [5 empty] | U | [12 empty] | CABLE | No Modifier | TYPE |  | NUMBER OF CONDUCTORS |  | CONDUCTOR SIZE |  | VOLTAGE RATING |  | CURRENT RATING |  | CONDUCTOR MATERIAL |  | JACKET MATERIAL |  | INSULATION MATERIAL |  | TEMPERATURE RATING |  | LENGTH |  | HAZARD CLASS |  | CERTIFICATION/STANDARD |  | ADDITIONAL FEATURES | GEN USAGE,M20 MOUNT THD,250 MM OD X 168 MM O/,EVISION 6 | [46 empty] | WHEEL DIAMETER:230 MM,MATERIAL:SPHEROIDAL GRAPHITE IRON | Production completed
STP_009 - Lot4 | Data Enrichment | SOZ | OK | 2023-07-21 | 2023-08-07 |  | 1347287 | 1347287 | EA | BREAKER,CIRCT;25 A,6 KA,3 PH, MSA |  |  | BREAKER,CIRCUIT;CURRENT RATING:25 A,INTERRUPT RATING:6 KA,ADDITIONAL FEATURES EN:3 PH, MSA,MNFR:01)THEGAMME,PTNO:01)77474 | 25 A,EN_01)6 KA,01)3 PH, MSA,01)THEGAMME,01)77474 |  |  | THEGAMME | THEGAMME | 77474 | [5 empty] | U | [10 empty] | C |  | CIRCUIT BREAKER | No Modifier | TYPE |  | CURRENT RATING | 25 A | VOLTAGE RATING |  | FRAME RATING |  | INTERRUPT RATING | 6 KA | NUMBER OF POLES |  | OVERALL SIZE |  | TRIP SETTING |  | TERMINAL TYPE |  | MOUNTING TYPE |  | CERTIFICATION/STANDARD |  | ADDITIONAL FEATURES | 3 PH,MSA | [49 empty] | Production completed
STP_009 - Lot4 | Data Enrichment | SOZ | OK | 2023-07-21 | 2023-08-07 |  | 1381817 | 1381817 | EA | BREAKER,CIRCT;25 A,BLADE-TYPE FUSE |  |  | BREAKER,CIRCUIT;CURRENT RATING:25 A,ADDITIONAL FEATURES EN:BLADE-TYPE FUSE,MNFR:01)ASHDOWN,PTNO:01)60-20208 | 25 A,01)BLADE-TYPE FUSE,01)ASHDOWN,01)60-20208 |  |  | ASHDOWN | ASHDOWN INGRAM | 60-20208 | [5 empty] | U | [10 empty] | C |  | CIRCUIT BREAKER | No Modifier | TYPE | BLADE-TYPE FUSE | CURRENT RATING | 25 A | VOLTAGE RATING |  | FRAME RATING |  | INTERRUPT RATING |  | NUMBER OF POLES |  | OVERALL SIZE |  | TRIP SETTING |  | TERMINAL TYPE |  | MOUNTING TYPE |  | CERTIFICATION/STANDARD |  | ADDITIONAL FEATURES | [50 empty] | Production completed
STP_009 - Lot4 | Data Enrichment | SOZ | OK | 2023-07-21 | 2023-08-07 |  | 1234570 | 1234570 | EA | BREAKER,CIRCT;30 A,12-MD |  |  | BREAKER,CIRCUIT;CURRENT RATING:30 A,ADDITIONAL FEATURES EN:12-MD,MNFR:01)REMCONT,PTNO:01)9505 | 30 A,01)12-MD,01)REMCONT,01)9505 |  |  | REMCONT | REMCONT | 9505 | [5 empty] | U | [10 empty] | C |  | CIRCUIT BREAKER | No Modifier | TYPE |  | CURRENT RATING | 30 A | VOLTAGE RATING |  | FRAME RATING |  | INTERRUPT RATING |  | NUMBER OF POLES |  | OVERALL SIZE |  | TRIP SETTING |  | TERMINAL TYPE |  | MOUNTING TYPE |  | CERTIFICATION/STANDARD |  | ADDITIONAL FEATURES | 12-MD | [49 empty] | Production completed
STP_009 - Lot4 | Data Enrichment | SOZ | OK | 2023-07-21 | 2023-08-07 |  | 1318933 | 1318933 | EA | BREAKER,CIRCT;4 A |  |  | BREAKER,CIRCUIT;CURRENT RATING:4 A,MNFR:01)TERRATEC,PTNO:01)VS400WE3400 | 4 A,01)TERRATEC,01)VS400WE3400 |  |  | TERRATEC | TERRATEC | VS400WE3400 | [5 empty] | U | [10 empty] | C |  | CIRCUIT BREAKER | No Modifier | TYPE |  | CURRENT RATING | 4 A | VOLTAGE RATING |  | FRAME RATING |  | INTERRUPT RATING |  | NUMBER OF POLES |  | OVERALL SIZE |  | TRIP SETTING |  | TERMINAL TYPE |  | MOUNTING TYPE |  | CERTIFICATION/STANDARD |  | ADDITIONAL FEATURES | [50 empty] | Production completed
STP_009 - Lot4 | Data Enrichment | SOZ | OK | 2023-07-21 | 2023-08-07 |  | 1299016 | 1299016 | EA | BREAKER,CIRCT;4 A,P 3P,RME,10101952 |  |  | BREAKER,CIRCUIT;CURRENT RATING:4 A,NUMBER OF POLES:3P,MNFR:01)RME,PTNO:01)10101952 | 4 A,01)RME,01)10101952 |  |  | RME | RME | 10101952 | [5 empty] | U | [10 empty] | C |  | CIRCUIT BREAKER | No Modifier | TYPE |  | CURRENT RATING | 4 A | VOLTAGE RATING |  | FRAME RATING |  | INTERRUPT RATING |  | NUMBER OF POLES | 3P | OVERALL SIZE |  | TRIP SETTING |  | TERMINAL TYPE |  | MOUNTING TYPE |  | CERTIFICATION/STANDARD |  | ADDITIONAL FEATURES | [50 empty] | Production completed
STP_009 - Lot4 | Data Enrichment | SOZ | OK | 2023-07-21 | 2023-08-07 |  | 1364985 | 1364985 | EA | BREAKER,CIRCT;40 A |  |  | BREAKER,CIRCUIT;CURRENT RATING:40 A,MNFR:01)CLIMA,PTNO:01)UE700 | 40 A,01)CLIMA,01)UE700 |  |  | CLIMA | CLIMA | UE700 | SIGMA |  |  |  |  | https://www.sigma-hvac.com/media/documents/200_catalogue/sections/e-series_sigma_spare_parts_catalogue_spc30622email.pdf | [10 empty] | E |  | CIRCUIT BREAKER | No Modifier | TYPE | MANUAL RESET | CURRENT RATING | 40 A | VOLTAGE RATING |  | FRAME RATING |  | INTERRUPT RATING |  | NUMBER OF POLES |  | OVERALL SIZE |  | TRIP SETTING |  | TERMINAL TYPE | STUD | MOUNTING TYPE |  | CERTIFICATION/STANDARD |  | ADDITIONAL FEATURES | [50 empty] | Production completed
STP_009 - Lot4 | Data Enrichment | SOZ | SERIES MATCH | 2023-07-21 | 2023-08-07 |  | 1346775 | 1346775 | EA | BREAKER,CIRCT;400 A,3.3 KV |  |  | BREAKER,CIRCUIT;CURRENT RATING:400 A,VOLTAGE RATING:3.3 KV,ADDITIONAL FEATURES EN:125 MVA (OIL), WITH:861A658 CARRIAGE 861A555 FI, MNFR:01)REYROLLE,PTNO:01)LMT/MO | 400 A,3.3 KV,01)125 MVA (OIL), WITH:861A658,01)REYROLLE,01)LMT/MO |  |  | REYROLLE | REYROLLE | LMT |  | REYROLLE | MO |  |  | https://slaters-electricals.com/stock/switchgear/oil-circuit-breakers/reyrolle-lmt-series-oil-circuit-breakers/ | [10 empty] | E |  | CIRCUIT BREAKER | No Modifier | TYPE | OIL | CURRENT RATING | 400 A | VOLTAGE RATING | 3.3 KV | FRAME RATING |  | INTERRUPT RATING |  | NUMBER OF POLES |  | OVERALL SIZE |  | TRIP SETTING |  | TERMINAL TYPE |  | MOUNTING TYPE |  | CERTIFICATION/STANDARD |  | ADDITIONAL FEATURES | 125 MVA (OIL) | [48 empty] | WITH:861A658 CARRIAGE 861A555 FI | Production completed
STP_009 - Lot4 | Data Enrichment | SOZ | OK | 2023-07-21 | 2023-08-07 |  | 1298546 | 1298546 | EA | BREAKER,CIRCT;400 A,BLE,CUTLERHM,A1X3PK |  |  | BREAKER,CIRCUIT;CURRENT RATING:400 A,ADDITIONAL FEATURES EN:CONTACT ASSY, AUXILIARY SWITCH, MOULDED CASE, K-FRAME, FIELD MOUNTA, BLE,MNFR:01)CUTLERHM,PTNO:01)A1X3PK | 400 A,01)CONTACT ASSY, AUXILIARY SWI,02)BLE,01)CUTLERHM,01)A1X3PK |  |  | CUTLERHM | CUTLERHM | A1X3PK | EATON |  |  |  |  | https://www.farnell.com/datasheets/3689140.pdf | https://www.electrical.com/Products/Circuit-Breakers-Eaton/A1X3PK | [9 empty] | E |  | SWITCH | NO MODIFIER | TYPE | auxiliary | VOLTAGE RATING |  | CURRENT RATING | 400 A | CONTACT CONFIGURATION | NC NO | NUMBER OF POSITIONS |  | ENCLOSURE |  | MOUNTING TYPE | FIELD | TEMPERATURE RATING |  | ACTION |  | OPERATOR TYPE |  | POWER RATING |  | MATERIAL |  | SIZE |  | HAZARD CLASS |  | CERTIFICATION/STANDARD |  | ADDITIONAL FEATURES | CONTACT ASSEMBLY,FOR K-frame HMCP molded case circuit breakers | [41 empty] | Production completed
STP_009 - Lot4 | Data Enrichment | SOZ | OK | 2023-07-21 | 2023-08-07 |  | 1352352 | 1352352 | EA | BREAKER,CIRCT;50 A,440 V,3 PHASE |  |  | BREAKER,CIRCUIT;CURRENT RATING:50 A,VOLTAGE RATING:440 V,ADDITIONAL FEATURES EN:3 PHASE,MNFR:01)UNELEC,PTNO:01)DT-100-RN | 50 A,440 V,01)3 PHASE,01)UNELEC,01)DT-100-RN |  |  | UNELEC | UNELEC | DT 100 RN | [5 empty] | https://www.otec-industry.com.ua/en/brand/unelec/dt-100-rn | [10 empty] | C |  | CIRCUIT BREAKER | No Modifier | TYPE |  | CURRENT RATING | 50 A | VOLTAGE RATING | 440 V | FRAME RATING |  | INTERRUPT RATING |  | NUMBER OF POLES |  | OVERALL SIZE |  | TRIP SETTING |  | TERMINAL TYPE |  | MOUNTING TYPE |  | CERTIFICATION/STANDARD |  | ADDITIONAL FEATURES | 3 PHASE | [49 empty] | Production completed
STP_009 - Lot4 | Data Enrichment | SOZ | OK | 2023-07-21 | 2023-08-07 |  | 1236182 | 1236182 | EA | BREAKER,CIRCT;63-100 A,P 3P,SURFACE |  |  | BREAKER,CIRCUIT;CURRENT RATING:63-100 A,NUMBER OF POLES:3P,MOUNTING TYPE:SURFACE,MNFR:01)KLOCKNER,PTNO:01)NZM6-100/ZM6 | 63-100 A,SURFACE,01)KLOCKNER,01)NZM6-100/ZM6 |  |  | KLOCKNER | KLOCKNER | NZM6-100/ZM6 | [5 empty] | https://www.klocknermoeller.com/circuit.breakers/legacy/nzm6/nzm6-100-zm6-100-cna.htm | [10 empty] | E |  | CIRCUIT BREAKER | No Modifier | TYPE |  | CURRENT RATING | 63-100 A | VOLTAGE RATING |  | FRAME RATING |  | INTERRUPT RATING |  | NUMBER OF POLES | 3P | OVERALL SIZE |  | TRIP SETTING | 600 TO 1200 A | TERMINAL TYPE |  | MOUNTING TYPE | SURFACE | CERTIFICATION/STANDARD |  | ADDITIONAL FEATURES | [50 empty] | Production completed
STP_009 - Lot4 | Data Enrichment | SOZ | OK | 2023-07-21 | 2023-08-07 |  | 1320125 | 1320125 | EA | BREAKER,CIRCT;AIR, SPRING, CLOSED, MANUA |  |  | BREAKER,CIRCUIT;TYPE:AIR, SPRING, CLOSED, MANUAL CHARGE,VOLTAGE RATING:24 VDC,ADDITIONAL FEATURES EN:M-PACT24V.DC AUX6/INT,MNFR: 01)GEC,PTNO:01)12A/1MS/DMT/ST | EN_01)AIR, SPRING, CLOSED, MAN,24 VDC,01)M-PACT24V.DC AUX6/INT,01)GEC,01)12A/1MS/DMT/ST |  |  | GEC | GEC | 12A/1MS/DMT/ST | [5 empty] | U | [10 empty] | C |  | CIRCUIT BREAKER | AIR | TYPE | SPRING,CLOSED,MANUAL CHARGE | CURRENT RATING |  | VOLTAGE RATING | 24 VDC | FREQUENCY RATING |  | NUMBER OF POLES |  | INTERRUPT RATING |  | TRIP COIL VOLTAGE RATING |  | CLOSING COIL VOLTAGE RATING |  | SPRING CHARGING TYPE |  | SPRING CHARGING VOLTAGE |  | NUMBER OF AUX SWITCH |  | IMPULSE WITHSTAND VOLTAGE |  | OPERATING CYCLES |  | MOUNTING TYPE |  | TERMINAL TYPE |  | SIZE |  | TEMPERATURE RATING |  | CERTIFICATION/STANDARD |  | ADDITIONAL FEATURES | REF:M-PACT24V.DC AUX6/INT | [35 empty] | Production completed
STP_009 - Lot4 | Data Enrichment | SOZ | OK | 2023-07-21 | 2023-08-07 |  | 1346540 | 1346540 | EA | BREAKER,CIRCT;AIR,3.2 KA,440 VAC |  |  | BREAKER,CIRCUIT;TYPE:AIR,CURRENT RATING:3.2 KA,VOLTAGE RATING:440 VAC,ADDITIONAL FEATURES EN:WITHDRAWABLE, 32 VDC SHUNT TRIP,MNFR: 01)CROMPARK,PTNO:01)C9-32W | EN_01)AIR,3.2 KA,440 VAC,01)WITHDRAWABLE, 32 VDC SHUNT,01)CROMPARK,01)C9-32W |  |  | CROMPARK | CROMPARK | C9-32W | [5 empty] | U | [10 empty] | C |  | CIRCUIT BREAKER | AIR | TYPE | WITHDRAWABLE | CURRENT RATING |  | VOLTAGE RATING | 440 VAC | FREQUENCY RATING |  | NUMBER OF POLES |  | INTERRUPT RATING | 3.2 KA | TRIP COIL VOLTAGE RATING |  | CLOSING COIL VOLTAGE RATING |  | SPRING CHARGING TYPE |  | SPRING CHARGING VOLTAGE |  | NUMBER OF AUX SWITCH |  | IMPULSE WITHSTAND VOLTAGE |  | OPERATING CYCLES |  | MOUNTING TYPE |  | TERMINAL TYPE |  | SIZE |  | TEMPERATURE RATING |  | CERTIFICATION/STANDARD |  | ADDITIONAL FEATURES | SHUNT TRIP:32 VDC | [35 empty] | Production completed
STP_009 - Lot4 | Data Enrichment | SOZ | OK | 2023-07-21 | 2023-08-07 |  | 1281745 | 1281745 | EA | BREAKER,CIRCT;AR ACB OCR TRIP UNIT CHECK |  |  | BREAKER,CIRCUIT;TYPE:AR ACB OCR TRIP UNIT CHECKER,MNFR:01)NHP ELECTRICAL ENGINEERING PROD,PTNO:01)AROCRCHECKER | EN_01)AR ACB OCR TRIP UNIT CHE,01)NHP ELECTRICAL ENGINEERING,01)AROCRCHECKER |  |  | NHP ELECTRICAL ENGINEERING PROD | NHP ELECTRICAL ENGINEERING PROD | AROCRCHECKER | [5 empty] | U | [10 empty] | C |  | CIRCUIT BREAKER | No Modifier | TYPE | AR ACB OCR TRIP UNIT CHECKER | CURRENT RATING |  | VOLTAGE RATING |  | FRAME RATING |  | INTERRUPT RATING |  | NUMBER OF POLES |  | OVERALL SIZE |  | TRIP SETTING |  | TERMINAL TYPE |  | MOUNTING TYPE |  | CERTIFICATION/STANDARD |  | ADDITIONAL FEATURES | [50 empty] | Production completed
STP_009 - Lot4 | Data Enrichment | SOZ | OK | 2023-07-21 | 2023-08-07 |  | 1281613 | 1281613 | EA | BREAKER,CIRCT;AUTOMTV, THERMAL,10 A |  |  | BREAKER,CIRCUIT;TYPE:AUTOMOTIVE, THERMAL,CURRENT RATING:10 A,VOLTAGE RATING:32 VDC,ADDITIONAL FEATURES EN:SP POLE,MNFR:01)RS COMPONENTS PTY LTD,PTNO:01)6523436 | EN_01)AUTOMOTIVE, THERMAL,10 A,32 VDC,01)SP POLE,01)RS COMPONENTS PTY LTD,01)6523436 |  |  | RS COMPONENTS PTY LTD |  | 0700010 | Phoenix Contact | RS COMPONENTS PTY LTD | 6523436 |  |  | https://in.rsdelivers.com/product/phoenix-contact/0700010/phoenix-contact-thermal-circuit-breaker-tcp-10/dc32v-single-pole-32v-dc-voltage-rating-10a-rating/6523436 | [10 empty] | E |  | CIRCUIT BREAKER | No Modifier | TYPE | AUTOMOTIVE,THERMAL | CURRENT RATING | 10 A | VOLTAGE RATING | 32 VDC | FRAME RATING |  | INTERRUPT RATING |  | NUMBER OF POLES | 1P | OVERALL SIZE | 20.3 LG X 6 WD X 24 DP MM | TRIP SETTING |  | TERMINAL TYPE |  | MOUNTING TYPE |  | CERTIFICATION/STANDARD |  | ADDITIONAL FEATURES | [50 empty] | Production completed
STP_009 - Lot4 | Data Enrichment | SOZ | CONFLICT WITH INPUT, PROCESSED BASED ON WEBSOURCE | 2023-07-21 | 2023-08-07 |  | 1289647 | 1289647 | EA | BREAKER,CIRCT;CART,8-35 A,CAV 4:1 |  |  | BREAKER,CIRCUIT;TYPE:CART,CURRENT RATING:8-35 A,ADDITIONAL FEATURES EN:CAV 4:1,MNFR:01)REXROTH,PTNO:01)VBSN-08AA/045220035620 | EN_01)CART,8-35 A,01)CAV 4:1,01)REXROTH,01)VBSN-08AA/045220035620 |  |  | REXROTH | REXROTH | VBSN-08AA |  | REXROTH | 045220035620 |  |  | https://store.boschrexroth.com/Hydraulics_1_1181981/Valves_2_1182001/Load-holding-valves_3_1182068/Counterbalance_4_1182089/screw-in-cartridge-valve_R901095960?cclcl=en_US | https://apps.boschrexroth.com/products/compact-hydraulics/ch-catalog/pdf/045220X56Z_RE18320-01.pdf | [9 empty] | E |  | VALVE | NO MODIFIER | TYPE | cartridge | NOMINAL SIZE |  | END CONNECTION | SCREW IN | CONFIGURATION |  | PRESSURE CLASS/RATING | 350 bar | BODY MATERIAL |  | DESIGN PRESSURE |  | TEMPERATURE RATING | 30 to 100 DEG C | OPERATED |  | TRIM |  | SOFTGOODS |  | HAZARD CLASS |  | CERTIFICATION/STANDARD | ISO 4406 19/17/14 | ADDITIONAL FEATURES | [46 empty] | Production completed
STP_009 - Lot4 | Data Enrichment | SOZ | OK | 2023-07-21 | 2023-08-07 |  | 1348703 | 1348703 | EA | BREAKER,CIRCT;ELECTRIC EQUIPMENT |  |  | BREAKER,CIRCUIT;ADDITIONAL FEATURES EN:ELECTRIC EQUIPMENT,MNFR:01)ALIMAHEK,PTNO:01)3001864-108 | 01)ELECTRIC EQUIPMENT,01)ALIMAHEK,01)3001864-108 |  |  | ALIMAHEK | ALIMAHEK | 3001864-108 | [5 empty] | U | [10 empty] | C |  | CIRCUIT BREAKER | No Modifier | TYPE |  | CURRENT RATING |  | VOLTAGE RATING |  | FRAME RATING |  | INTERRUPT RATING |  | NUMBER OF POLES |  | OVERALL SIZE |  | TRIP SETTING |  | TERMINAL TYPE |  | MOUNTING TYPE |  | CERTIFICATION/STANDARD |  | ADDITIONAL FEATURES | ELECTRIC EQUIPMENT | [49 empty] | Production completed
STP_009 - Lot4 | Data Enrichment | SOZ | OK | 2023-07-21 | 2023-08-07 |  | 1281669 | 1281669 | EA | BREAKER,CIRCT;ELECTRONIC MODULE,6 A |  |  | BREAKER,CIRCUIT;TYPE:ELECTRONIC MODULE,CURRENT RATING:6 A,VOLTAGE RATING:24 VDC,OVERALL SIZE:WD 12.5 X LG 80 X HT 98.5 MM, ADDITIONAL FEATURES EN:PROTECTION IO-LINK,MNFR:01)IFM EFECTOR PTY LTD,PTNO:01)DF2216 | EN_01)ELECTRONIC MODULE,6 A,24 VDC,EN_01)WD 12.5 X LG 80 X HT 98.,01)PROTECTION IO-LINK,01)IFM EFECTOR PTY LTD,01)DF2216 |  |  | IFM EFECTOR PTY LTD | IFM EFECTOR PTY LTD | DF2216 | [5 empty] | https://www.ifm.com/in/en/product/DF2216 | [10 empty] | E |  | CIRCUIT BREAKER | No Modifier | TYPE | ELECTRONIC MODULE | CURRENT RATING | 6 A | VOLTAGE RATING | 24 VDC | FRAME RATING |  | INTERRUPT RATING |  | NUMBER OF POLES |  | OVERALL SIZE | 80 LG X 12.5 WD X 98.5 HT MM | TRIP SETTING |  | TERMINAL TYPE |  | MOUNTING TYPE |  | CERTIFICATION/STANDARD | EN 61000-6-3,EN 61000-6-2 | ADDITIONAL FEATURES | C/W PROTECTION IO-LINK | [49 empty] | Production completed
STP_009 - Lot4 | Data Enrichment | SOZ | OK | 2023-07-21 | 2023-08-07 |  | 1381389 | 1381389 | EA | BREAKER,CIRCT;FUSELESS,380/415 VAC,50 KA |  |  | BREAKER,CIRCUIT;TYPE:FUSELESS,VOLTAGE RATING:380/415 VAC,INTERRUPT RATING:50 KA,NUMBER OF POLES:3P,OVERALL SIZE:WD 210 X HT 327 X DP 147 MM,TRIP SETTING:2 A,MOUNTING TYPE:BACKPLATE,HAZARD CLASS:IP40,MNFR:01)SCHNEID,PTNO:01)NS630BN | EN_01)FUSELESS,380/415 VAC,EN_01)50 KA,EN_01)WD 210 X HT 327 X DP 147,EN_01)2 A,BACK PLATE,IP40,01)SCHNEID,01)NS630BN |  |  | SCHNEID | SCHNEID | NS630BN | [5 empty] | https://www.se.com/au/en/product/33223/circuit-breaker-compact-ns630bn-50ka-415vac-micrologic-2-0a-trip-unit-630a-fixed-3-poles-3d/ | [10 empty] | E |  | CIRCUIT BREAKER | No Modifier | TYPE | FUSELESS | CURRENT RATING | 630 A | VOLTAGE RATING | 380/415 VAC | FRAME RATING |  | INTERRUPT RATING | 50 KA | NUMBER OF POLES | 3P | OVERALL SIZE | 210 WD X 327 HT X 147 DP MM | TRIP SETTING | 2 A | TERMINAL TYPE |  | MOUNTING TYPE | BACKPLATE | CERTIFICATION/STANDARD |  | ADDITIONAL FEATURES | [49 empty] | HAZARD CLASS:IP40 | Production completed
STP_009 - Lot4 | Data Enrichment | SOZ | OK | 2023-07-21 | 2023-08-07 |  | 1282007 | 1282007 | EA | BREAKER,CIRCT;GUAGE BREAK BOX,1 KV |  |  | BREAKER,CIRCUIT;TYPE:GUAGE BREAK BOX,VOLTAGE RATING:1 KV,MNFR:01)CRISTAUDO'S INDUSTRIAL ELECTRICS,PTNO:01)1000V GBB | EN_01)GUAGE BREAK BOX,1 KV,01)CRISTAUDO'S INDUSTRIAL ELEC,01)1000V GBB |  |  | CRISTAUDO'S INDUSTRIAL ELECTRICS | CRISTAUDO'S INDUSTRIAL ELECTRICS | [6 empty] | U | [10 empty] | C |  | CIRCUIT BREAKER | No Modifier | TYPE | GUAGE BREAK BOX | CURRENT RATING |  | VOLTAGE RATING | 1 KV | FRAME RATING |  | INTERRUPT RATING |  | NUMBER OF POLES |  | OVERALL SIZE |  | TRIP SETTING |  | TERMINAL TYPE |  | MOUNTING TYPE |  | CERTIFICATION/STANDARD |  | ADDITIONAL FEATURES | [50 empty] | Production completed
STP_009 - Lot4 | Data Enrichment | SOZ | OK | 2023-07-21 | 2023-08-07 |  | 1281682 | 1281682 | EA | BREAKER,CIRCT;LOAD BREAK, MAIN EMERGENCY |  |  | BREAKER,CIRCUIT;TYPE:LOAD BREAK, MAIN EMERGENCY,CURRENT RATING:20 A,ADDITIONAL FEATURES EN:QUOTE: 109207657,MNFR:01)CNW (MOUNT ISA) ELECT WHOLESALER;,PTNO:01)SCHVCD01 | EN_01)LOAD BREAK, MAIN EMERGEN,20 A,01)QUOTE: 109207657,01)CNW (MOUNT ISA) ELECT WHOLE,01)SCHVCD01 |  |  | CNW (MOUNT ISA) ELECT WHOLESALER; | CNW (MOUNT ISA) ELECT WHOLESALER; | SCHVCD01 | [5 empty] | U | [10 empty] | C |  | CIRCUIT BREAKER | No Modifier | TYPE | LOAD BREAK,MAIN EMERGENCY | CURRENT RATING | 20 A | VOLTAGE RATING |  | FRAME RATING |  | INTERRUPT RATING |  | NUMBER OF POLES |  | OVERALL SIZE |  | TRIP SETTING |  | TERMINAL TYPE |  | MOUNTING TYPE |  | CERTIFICATION/STANDARD |  | ADDITIONAL FEATURES | QUOTE: 109207657 | [49 empty] | Production completed
STP_009 - Lot4 | Data Enrichment | SOZ | OK | 2023-07-21 | 2023-08-07 |  | 1281700 | 1281700 | EA | BREAKER,CIRCT;MAIN |  |  | BREAKER,CIRCUIT;TYPE:MAIN,MNFR:01)CUTLHAMM,PTNO:01)CH3 | EN_01)MAIN,01)CUTLHAMM,01)CH3 |  |  | CUTLHAMM | CUTLHAMM | CH3 | EATON |  |  |  |  | https://www.centechautomation.com/listings/4103938-used-eaton-cutler-hammer-type-ch3-80-amp-2-pole-breaker | [10 empty] | E |  | CIRCUIT BREAKER | No Modifier | TYPE | MAIN | CURRENT RATING | 80 A | VOLTAGE RATING | 120/240 VAC | FRAME RATING |  | INTERRUPT RATING | 2 | NUMBER OF POLES |  | OVERALL SIZE |  | TRIP SETTING |  | TERMINAL TYPE |  | MOUNTING TYPE |  | CERTIFICATION/STANDARD |  | ADDITIONAL FEATURES | [50 empty] | Production completed
STP_009 - Lot4 | Data Enrichment | SOZ | OK | 2023-07-21 | 2023-08-07 |  | 1281871 | 1281871 | EA | BREAKER,CIRCT;MAIN |  |  | BREAKER,CIRCUIT;TYPE:MAIN,MNFR:01)CUTLHAMM,PTNO:01)CH1 | EN_01)MAIN,01)CUTLHAMM,01)CH1 |  |  | CUTLHAMM | CUTLHAMM | CH1 | [5 empty] | U | [10 empty] | C |  | CIRCUIT BREAKER | No Modifier | TYPE | MAIN | CURRENT RATING |  | VOLTAGE RATING |  | FRAME RATING |  | INTERRUPT RATING |  | NUMBER OF POLES |  | OVERALL SIZE |  | TRIP SETTING |  | TERMINAL TYPE |  | MOUNTING TYPE |  | CERTIFICATION/STANDARD |  | ADDITIONAL FEATURES | [50 empty] | Production completed
STP_009 - Lot4 | Data Enrichment | SOZ | OK | 2023-07-21 | 2023-08-07 |  | 1281799 | 1281799 | EA | BREAKER,CIRCT;MANUAL RESET,50 A |  |  | BREAKER,CIRCUIT;TYPE:MANUAL RESET,CURRENT RATING:50 A,MNFR:01)ASHDOWN,PTNO:01)ACX1890 | EN_01)MANUAL RESET,50 A,01)ASHDOWN,01)ACX1890 |  |  | ASHDOWN | ASHDOWN INGRAM | ACX1890 | [5 empty] | U | [10 empty] | C |  | CIRCUIT BREAKER | No Modifier | TYPE | MANUAL RESET | CURRENT RATING | 50 A | VOLTAGE RATING |  | FRAME RATING |  | INTERRUPT RATING |  | NUMBER OF POLES |  | OVERALL SIZE |  | TRIP SETTING |  | TERMINAL TYPE |  | MOUNTING TYPE |  | CERTIFICATION/STANDARD |  | ADDITIONAL FEATURES | [50 empty] | Production completed
STP_009 - Lot4 | Data Enrichment | SOZ | OK | 2023-07-21 | 2023-08-07 |  | 1282041 | 1282041 | EA | BREAKER,CIRCT;MANUAL RESET,60 A,STUD |  |  | BREAKER,CIRCUIT;TYPE:MANUAL RESET,CURRENT RATING:60 A,OVERALL SIZE:WD 50 X LG 75 MM,TERMINAL TYPE:STUD,MNFR:01)ASHDOWN,PTNO:01) TDR05108 | EN_01)MANUAL RESET,60 A,EN_01)WD 50 X LG 75 MM,STUD,01)ASHDOWN,01)TDR05108 |  |  | ASHDOWN | ASHDOWN INGRAM | TDR05108 | THUNDER |  |  |  |  | https://www.4wdindustries.com.au/thunder-60a-manual-reset-circuit-breaker-tdr05108 | [10 empty] | C |  | CIRCUIT BREAKER | No Modifier | TYPE | MANUAL RESET | CURRENT RATING | 60 A | VOLTAGE RATING |  | FRAME RATING |  | INTERRUPT RATING |  | NUMBER OF POLES |  | OVERALL SIZE | 75 LG X 50 WD MM | TRIP SETTING |  | TERMINAL TYPE | STUD | MOUNTING TYPE |  | CERTIFICATION/STANDARD |  | ADDITIONAL FEATURES | [50 empty] | Production completed
STP_009 - Lot4 | Data Enrichment | SOZ | OK | 2023-07-21 | 2023-08-07 |  | 1281798 | 1281798 | EA | BREAKER,CIRCT;MANUAL RESET,60 A,STUD |  |  | BREAKER,CIRCUIT;TYPE:MANUAL RESET,CURRENT RATING:60 A,OVERALL SIZE:WD 50 X LG 75 MM,TERMINAL TYPE:STUD,MNFR:01)ASHDOWN INGRAM, PTNO:01)TDR05108 | EN_01)MANUAL RESET,60 A,EN_01)WD 50 X LG 75 MM,STUD,01)ASHDOWN INGRAM,01)TDR05108 |  |  | ASHDOWN INGRAM | ASHDOWN INGRAM | TDR05108 | THUNDER |  |  |  |  | https://www.4wdindustries.com.au/thunder-60a-manual-reset-circuit-breaker-tdr05108 | [10 empty] | C |  | CIRCUIT BREAKER | No Modifier | TYPE | MANUAL RESET | CURRENT RATING | 60 A | VOLTAGE RATING |  | FRAME RATING |  | INTERRUPT RATING |  | NUMBER OF POLES |  | OVERALL SIZE | 75 LG X 50 WD MM | TRIP SETTING |  | TERMINAL TYPE | STUD | MOUNTING TYPE |  | CERTIFICATION/STANDARD |  | ADDITIONAL FEATURES | [50 empty] | Production completed
STP_009 - Lot4 | Data Enrichment | SOZ | OK | 2023-07-21 | 2023-08-07 |  | 1299015 | 1299015 | EA | BREAKER,CIRCT;MCB,6 A,240 V,P 1P,RME |  |  | BREAKER,CIRCUIT;TYPE:MCB,CURRENT RATING:6 A,VOLTAGE RATING:240 V,NUMBER OF POLES:1P,MNFR:01)RME,PTNO:01)10103847 | EN_01)MCB,6 A,240 V,01)RME,01)10103847 |  |  | RME | RME | 10103847 | [5 empty] | U | [10 empty] | C |  | CIRCUIT BREAKER | MINIATURE | TYPE |  | CURRENT RATING | 6 A | VOLTAGE RATING | 240 V | NUMBER OF POLES | 1P | INTERRUPT RATING |  | FREQUENCY RATING |  | TRIP CLASS |  | TRIP SETTING |  | MOUNTING TYPE |  | TERMINAL TYPE |  | SIZE |  | CERTIFICATION/STANDARD |  | ADDITIONAL FEATURES | [48 empty] | Production completed
STP_009 - Lot4 | Data Enrichment | SOZ | OK | 2023-07-21 | 2023-08-07 |  | 1360244 | 1360244 | EA | BREAKER,CIRCT;MCB/RCD,63 A,415 V,6 KA | DISYUNTORA;63 A,415 V,POL 4 | CIRCUIT DISJ;63 A,415 V,POL 4 | BREAKER,CIRCUIT;TYPE:MCB/RCD,CURRENT RATING:63 A,VOLTAGE RATING:415 V,INTERRUPT RATING:6 KA,NUMBER OF POLES:4,ADDITIONAL FEATURES EN:30 MA,CURVE 2,MNFR:HEINEMANN,PN:SF36AE63 |  |  |  | HEINEMANN | HEINEMANN | SF36AE63 | [5 empty] | https://www.blackwoods.com.au/electrical/power-protection/mcb/heinemann-miniature-circuit-breaker-rcbo-sf-series-415v-ac-63a-4p-5-mod-6ka-30ma-c2-mcb-rcbo-sf36ae63/p/00592114 | [10 empty] | C |  | CIRCUIT BREAKER | MINIATURE | TYPE | CURVE 2,RCD | CURRENT RATING | 63 A | VOLTAGE RATING | 415 VAC | NUMBER OF POLES | 4P | INTERRUPT RATING | 6 KA | FREQUENCY RATING |  | TRIP CLASS |  | TRIP SETTING |  | MOUNTING TYPE |  | TERMINAL TYPE |  | SIZE |  | CERTIFICATION/STANDARD |  | ADDITIONAL FEATURES | 30 MA | [46 empty] | PN:SF36AE63 | Production completed
STP_009 - Lot4 | Data Enrichment | SOZ | OK | 2023-07-21 | 2023-08-07 |  | 1297763 | 1297763 | EA | BREAKER,CIRCT;MINIATURE C CURVE,32 A,Z |  |  | BREAKER,CIRCUIT;TYPE:MINIATURE C CURVE,CURRENT RATING:32 A,VOLTAGE RATING:240 VAC,INTERRUPT RATING:6 KA,NUMBER OF POLES:1P, ADDITIONAL FEATURES EN:Z,MNFR:01)RME,PTNO:01)10120735 | EN_01)MINIATURE C CURVE,32 A,240 VAC,EN_01)6 KA,01)Z,01)RME,01)10120735 |  |  | RME | RME | 10120735 | [5 empty] | U | [10 empty] | C |  | CIRCUIT BREAKER | MINIATURE | TYPE | C CURVE | CURRENT RATING | 32 A | VOLTAGE RATING | 240 VAC | NUMBER OF POLES | 1P | INTERRUPT RATING | 6 KA | FREQUENCY RATING |  | TRIP CLASS |  | TRIP SETTING |  | MOUNTING TYPE |  | TERMINAL TYPE |  | SIZE |  | CERTIFICATION/STANDARD |  | ADDITIONAL FEATURES | Z | [47 empty] | Production completed
STP_009 - Lot4 | Data Enrichment | SOZ | OK | 2023-07-21 | 2023-08-07 |  | 1344617 | 1344617 | EA | BREAKER,CIRCT;MINIATURE C CURVE,415 VAC |  |  | BREAKER,CIRCUIT;TYPE:MINIATURE C CURVE,VOLTAGE RATING:415 VAC,FRAME RATING:IP20, 40,INTERRUPT RATING:15 KA,NUMBER OF POLES:3P, OVERALL SIZE:WD 54 X HT 86 X DP 76 MM,TRIP SETTING:10 A AT 30 DEG C,MOUNTING TYPE:DIN RAIL 35,MNFR:01)NHP,PTNO:01)DTCB15310C | EN_01)MINIATURE C CURVE,415 VAC,IP20, 40,EN_01)15 KA,EN_01)WD 54 X HT 86 X DP 76 MM,EN_01)10 A AT 30 DEG C,DIN RAIL 35,01)NHP,01)DTCB15310C |  |  | NHP | NHP | DTCB15310C | [5 empty] | https://nhp.com.au/product/DTCB15310C | [10 empty] | E |  | CIRCUIT BREAKER | MINIATURE | TYPE | C CURVE | CURRENT RATING | 10:00 | VOLTAGE RATING | 415 VAC | NUMBER OF POLES | 3P | INTERRUPT RATING | 15 KA | FREQUENCY RATING | 50/60 Hz | TRIP CLASS |  | TRIP SETTING | 10 A AT 30 DEG C | MOUNTING TYPE | DIN-35 Rail Mount | TERMINAL TYPE |  | SIZE | 54 WD X 86 HT X 76 DP MM | CERTIFICATION/STANDARD | IEC 60947-2, IEC 60077-16-3, IEC 60068-2, DIN 40046, UL 94 V-2, AS/NZS 60947-2 | ADDITIONAL FEATURES | frame rating:IP20,40 | [47 empty] | Production completed
STP_009 - Lot4 | Data Enrichment | SOZ | OK | 2023-07-21 | 2023-08-07 |  | 1363520 | 1363520 | EA | BREAKER,CIRCT;MINTR, B CURVE,13 A,415 V |  |  | BREAKER,CIRCUIT;TYPE:MINIATURE, B CURVE,CURRENT RATING:13 A,VOLTAGE RATING:415 V,INTERRUPT RATING:6 KA,NUMBER OF POLES:2P, TERMINAL TYPE:CAPTIVE SCREW,MOUNTING TYPE:DIN RAIL,CERTIFICATION/STANDARD:AS 3111, 2184, 3947-2,ADDITIONAL FEATURES EN:C60N,MNFR: 01)MERLIN,PTNO:01)25857 | EN_01)MINIATURE, B CURVE,13 A,415 V,EN_01)6 KA,CAPTIVE SCREW,DIN RAIL,EN_01)AS 3111, 2184, 3947-2,01)C60N,01)MERLIN,01)25857 |  |  | MERLIN | MERLIN | 25857 | [5 empty] | https://www.se.com/au/en/product/25857/c60-circuit-breaker-c60h-2p-16a-curve/ | https://www.se.com/au/en/product/download-pdf/25857 | [9 empty] | E |  | CIRCUIT BREAKER | MINIATURE | TYPE | B CURVE | CURRENT RATING | 13 A | VOLTAGE RATING | 415 V | NUMBER OF POLES | 2P | INTERRUPT RATING | 6 KA | FREQUENCY RATING |  | TRIP CLASS |  | TRIP SETTING |  | MOUNTING TYPE | DIN RAIL | TERMINAL TYPE | CAPTIVE SCREW | SIZE | 36 WD X 81 HT X 73 DP MM | CERTIFICATION/STANDARD | AS 3111,2184,3947-2 | ADDITIONAL FEATURES | REF:C60N | [47 empty] | Production completed
STP_009 - Lot4 | Data Enrichment | SOZ | OK | 2023-07-21 | 2023-08-07 |  | 1349041 | 1349041 | EA | BREAKER,CIRCT;MINTR,10 A,6 KA,P 2P |  |  | BREAKER,CIRCUIT;TYPE:MINIATURE,CURRENT RATING:10 A,INTERRUPT RATING:6 KA,NUMBER OF POLES:2P,MOUNTING TYPE:DIN RAIL,AS 3111, IEC 898,ADDITIONAL FEATURES EN:D CURVE,MNFR:01)AUSLEC,PTNO:01)4TERDINT6210D | EN_01)MINIATURE,10 A,EN_01)6 KA,DIN RAIL,EN_01)AS 3111, IEC 898,01)D CURVE,01)AUSLEC,01)4TERDINT6210D |  |  | AUSLEC | AUSLEC | 4TERDINT6210D | [5 empty] | U | [10 empty] | C |  | CIRCUIT BREAKER | MINIATURE | TYPE | D CURVE | CURRENT RATING | 10 A | VOLTAGE RATING |  | NUMBER OF POLES | 2P | INTERRUPT RATING | 6 KA | FREQUENCY RATING |  | TRIP CLASS |  | TRIP SETTING |  | MOUNTING TYPE | DIN RAIL | TERMINAL TYPE |  | SIZE |  | CERTIFICATION/STANDARD | AS 3111,IEC 898 | ADDITIONAL FEATURES | [48 empty] | Production completed
STP_009 - Lot4 | Data Enrichment | SOZ | OK | 2023-07-21 | 2023-08-07 |  | 1351389 | 1351389 | EA | BREAKER,CIRCT;MINTR,10 A,CHILTON |  |  | BREAKER,CIRCUIT;TYPE:MINIATURE,CURRENT RATING:10 A,ADDITIONAL FEATURES EN:CHILTON,MNFR:01)GEC,PTNO:01)RE4/T950012 | EN_01)MINIATURE,10 A,01)CHILTON,01)GEC,01)RE4/T950012 |  |  | GEC | GEC | RE4/T950012 | [5 empty] | U | [10 empty] | C |  | CIRCUIT BREAKER | MINIATURE | TYPE |  | CURRENT RATING | 10 A | VOLTAGE RATING |  | NUMBER OF POLES |  | INTERRUPT RATING |  | FREQUENCY RATING |  | TRIP CLASS |  | TRIP SETTING |  | MOUNTING TYPE |  | TERMINAL TYPE |  | SIZE |  | CERTIFICATION/STANDARD |  | ADDITIONAL FEATURES | CHILTON | [47 empty] | Production completed
STP_009 - Lot4 | Data Enrichment | SOZ | CONFLICT WITH INPUT, PROCESSED BASED ON WEBSOURCE | 2023-07-21 | 2023-08-07 |  | 1234707 | 1234707 | EA | BREAKER,CIRCT;MOTOR PROTECTION,P 4 |  |  | BREAKER,CIRCUIT;TYPE:MOTOR PROTECTION,NUMBER OF POLES:4,MOUNTING TYPE:FRONT INTERNAL,ADDITIONAL FEATURES EN:CONTACT SET, NO NC, MNFR:01)ALENBRAD,PTNO:01)140-CA11 | EN_01)MOTOR PROTECTION,FRONT INTERNAL,01)CONTACT SET, NO NC,01)ALENBRAD,01)140-CA11 |  |  | ALENBRAD | ALENBRAD | 140-CA11 | [5 empty] | https://www.rockwellautomation.com/en-us/products/details.140-CA11.html | [10 empty] | E |  | CONTACT | AUXILIARY | TYPE |  | CONTACT CONFIGURATION | NO NC | VOLTAGE RATING |  | CURRENT RATING |  | MATERIAL |  | TERMINAL TYPE |  | MOUNTING TYPE | FRONT INTERNAL | HAZARD CLASS |  | CERTIFICATION/STANDARD |  | ADDITIONAL FEATURES | NUMBER OF POLES:4P,CONTACT SET | [53 empty] | Production completed
STP_009 - Lot4 | Data Enrichment | SOZ | OK | 2023-07-21 | 2023-08-07 |  | 1298618 | 1298618 | EA | BREAKER,CIRCT;MOULDED CASE, ADJUSTABLE T |  |  | BREAKER,CIRCUIT;TYPE:MOULDED CASE, ADJUSTABLE THERMAL MAGNETIC,CURRENT RATING:160-400 A,VOLTAGE RATING:1.1 KV,FRAME RATING:K KA, INTERRUPT RATING:14 KA,ADDITIONAL FEATURES EN:MINING, THE ROCK,MNFR:01)EATON,PTNO:01)E2KM3400F | EN_01)MOULDED CASE, ADJUSTABLE,160-400 A,1.1 KV,K KA,EN_01)14 KA,01)MINING, THE ROCK,01)EATON,01)E2KM3400F |  |  | EATON | EATON | E2KM3400F | EATON |  |  |  |  | https://www.eaton.com/us/en-us/skuPage.E2KM3400F.pdf | [10 empty] | E |  | CIRCUIT BREAKER | MOLDED CASE | TYPE | ADJUSTABLE THERMAL MAGNETIC,MINING | CURRENT RATING | 160 TO 400 A | VOLTAGE RATING | 1000Y/577 Vac, 250 Vdc | NUMBER OF POLES | 3 | INTERRUPT RATING | 14 KA | FRAME TYPE | K KA | CONTACT RATING |  | FREQUENCY RATING |  | TRIP CLASS |  | TRIP SETTING | 2000 TO 4000 A | MOUNTING TYPE |  | TERMINAL TYPE | Line and load | SIZE | 105 WD X 254 HT X 103 DP MM | CERTIFICATION/STANDARD |  | ADDITIONAL FEATURES | THE ROCK | [43 empty] | Production completed
STP_009 - Lot4 | Data Enrichment | SOZ | OK | 2023-07-21 | 2023-08-07 |  | 1298592 | 1298592 | EA | BREAKER,CIRCT;MOULDED CASE, FIXED THERMA |  |  | BREAKER,CIRCUIT;MOULDED CASE, FIXED THERMAL MAGNETIC,CURRENT RATING:32 A,VOLTAGE RATING:1.1 KV,FRAME RATING:F, MINING,INTERRUPT RATING:7.5 KA,NUMBER OF POLES:6,OVERALL SIZE:WD 153 X HT 105 X DP 86 MM,ADDITIONAL FEATURES EN:2.3 KG, THE ROCK,MNFR:01)CUTLERHM, PTNO:01)E2FM3032 | EN_01)MOULDED CASE, FIXED THER,32 A,1.1 KV,F, MINING,EN_01)7.5 KA,EN_01)WD 153 X HT 105 X DP 86,01)2.3 KG, THE ROCK,01)CUTLERHM,01)E2FM3032 |  |  | CUTLERHM | CUTLERHM | E2FM3032 | EATON |  |  |  |  | https://www.eaton.com/us/en-us/skuPage.E2FM3032.pdf | [10 empty] | E |  | CIRCUIT BREAKER | MOLDED CASE | TYPE | mining | CURRENT RATING | 32 A | VOLTAGE RATING | 1000Y/577 Vac, 250 Vdc | NUMBER OF POLES | 3 | INTERRUPT RATING | 7.5 KA | FRAME TYPE | F | CONTACT RATING |  | FREQUENCY RATING |  | TRIP CLASS | Non-interchangeable thermal-magnetic | TRIP SETTING |  | MOUNTING TYPE |  | TERMINAL TYPE | Line and load | SIZE | 153 WD X 105 HT X 86 DP MM | CERTIFICATION/STANDARD |  | ADDITIONAL FEATURES | 2.3 KG,THE ROCK | [43 empty] | Production completed
STP_009 - Lot4 | Data Enrichment | SOZ | OK | 2023-07-21 | 2023-08-07 |  | 1352043 | 1352043 | EA | BREAKER,CIRCT;MOULDED CASE,100-250 A |  |  | BREAKER,CIRCUIT;TYPE:MOULDED CASE,CURRENT RATING:100-250 A,VOLTAGE RATING:1.1 KVAC,INTERRUPT RATING:8 KA,OVERALL SIZE:WD 105 X HT 254 X DP 103 MM,ADDITIONAL FEATURES EN:NO OVERLOAD, THE ROCK 1000V, 10KA,MNFR:01)CUTLERHM,PTNO:01)E2JM3250F | EN_01)MOULDED CASE,100-250 A,1.1 KVAC,EN_01)8 KA,EN_01)WD 105 X HT 254 X DP 103,01)NO OVERLOAD, THE ROCK 1000V,01)CUTLERHM,01)E2JM3250F |  |  | CUTLERHM | CUTLERHM | E2JM3250F | EATON |  |  |  |  | https://www.eaton.com/us/en-us/skuPage.E2JM3250F.pdf | [10 empty] | E |  | CIRCUIT BREAKER | MOLDED CASE | TYPE | mining | CURRENT RATING | 100 TO 250 A | VOLTAGE RATING | 1000Y/577 V, 250 Vdc | NUMBER OF POLES | 3 | INTERRUPT RATING | 10 KA | FRAME TYPE | J | CONTACT RATING |  | FREQUENCY RATING |  | TRIP CLASS |  | TRIP SETTING | 1250 TO 2500 A | MOUNTING TYPE | THREADED 5/16 IN | TERMINAL TYPE | Line and load | SIZE | 4.13 WD X 10 HT X 4.06 DP IN | CERTIFICATION/STANDARD |  | ADDITIONAL FEATURES | NO OVERLOAD | [43 empty] | Production completed
STP_009 - Lot4 | Data Enrichment | SOZ | OK | 2023-07-21 | 2023-08-07 |  | 1358737 | 1358737 | EA | BREAKER,CIRCT;MOULDED CASE,30 A |  |  | BREAKER,CIRCUIT;TYPE:MOULDED CASE,CURRENT RATING:30 A,MOUNTING TYPE:THREADED 5/16 IN,MNFR:01)ASHDOWN,PTNO:01)ACX1888BL,MNFR:02) ASHDOWN,PTNO:02)60-19349 | EN_01)MOULDED CASE,30 A,THREADED 5/16 IN,01)ASHDOWN,02)ASHDOWN,01)ACX1888BL,02)60-19349 |  |  | ASHDOWN | ASHDOWN INGRAM | ACX1888BL |  | ASHDOWN | 60-19349 |  |  | https://www.learsmith.com.au/als/category/Power-Distribution/Circuit-Breakers/Miniature-circuit-breaker-%28MCB%29/CIRCUIT-BREAKER%3A-30AMP%3B/ASHACX1888BL/p/11978594 | [10 empty] | C |  | CIRCUIT BREAKER | MOLDED CASE | TYPE |  | CURRENT RATING | 30 A | VOLTAGE RATING |  | NUMBER OF POLES |  | INTERRUPT RATING |  | FRAME TYPE |  | CONTACT RATING |  | FREQUENCY RATING |  | TRIP CLASS |  | TRIP SETTING |  | MOUNTING TYPE |  | TERMINAL TYPE |  | SIZE |  | CERTIFICATION/STANDARD |  | ADDITIONAL FEATURES | [44 empty] | Production completed
STP_009 - Lot4 | Data Enrichment | SOZ | OK | 2023-07-21 | 2023-08-07 |  | 1365544 | 1365544 | EA | BREAKER,CIRCT;MOULDED CASE,600 A,600 V |  |  | BREAKER,CIRCUIT;TYPE:MOULDED CASE,CURRENT RATING:600 A,VOLTAGE RATING:600 V,INTERRUPT RATING:30 KA,NUMBER OF POLES:3P,ADDITIONAL FEATURES EN:ZINC SHED GANTRY,MNFR:01)KLOCKNER,PTNO:01)NZM11-630/M11 | EN_01)MOULDED CASE,600 A,600 V,EN_01)30 KA,01)ZINC SHED GANTRY,01)KLOCKNER,01)NZM11-630/M11 |  |  | KLOCKNER | KLOCKNER | NZM11-630 |  | KLOCKNER | M11 |  |  | https://www.klocknermoeller.com/circuit.breakers/legacy/nzm11/nzm11-630.htm | [10 empty] | C |  | CIRCUIT BREAKER | MOLDED CASE | TYPE |  | CURRENT RATING | 600 A | VOLTAGE RATING | 600 V | NUMBER OF POLES | 3P | INTERRUPT RATING | 30 KA | FRAME TYPE |  | CONTACT RATING |  | FREQUENCY RATING |  | TRIP CLASS |  | TRIP SETTING |  | MOUNTING TYPE |  | TERMINAL TYPE |  | SIZE |  | CERTIFICATION/STANDARD |  | ADDITIONAL FEATURES | ZINC SHED GANTRY | [43 empty] | Production completed
STP_009 - Lot4 | Data Enrichment | SOZ | OK | 2023-07-21 | 2023-08-07 |  | 1289883 | 1289883 | EA | BREAKER,CIRCT;MOULDED CASE,80 A,1 KVAC,F |  |  | BREAKER,CIRCUIT;TYPE:MOULDED CASE,CURRENT RATING:80 A,VOLTAGE RATING:1 KVAC,FRAME RATING:F,INTERRUPT RATING:8 KA,ADDITIONAL FEATURES EN:C/W SHUNT TRIP, 9-24 V AC, ROCK AND SWITCH AUX,MNFR:01)CIE,PTNO:01)E2FM3080/Q7068 | EN_01)MOULDED CASE,80 A,1 KVAC,F,EN_01)8 KA,01)C/W SHUNT TRIP, 9-24 V AC,01)CIE,01)E2FM3080/Q7068 |  |  | CIE | CIE | E2FM3080 | EATON | CIE | Q7068 |  |  | https://www.eaton.com/us/en-us/skuPage.E2FM3080.pdf | [10 empty] | E |  | CIRCUIT BREAKER | MOLDED CASE | TYPE | Mining | CURRENT RATING | 80 A | VOLTAGE RATING | 1 KVAC,250 Vdc | NUMBER OF POLES | 3P | INTERRUPT RATING | 8 KA | FRAME TYPE | F | CONTACT RATING |  | FREQUENCY RATING |  | TRIP CLASS |  | TRIP SETTING |  | MOUNTING TYPE |  | TERMINAL TYPE | Line and load | SIZE | 3.38 LG X 4.13 WD X 6 HT IN | CERTIFICATION/STANDARD |  | ADDITIONAL FEATURES | 9 TO 24 VAC,ROCK AND SWITCH AUXILARY,C/W SHUNT TRIP | [43 empty] | Production completed
STP_009 - Lot4 | Data Enrichment | SOZ | PARTIAL MATCH | 2023-07-21 | 2023-08-07 |  | 1286287 | 1286287 | EA | BREAKER,CIRCT;MOULDED CASE,CONTROL ASSY |  |  | BREAKER,CIRCUIT;TYPE:MOULDED CASE,ADDITIONAL FEATURES EN:CONTROL ASSY,MNFR:01)AFC,PTNO:01)S400PE400 | EN_01)MOULDED CASE,01)CONTROL ASSY,01)AFC,01)S400PE400 |  |  | AFC | AFC | S400PE400 | TERASAKI |  |  |  |  | https://www.electricautomationnetwork.com/en/terasaki/378348-terasaki-s400-pe-ag-3p-400a-mccb-85ka | [10 empty] | E |  | CIRCUIT BREAKER | MOLDED CASE | TYPE |  | CURRENT RATING | 400 A | VOLTAGE RATING |  | NUMBER OF POLES | 3P | INTERRUPT RATING | 85 KA | FRAME TYPE |  | CONTACT RATING |  | FREQUENCY RATING |  | TRIP CLASS |  | TRIP SETTING |  | MOUNTING TYPE |  | TERMINAL TYPE |  | SIZE |  | CERTIFICATION/STANDARD |  | ADDITIONAL FEATURES | CONTROL ASSEMBLY | [43 empty] | Production completed
STP_009 - Lot4 | Data Enrichment | SOZ | OK | 2023-07-21 | 2023-08-07 |  | 1320186 | 1320186 | EA | BREAKER,CIRCT;M-PACT,800 A,24 VDC,8 A |  |  | BREAKER,CIRCUIT;TYPE:M-PACT,CURRENT RATING:800 A,VOLTAGE RATING:24 VDC,TRIP SETTING:8 A,ADDITIONAL FEATURES EN:ACB PORTIOM LIST NO 8A/IMS/X/24V DC/ST/AUX 6.UN,IDENTICAL,MNFR:01)GEC,PTNO:01)DCS/7 | EN_01)M-PACT,800 A,24 VDC,EN_01)8 A,01)ACB PORTIOM LIST NO 8A/IMS/,02)IDENTICAL,01)GEC,01)DCS/7 |  |  | GEC | GEC | DCS/7 | [5 empty] | U | [10 empty] | C |  | CIRCUIT BREAKER | No Modifier | TYPE | M-PACT,IDENTICAL | CURRENT RATING | 800 A | VOLTAGE RATING | 24 VDC | FRAME RATING |  | INTERRUPT RATING |  | NUMBER OF POLES |  | OVERALL SIZE |  | TRIP SETTING | 8 A | TERMINAL TYPE |  | MOUNTING TYPE |  | CERTIFICATION/STANDARD |  | ADDITIONAL FEATURES | ACB PORTIOM LIST NO 8A/IMS/X/24V DC/ST/AUX 6.UN | [49 empty] | Production completed
STP_009 - Lot4 | Data Enrichment | SOZ | OK | 2023-07-21 | 2023-08-07 |  | 1286137 | 1286137 | EA | BREAKER,CIRCT;PANEL |  |  | BREAKER,CIRCUIT;MOUNTING TYPE:PANEL,ADDITIONAL FEATURES EN:TBE, DISCONNECT, DUST SUPPRESSION,MNFR:01)MARCTECH,PTNO:01)127882 | PANEL,01)TBE, DISCONNECT, DUST SUPPR,01)MARCTECH,01)127882 |  |  | MARCTECH | MARCTECH | 127882 | [5 empty] | U | [10 empty] | C |  | CIRCUIT BREAKER | No Modifier | TYPE |  | CURRENT RATING |  | VOLTAGE RATING |  | FRAME RATING |  | INTERRUPT RATING |  | NUMBER OF POLES |  | OVERALL SIZE |  | TRIP SETTING |  | TERMINAL TYPE |  | MOUNTING TYPE | PANEL | CERTIFICATION/STANDARD |  | ADDITIONAL FEATURES | TBE,DISCONNECT,DUST SUPPRESSION | [49 empty] | Production completed
STP_009 - Lot4 | Data Enrichment | SOZ | OK | 2023-07-21 | 2023-08-07 |  | 1346861 | 1346861 | EA | BREAKER,CIRCT;PROTECTR, THERMAL OVERLOAD |  |  | BREAKER,CIRCUIT;PROTECTOR, THERMAL OVERLOAD,TRIP SETTING:60-120 A,ADDITIONAL FEATURES EN:ELECTRONIC AUTO/MAN,MNFR:01)BENNIC,PTNO: 01)TPPLBAWA85NNNRN | EN_01)PROTECTOR, THERMAL OVERL,EN_01)60-120 A,01)ELECTRONIC AUTO/MAN,01)BENNIC,01)TPPLBAWA85NNNRN |  |  | BENNIC | BENNIC | TPPLBAWA85NNNRN | [5 empty] | U | [10 empty] | C |  | CIRCUIT BREAKER | No Modifier | TYPE |  | CURRENT RATING |  | VOLTAGE RATING |  | FRAME RATING |  | INTERRUPT RATING |  | NUMBER OF POLES |  | OVERALL SIZE |  | TRIP SETTING | 60 TO 120 A | TERMINAL TYPE |  | MOUNTING TYPE |  | CERTIFICATION/STANDARD |  | ADDITIONAL FEATURES | ELECTRONIC AUTO/MAN | [49 empty] | Production completed
STP_009 - Lot4 | Data Enrichment | SOZ | OK | 2023-07-21 | 2023-08-07 |  | 1229738 | 1229738 | EA | BREAKER,CIRCT;PROTECTR, THERMAL OVERLOAD |  |  | BREAKER,CIRCUIT;,PROTECTOR, THERMAL OVERLOAD,MNFR:01)GECELIOT,PTNO:01)MWC 107 | EN_01)PROTECTOR, THERMAL OVERL,01)GECELIOT,01)MWC 107 |  |  | GECELIOT | GECELIOT | MWC 107 | [5 empty] | U | [10 empty] | C |  | CIRCUIT BREAKER | No Modifier | TYPE |  | CURRENT RATING |  | VOLTAGE RATING |  | FRAME RATING |  | INTERRUPT RATING |  | NUMBER OF POLES |  | OVERALL SIZE |  | TRIP SETTING |  | TERMINAL TYPE |  | MOUNTING TYPE |  | CERTIFICATION/STANDARD |  | ADDITIONAL FEATURES | [50 empty] | Production completed
STP_009 - Lot4 | Data Enrichment | SOZ | OK | 2023-07-21 | 2023-08-07 |  | 1365105 | 1365105 | EA | BREAKER,CIRCT;RESETABLE,60 A,28 VDC |  |  | BREAKER,CIRCUIT;TYPE:RESETABLE,CURRENT RATING:60 A,VOLTAGE RATING:28 VDC,MNFR:01)AUSLEC,PTNO:01)4CAT9SO174 | EN_01)RESETABLE,60 A,28 VDC,01)AUSLEC,01)4CAT9SO174 |  |  | AUSLEC | AUSLEC | 4CAT9SO174 | [5 empty] | U | [10 empty] | C |  | CIRCUIT BREAKER | No Modifier | TYPE | RESETABLE | CURRENT RATING | 60 A | VOLTAGE RATING | 28 VDC | FRAME RATING |  | INTERRUPT RATING |  | NUMBER OF POLES |  | OVERALL SIZE |  | TRIP SETTING |  | TERMINAL TYPE |  | MOUNTING TYPE |  | CERTIFICATION/STANDARD |  | ADDITIONAL FEATURES | [50 empty] | Production completed
STP_009 - Lot4 | Data Enrichment | SOZ | OK | 2023-07-21 | 2023-08-07 |  | 1211668 | 1211668 | EA | BREAKER,CIRCT;SCHN,LV429518 |  |  | BREAKER,CIRCT;MNFR:SCHNEIDER,PTNO:LV429518 |  | LV429518 | 3000441 | SCHNEIDER | SCHNEIDER | LV429518 | [5 empty] | https://www.se.com/uk/en/product/LV429518/long-terminal-shield-compact-nsx100-160-250-pitch-35-mm-ip40-4-poles/ |  |  | CIRCUIT BREAKER | [7 empty] | E |  | SHIELD | NO MODIFIER | TYPE | Schneider Electric LV429518 Picture long terminal | SIZE | 35 mm PITCH | MATERIAL |  | COLOUR |  | HAZARD CLASS | IP40 | CERTIFICATION/STANDARD |  | ADDITIONAL FEATURES | NUMBER OF POLES:4P | [59 empty] | Production completed
STP_009 - Lot4 | Data Enrichment | SOZ | PARTIAL MATCH | 2023-07-21 | 2023-08-07 |  | 1289755 | 1289755 | EA | BREAKER,CIRCT;THERMAL MAGNETIC,6 A,10 KA |  |  | BREAKER,CIRCUIT;TYPE:THERMAL MAGNETIC,CURRENT RATING:6 A,VOLTAGE RATING:277 VAC, 48 VDC,TRIP SETTING:10 KA,MOUNTING TYPE:DIN RAIL, MNFR:01)MARCTECH,PTNO:01)FAZ-B6-1-SP | EN_01)THERMAL MAGNETIC,6 A,277 VAC, 48 VDC,EN_01)10 KA,DIN RAIL,01)MARCTECH,01)FAZ-B6-1-SP |  |  | MARCTECH | MARCTECH | FAZ-B6-1-SP | EATON |  |  |  |  | https://www.automationdirect.com/adc/shopping/catalog/circuit_protection_-z-_fuses_-z-_disconnects/circuit_breakers_-a-_circuit_protectors/miniature_circuit_breakers_(mcb)/faz-d6-1-na-sp | [10 empty] | E |  | CIRCUIT BREAKER | MINIATURE | TYPE | D curve,THERMAL MAGNETIC | CURRENT RATING | 6 A | VOLTAGE RATING | 277/48 VAC/DC | NUMBER OF POLES | 1P | INTERRUPT RATING | 10 KA | FREQUENCY RATING |  | TRIP CLASS |  | TRIP SETTING |  | MOUNTING TYPE | DIN RAIL | TERMINAL TYPE |  | SIZE |  | CERTIFICATION/STANDARD | UL 489 | ADDITIONAL FEATURES | [48 empty] | Production completed
STP_009 - Lot4 | Data Enrichment | SOZ | OK | 2023-07-21 | 2023-08-07 |  | 1317611 | 1317611 | EA | BREAKER,CIRCT;UNIVSL,40 A,6-12 VDC |  |  | BREAKER,CIRCUIT;TYPE:UNIVERSAL,CURRENT RATING:40 A,VOLTAGE RATING:6-12 VDC,MOUNTING TYPE:BRACKET REVERSE,ADDITIONAL FEATURES EN: CYCLING TYPEDESIGN,MNFR:01)ASHDOWN,PTNO:01)30055-40BL | EN_01)UNIVERSAL,40 A,6-12 VDC,BRACKET REVERSE,01)CYCLING TYPEDESIGN,01)ASHDOWN,01)30055-40BL |  |  | ASHDOWN | ASHDOWN INGRAM | 30055-40BL | [5 empty] | http://www.indotek-bpn.com/download/Switches_&_Circuit_Protection.pdf | [10 empty] | E |  | CIRCUIT BREAKER | No Modifier | TYPE | UNIVERSAL,CYCLING | CURRENT RATING | 40 A | VOLTAGE RATING | 6 TO 12 VDC | FRAME RATING |  | INTERRUPT RATING |  | NUMBER OF POLES |  | OVERALL SIZE |  | TRIP SETTING |  | TERMINAL TYPE | 10 TO 32 Stud | MOUNTING TYPE | BRACKET REVERSE | CERTIFICATION/STANDARD |  | ADDITIONAL FEATURES | [50 empty] | Production completed
STP_009 - Lot4 | Data Enrichment | SOZ | OK | 2023-07-21 | 2023-08-07 |  | 1297810 | 1297810 | EA | BREAKER,CIRCT;VAC,1.25 KA,12 KV,NU-LEC |  |  | BREAKER,CIRCUIT;TYPE:VACUUM,CURRENT RATING:1.25 KA,VOLTAGE RATING:12 KV,MNFR:01)NU-LEC,PTNO:01)TOS899935 | EN_01)VACUUM,1.25 KA,12 KV,01)NU-LEC,01)TOS899935 |  |  | NU-LEC | NU-LEC | TOS899935 | [5 empty] | U | [10 empty] | C |  | CIRCUIT BREAKER | VACUUM | TYPE |  | CURRENT RATING | 1.25 KA | VOLTAGE RATING | 12 KV | FREQUENCY RATING |  | NUMBER OF POLES |  | INTERRUPT RATING |  | POLE CENTER DISTANCE |  | SOLENOID VOLTAGE RATING |  | SHUNT VOLTAGE RATING |  | NUMBER OF AUX SWITCH |  | IMPULSE WITHSTAND VOLTAGE |  | OPERATING SEQUENCES |  | OPERATING CYCLES |  | MOUNTING TYPE |  | TERMINAL TYPE |  | SIZE |  | TEMPERATURE RATING |  | CERTIFICATION/STANDARD |  | ADDITIONAL FEATURES | [36 empty] | Production completed
STP_009 - Lot4 | Data Enrichment | SOZ | OK | 2023-07-21 | 2023-08-07 |  | 1297811 | 1297811 | EA | BREAKER,CIRCT;VAC,800 A,12 KV,NU-LEC |  |  | BREAKER,CIRCUIT;TYPE:VACUUM,CURRENT RATING:800 A,VOLTAGE RATING:12 KV,MNFR:01)NU-LEC,PTNO:01)TOS899933 | EN_01)VACUUM,800 A,12 KV,01)NU-LEC,01)TOS899933 |  |  | NU-LEC | NU-LEC | TOS899933 | [5 empty] | U | [10 empty] | C |  | CIRCUIT BREAKER | VACUUM | TYPE |  | CURRENT RATING | 800 A | VOLTAGE RATING | 12 KV | FREQUENCY RATING |  | NUMBER OF POLES |  | INTERRUPT RATING |  | POLE CENTER DISTANCE |  | SOLENOID VOLTAGE RATING |  | SHUNT VOLTAGE RATING |  | NUMBER OF AUX SWITCH |  | IMPULSE WITHSTAND VOLTAGE |  | OPERATING SEQUENCES |  | OPERATING CYCLES |  | MOUNTING TYPE |  | TERMINAL TYPE |  | SIZE |  | TEMPERATURE RATING |  | CERTIFICATION/STANDARD |  | ADDITIONAL FEATURES | [36 empty] | Production completed
STP_009 - Lot4 | Data Enrichment | SOZ | OK | 2023-07-21 | 2023-08-07 |  | 1281866 | 1281866 | EA | BREAKER,CIRCT;VACCUM |  |  | BREAKER,CIRCUIT;TYPE:VACCUM,MNFR:01)SEONDO ELECTRIC CO LTD,PTNO:01)VK-10K25 VCB | EN_01)VACCUM,01)SEONDO ELECTRIC CO LTD,01)VK-10K25 VCB |  |  | SEONDO ELECTRIC CO LTD | SEONDO ELECTRIC CO LTD | VK-10K25 VCB | [5 empty] | U | [10 empty] | C |  | CIRCUIT BREAKER | VACUUM | TYPE |  | LINE VOLTAGE |  | CURRENT RATING |  | COIL RATING |  | NUMBER OF POLES |  | CONTACT ARRANGEMENT |  | POWER RATING |  | AUXILIARY CONTACT |  | TERMINAL TYPE |  | MOUNTING TYPE |  | ENCLOSURE |  | HAZARD CLASS |  | CERTIFICATION/STANDARD |  | ADDITIONAL FEATURES | [46 empty] | Production completed
STP_009 - Lot4 | Data Enrichment | SOZ | OK | 2023-07-21 | 2023-08-07 |  | 1284726 | 1284726 | EA | FABRIC;DIA 406 MM X LG 7 M |  |  | FABRIC;SIZE:DIA 406 MM X LG 7 M,ADDITIONAL FEATURES EN:VERONA AIR DISPERSION SYSTEM,MNFR:01)CAPRICORN AIR CONDITIONING,PTNO:01) DUCTSOX | EN_01)DIA 406 MM X LG 7 M,01)VERONA AIR DISPERSION SYSTE,01)CAPRICORN AIR CONDITIONING,01)DUCTSOX |  |  | CAPRICORN AIR CONDITIONING | CAPRICORN AIR CONDITIONING |  |  | DUCTSOX | [14 empty] | C |  | FABRIC | No Modifier | MATERIAL |  | SIZE | 406 DIA MM X 7 LG M | COLOUR |  | PATTERN |  | SPECIFICATION |  | HAZARD CLASS |  | CERTIFICATION/STANDARD |  | ADDITIONAL FEATURES | VERONA AIR DISPERSION SYSTEM | [57 empty] | Production completed
STP_009 - Lot4 | Data Enrichment | SOZ | OK | 2023-07-21 | 2023-08-07 |  | 1285127 | 1285127 | EA | FABRIC;RIBBED REO,WD 2.4 X LG 6 M |  |  | FABRIC;MATERIAL:RIBBED REO,SIZE:WD 2.4 X LG 6 M,MNFR:01)INFRABUILD TRADING PTY LTD,PTNO:01)135080 | RIBBED REO,EN_01)WD 2.4 X LG 6 M,01)INFRABUILD TRADING PTY LTD,01)135080 |  |  | INFRABUILD TRADING PTY LTD | INFRABUILD TRADING PTY LTD | 135080 | [16 empty] | C |  | FABRIC | No Modifier | MATERIAL | RIBBED REO | SIZE | 6 LG X 2.4 WD M | COLOUR |  | PATTERN |  | SPECIFICATION |  | HAZARD CLASS |  | CERTIFICATION/STANDARD |  | ADDITIONAL FEATURES | [58 empty] | Production completed
STP_009 - Lot4 | Data Enrichment | SOZ | OK | 2023-07-21 | 2023-08-07 |  | 1284889 | 1284889 | EA | FABRIC;WD 1.83 X LG 30 M,GRN,C 70 PCT F |  |  | FABRIC;SIZE:WD 1.83 X LG 30 M,COLOUR:GREEN,ADDITIONAL FEATURES EN:C 70 PCT F,MNFR:01)ELLIOTT TIMBER SALES PTY LTD,PTNO:01) 799870439736 | EN_01)WD 1.83 X LG 30 M,GREEN,01)C 70 PCT F,01)ELLIOTT TIMBER SALES PTY LT,01)799870439736 |  |  | ELLIOTT TIMBER SALES PTY LTD | ELLIOTT TIMBER SALES PTY LTD | 799870439736 | COOLAROO |  |  |  |  | https://hillsflatlumber.com/p/coolaroo-forest-green-70-uv-sun-screen-fabric-799870439736 | [10 empty] | E |  | FABRIC | No Modifier | MATERIAL |  | SIZE | 30 LG X 1.83 WD M | COLOUR | Forest Green | PATTERN | Knitted | SPECIFICATION | 70 PCT UV Sun Screen | HAZARD CLASS |  | CERTIFICATION/STANDARD |  | ADDITIONAL FEATURES | [58 empty] | Production completed
STP_009 - Lot4 | Data Enrichment | SOZ | OK | 2023-07-21 | 2023-08-07 |  | 1285122 | 1285122 | EA | FABRIC;WD 2.4 X LG 6 M |  |  | FABRIC;SIZE:WD 2.4 X LG 6 M,ADDITIONAL FEATURES EN:REINFORCING, F82 REQUIRED FOR CHEM TANK SLAB RE,MNFR:01)INFRABUILD TRADING PTY LTD,PTNO:01)101448 | EN_01)WD 2.4 X LG 6 M,01)REINFORCING, F82 REQUIRED F,01)INFRABUILD TRADING PTY LTD,01)101448 |  |  | INFRABUILD TRADING PTY LTD | INFRABUILD TRADING PTY LTD | 101448 | [16 empty] | C |  | FABRIC | No Modifier | MATERIAL |  | SIZE | 6 LG X 2.4 WD M | COLOUR |  | PATTERN |  | SPECIFICATION |  | HAZARD CLASS |  | CERTIFICATION/STANDARD |  | ADDITIONAL FEATURES | F82 REQUIRED,FOR CHEM TANK SLAB RE | [57 empty] | Production completed
STP_009 - Lot4 | Data Enrichment | SOZ | OK | 2023-07-21 | 2023-08-07 |  | 1344109 | 1344109 | EA | FLINGER,PMP;2540/1, DRIVE SIDE |  |  | FLINGER,PUMP;ADDITIONAL FEATURES EN:2540/1, DRIVE SIDE,MNFR:01)FLOWSERV,PTNO:01)N898JD208 | 01)2540/1, DRIVE SIDE,01)FLOWSERV,01)N898JD208 |  |  | FLOWSERV | FLOWSERV | N898JD208 | [5 empty] | U | [12 empty] | FLINGER | PUMP | TYPE |  | SIZE |  | MATERIAL |  | PRESSURE RATING |  | TEMPERATURE RATING |  | HAZARD CLASS |  | CERTIFICATION/STANDARD |  | ADDITIONAL FEATURES | 2540/1,DRIVE SIDE | [57 empty] | Production completed
STP_009 - Lot4 | Data Enrichment | SOZ | OK | 2023-07-21 | 2023-08-07 |  | 1344177 | 1344177 | EA | FLINGER,PMP;2540/2, SIDE |  |  | FLINGER,PUMP;ADDITIONAL FEATURES EN:2540/2, SIDE,MNFR:01)FLOWSERV,PTNO:01)N898JD209 | 01)2540/2, SIDE,01)FLOWSERV,01)N898JD209 |  |  | FLOWSERV | FLOWSERV | N898JD209 | [5 empty] | U | [12 empty] | FLINGER | PUMP | TYPE |  | SIZE |  | MATERIAL |  | PRESSURE RATING |  | TEMPERATURE RATING |  | HAZARD CLASS |  | CERTIFICATION/STANDARD |  | ADDITIONAL FEATURES | 2540/2,SIDE | [57 empty] | Production completed
STP_009 - Lot4 | Data Enrichment | SOZ | OK | 2023-07-21 | 2023-08-07 |  | 1282678 | 1282678 | EA | JOINT,BAL;BOLT/NUT,PLSTC |  |  | JOINT,BALL;END CONNECTION:BOLT/NUT,HOUSING MATERIAL:PLASTIC,ADDITIONAL FEATURES EN:210-240 HARDWARE: GALVANIZED STEEL,MNFR:01) CONDUCTIX WAMPFLER PTY LTD,PTNO:01)020166 | BOLT/NUT,EN_01)PLASTIC,01)210-240 HARDWARE: GALVANIZE,01)CONDUCTIX WAMPFLER PTY LTD,01)020166 |  |  | CONDUCTIX WAMPFLER PTY LTD | CONDUCTIX WAMPFLER PTY LTD | 020166 | [5 empty] | https://partners.conductix.us/shop/Cable-Festoon-Systems/Festoon-Other-Items/~020166 | [10 empty] | C |  | JOINT | BALL | TYPE | SOCKET | SIZE |  | MOVEMENT DISTANCE |  | ANGLE |  | BORE DIAMETER |  | END CONNECTION | BOLT/NUT | HOUSING MATERIAL | PLASTIC | TORQUE RATING |  | HAZARD CLASS |  | CERTIFICATION/STANDARD |  | ADDITIONAL FEATURES | 210-240 HARDWARE: GALVANIZED STEEL | [51 empty] | Production completed
STP_009 - Lot4 | Data Enrichment | SOZ | OK | 2023-07-21 | 2023-08-07 |  | 1282686 | 1282686 | EA | JOINT,BAL;LWR |  |  | JOINT,BALL;TYPE:LOWER,MNFR:01)MALOUF AUTO GROUP,PTNO:01)UR6134550 | EN_01)LOWER,01)MALOUF AUTO GROUP,01)UR6134550 |  |  | MALOUF AUTO GROUP | MALOUF AUTO GROUP | UR6134550 | [5 empty] | https://yibaiauto.en.made-in-china.com/product/DdatphyKLbkB/China-UR6134550-Front-Lower-Suspension-Ball-Joint-for-Ford-Ranger-2006-2011.html | [10 empty] | E |  | JOINT | BALL | TYPE | Front Lower,Suspension | SIZE |  | MOVEMENT DISTANCE |  | ANGLE |  | BORE DIAMETER |  | END CONNECTION |  | HOUSING MATERIAL | Carbon | TORQUE RATING |  | HAZARD CLASS |  | CERTIFICATION/STANDARD |  | ADDITIONAL FEATURES | [52 empty] | Production completed
STP_009 - Lot4 | Data Enrichment | SOZ | SERIES MATCH | 2023-07-21 | 2023-08-07 |  | 1320314 | 1320314 | EA | JOINT,BAL;N,WLDED,RADCOFLX |  |  | JOINT,BALL;TYPE:N,END CONNECTION:WELDED,ADDITIONAL FEATURES EN:AIR LANCE PIPE18 IN STYLE ONE,MNFR:01)RADCOFLX,PTNO:01)BB-31020-78- 11 | EN_01)N,WELDED,01)AIR LANCE PIPE18 IN STYLE O,01)RADCOFLX,01)BB-31020-78-11 |  |  | RADCOFLX | RADCOFLX | BB-31020-78- 11 | HYSPAN |  |  |  |  | https://www.hyspan.com/bj_TypeN1.html | [10 empty] | C |  | JOINT | BALL | TYPE | N | SIZE |  | MOVEMENT DISTANCE |  | ANGLE |  | BORE DIAMETER |  | END CONNECTION | WELDED | HOUSING MATERIAL |  | TORQUE RATING |  | HAZARD CLASS |  | CERTIFICATION/STANDARD |  | ADDITIONAL FEATURES | AIR LANCE PIPE18 IN STYLE ONE | [51 empty] | Production completed
STP_009 - Lot4 | Data Enrichment | SOZ | CONFLICT WITH INPUT, PROCESSED BASED ON WEBSOURCE | 2023-07-21 | 2023-08-07 |  | 1364115 | 1364115 | EA | JOINT,BAL;OD 47 X WD 22 MM,BOR DIA 30 MM |  |  | JOINT,BALL;SIZE:OD 47 X WD 22 MM,BORE DIAMETER:30 MM,MNFR:01)ELGES,PTNO:01)GAL30 DO-2RS | EN_01)OD 47 X WD 22 MM,30 MM,01)ELGES,01)GAL30 DO-2RS |  |  | ELGES | ELGES | GAL30-DO-2RS | [5 empty] | https://shop.slsbearings.com/sg/elges-gal30-do-2rs-rod-end-male-threaded.html | [10 empty] | E |  | ROD END | NO MODIFIER | TYPE |  | BORE SIZE | 30 mm | CONNECTION TYPE | Male Threaded | THREAD SIZE | M30 x 2 | HEAD SIZE |  | SHANK SIZE |  | MATERIAL |  | LOAD RATING |  | TEMPERATURE RATING |  | CERTIFICATION/STANDARD |  | ADDITIONAL FEATURES | [52 empty] | Production completed
STP_009 - Lot4 | Data Enrichment | SOZ | CONFLICT WITH INPUT, PROCESSED BASED ON WEBSOURCE | 2023-07-21 | 2023-08-07 |  | 1366147 | 1366147 | EA | JOINT,BAL;PITCH DRIVE ASSEMBLY,CBC |  |  | JOINT,BALL;ADDITIONAL FEATURES EN:PITCH DRIVE ASSEMBLY,MNFR:01)CBC,PTNO:01)GIR35DO2RSECO | 01)PITCH DRIVE ASSEMBLY,01)CBC,01)GIR35DO2RSECO |  |  | CBC | CBC | GIR35-DO-2RSECO | [5 empty] | https://medias.schaeffler.us/en/product/rotary/rolling-and-plain-bearings/plain-bearings/rod-ends/gir35-do-2rs/p/346679 | [10 empty] | E |  | ROD END | NO MODIFIER | TYPE | F,sealed | BORE SIZE | 35 mm | CONNECTION TYPE |  | THREAD SIZE | M36 x 3 | HEAD SIZE |  | SHANK SIZE | 47 mm DIA | MATERIAL | steel | LOAD RATING | 79900 N(DYNAMIC), 159000 N(static) | TEMPERATURE RATING | -30 TO 130 DEG C | CERTIFICATION/STANDARD | DIN ISO 12240-4 | ADDITIONAL FEATURES | [52 empty] | Production completed
STP_009 - Lot4 | Data Enrichment | SOZ | OK | 2023-07-21 | 2023-08-07 |  | 1318658 | 1318658 | EA | JOINT,BAL;R/H THREAD,JACTECH |  |  | JOINT,BALL;ADDITIONAL FEATURES EN:R/H THREAD,MNFR:01)JACTECH,PTNO:01)JSDL-21324.621.08 | 01)R/H THREAD,01)JACTECH,01)JSDL-21324.621.08 |  |  | JACTECH | JACTECH | JSDL-21324.621.08 | [5 empty] | U | [10 empty] | C |  | JOINT | BALL | TYPE |  | SIZE |  | MOVEMENT DISTANCE |  | ANGLE |  | BORE DIAMETER |  | END CONNECTION |  | HOUSING MATERIAL |  | TORQUE RATING |  | HAZARD CLASS |  | CERTIFICATION/STANDARD |  | ADDITIONAL FEATURES | R/H THREAD | [51 empty] | Production completed
STP_009 - Lot4 | Data Enrichment | SOZ | OK | 2023-07-21 | 2023-08-07 |  | 1354165 | 1354165 | EA | JOINT,EXPNSN;FLEX,NOM NB 400,LG 290 MM |  |  | JOINT,EXPANSION;TYPE:FLEXIBLE,NOMINAL SIZE:NB 400,LENGTH:290 MM,END CONNECTION:FLANGE TABLE E,MATERIAL:PU LINED,MNFR:01)FLEXMET, PTNO:01)400.01.1000.FF.PU.04.01 | EN_01)FLEXIBLE,EN_01)NB 400,290 MM,FLANGE TABLE E,EN_01)PU LINED,01)FLEXMET,01)400.01.1000.FF.PU.04.01 |  |  | FLEXMET | FLEXMET | 400.01.1000.FF.PU.04.01 | [5 empty] | U | [10 empty] | C |  | JOINT | EXPANSION | TYPE | FLEXIBLE | NOMINAL SIZE | NB 400 | LENGTH | 290 MM | END CONNECTION | FLANGE TABLE E | PRESSURE CLASS/RATING |  | AXIAL COMPRESSION |  | AXIAL EXTENSION |  | LATERAL DEFLECTION |  | ANGULAR DEFLECTION |  | MATERIAL | PU LINED | TEMPERATURE RATING |  | HAZARD CLASS |  | CERTIFICATION/STANDARD |  | ADDITIONAL FEATURES | [46 empty] | Production completed
STP_009 - Lot4 | Data Enrichment | SOZ | OK | 2023-07-21 | 2023-08-07 |  | 1289605 | 1289605 | EA | JOINT,EXPNSN;INLT, FAN,HMA |  |  | JOINT,EXPANSION;TYPE:INLET, FAN,ADDITIONAL FEATURES EN:HMA,MNFR:01)AFJ,PTNO:01)4692X1250.BFF.(-4).215.EL.MS.B | EN_01)INLET, FAN,01)HMA,01)AFJ,01)4692X1250.BFF.(-4).215.EL.M |  |  | AFJ | AFJ | 4692X1250.BFF.(-4).215.EL.MS.B | [5 empty] | U | [10 empty] | C |  | JOINT | EXPANSION | TYPE | INLET,FAN | NOMINAL SIZE |  | LENGTH |  | END CONNECTION |  | PRESSURE CLASS/RATING |  | AXIAL COMPRESSION |  | AXIAL EXTENSION |  | LATERAL DEFLECTION |  | ANGULAR DEFLECTION |  | MATERIAL |  | TEMPERATURE RATING |  | HAZARD CLASS |  | CERTIFICATION/STANDARD |  | ADDITIONAL FEATURES | HMA | [45 empty] | Production completed
STP_009 - Lot4 | Data Enrichment | SOZ | OK | 2023-07-21 | 2023-08-07 |  | 1302542 | 1302542 | EA | JOINT,EXPNSN;MULTILAYER FABRIC,AFJ |  |  | JOINT,EXPANSION;ADDITIONAL FEATURES EN:MULTILAYER FABRIC,MNFR:01)AFJ,PTNO:01)2438.BCC.50.4.50.SJ.MS.B.C.D | 01)MULTILAYER FABRIC,01)AFJ,01)2438.BCC.50.4.50.SJ.MS.B.C. |  |  | AFJ | AFJ | 2438.BCC.50.4.50.SJ.MS.B.C.D | [5 empty] | U | [10 empty] | C |  | JOINT | EXPANSION | TYPE |  | NOMINAL SIZE |  | LENGTH |  | END CONNECTION |  | PRESSURE CLASS/RATING |  | AXIAL COMPRESSION |  | AXIAL EXTENSION |  | LATERAL DEFLECTION |  | ANGULAR DEFLECTION |  | MATERIAL |  | TEMPERATURE RATING |  | HAZARD CLASS |  | CERTIFICATION/STANDARD |  | ADDITIONAL FEATURES | MULTILAYER FABRIC | [45 empty] | Production completed
STP_009 - Lot4 | Data Enrichment | SOZ | OK | 2023-07-21 | 2023-08-07 |  | 1344447 | 1344447 | EA | JOINT,EXPNSN;OUT, FAN,HMA |  |  | JOINT,EXPANSION;TYPE:OUTLET, FAN,ADDITIONAL FEATURES EN:HMA,MNFR:01)AFJ,PTNO:01)2870X1638.BFF.140.4.230.EL.MS | EN_01)OUTLET, FAN,01)HMA,01)AFJ,01)2870X1638.BFF.140.4.230.EL. |  |  | AFJ | AFJ | 2870X1638.BFF.140.4.230.EL.MS | [5 empty] | U | [10 empty] | C |  | JOINT | EXPANSION | TYPE | OUTLET,FAN | NOMINAL SIZE |  | LENGTH |  | END CONNECTION |  | PRESSURE CLASS/RATING |  | AXIAL COMPRESSION |  | AXIAL EXTENSION |  | LATERAL DEFLECTION |  | ANGULAR DEFLECTION |  | MATERIAL |  | TEMPERATURE RATING |  | HAZARD CLASS |  | CERTIFICATION/STANDARD |  | ADDITIONAL FEATURES | HMA | [45 empty] | Production completed
STP_009 - Lot4 | Data Enrichment | SOZ | OK | 2023-07-21 | 2023-08-07 |  | 1346038 | 1346038 | EA | JOINT,EXPNSN;PIPE,NOM 18 IN,LG 8 IN,STL |  |  | JOINT,EXPANSION;TYPE:PIPE,NOMINAL SIZE:18 IN,LENGTH:8 IN,END CONNECTION:FLANGE,PRESSURE CLASS/RATING:110 PSI,MATERIAL:STEEL, TEMPERATURE RATING:300 DEG F,ADDITIONAL FEATURES EN:150,MNFR:01)CAPS,PTNO:01)HF00485060 | EN_01)PIPE,EN_01)18 IN,8 IN,FLANGE,110 PSI,EN_01)STEEL,300 DEG F,01)150,01)CAPS,01)HF00485060 |  |  | CAPS | CAPS | HF00485060 | [5 empty] | https://pronesa.com/wp-content/uploads/2014/12/juntas.pdf | [10 empty] | C |  | JOINT | EXPANSION | TYPE | PIPE | NOMINAL SIZE | 18 IN | LENGTH | 8 IN | END CONNECTION | FLANGE | PRESSURE CLASS/RATING | 110 PSI | AXIAL COMPRESSION |  | AXIAL EXTENSION |  | LATERAL DEFLECTION |  | ANGULAR DEFLECTION |  | MATERIAL | Polyester Reinforced EPDM | TEMPERATURE RATING | 300 DEG F | HAZARD CLASS |  | CERTIFICATION/STANDARD |  | ADDITIONAL FEATURES | 150 | [45 empty] | Production completed
STP_009 - Lot4 | Data Enrichment | SOZ | OK | 2023-07-21 | 2023-08-07 |  | 1301487 | 1301487 | EA | JOINT,EXPNSN;PIPE,NOM DN 80,TYCO |  |  | JOINT,EXPANSION;TYPE:PIPE,NOMINAL SIZE:DN 80,MATERIAL:RUBBER NATURAL,MNFR:01)TYCO,PTNO:01)RJ150075NEO | EN_01)PIPE,EN_01)DN 80,EN_01)RUBBER NATURAL,01)TYCO,01)RJ150075NEO |  |  | TYCO | TYCO | RJ150075NEO | [5 empty] | U | [10 empty] | C |  | JOINT | EXPANSION | TYPE | PIPE | NOMINAL SIZE | DN 80 | LENGTH |  | END CONNECTION |  | PRESSURE CLASS/RATING |  | AXIAL COMPRESSION |  | AXIAL EXTENSION |  | LATERAL DEFLECTION |  | ANGULAR DEFLECTION |  | MATERIAL | RUBBER NATURAL | TEMPERATURE RATING |  | HAZARD CLASS |  | CERTIFICATION/STANDARD |  | ADDITIONAL FEATURES | [46 empty] | Production completed
STP_009 - Lot4 | Data Enrichment | SOZ | OK | 2023-07-21 | 2023-08-07 |  | 1301076 | 1301076 | EA | JOINT,EXPNSN;PIPE,NOM NB 350,LG 420 MM |  |  | JOINT,EXPANSION;TYPE:PIPE,NOMINAL SIZE:NB 350,LENGTH:420 MM,MNFR:01)RADCOFLX,PTNO:01)FF350-400-6(W)L | EN_01)PIPE,EN_01)NB 350,420 MM,01)RADCOFLX,01)FF350-400-6(W)L |  |  | RADCOFLX | RADCOFLX | FF350-400-6(W)L | [5 empty] | U | [10 empty] | C |  | JOINT | EXPANSION | TYPE | PIPE | NOMINAL SIZE | NB 350 | LENGTH | 420 MM | END CONNECTION |  | PRESSURE CLASS/RATING |  | AXIAL COMPRESSION |  | AXIAL EXTENSION |  | LATERAL DEFLECTION |  | ANGULAR DEFLECTION |  | MATERIAL |  | TEMPERATURE RATING |  | HAZARD CLASS |  | CERTIFICATION/STANDARD |  | ADDITIONAL FEATURES | [46 empty] | Production completed
STP_009 - Lot4 | Data Enrichment | SOZ | OK | 2023-07-21 | 2023-08-07 |  | 1382813 | 1382813 | EA | JOINT;1MALE 3FEM 2 A, REFERENCE NO: LNL- |  |  | JOINT;ADDITIONAL FEATURES EN:1MALE 3FEM 2 A, REFERENCE NO: LNL-J 1M3F,MNFR:01)CNW (MOUNT ISA) ELECT WHOLESALER,PTNO:01)JOINER | 01)1MALE 3FEM 2 A, REFERENCE N,01)CNW (MOUNT ISA) ELECT WHOLE,01)JOINER |  |  | CNW (MOUNT ISA) ELECT WHOLESALER | CNW (MOUNT ISA) ELECT WHOLESALER | LNL-J 1M3F | [5 empty] | U | [10 empty] | C |  | JOINT | No Modifier | TYPE |  | SIZE |  | MATERIAL |  | HAZARD CLASS |  | CERTIFICATION/STANDARD |  | ADDITIONAL FEATURES | CONNECTION:1 MALE 3 FEMALE 2A,JOINER | [60 empty] | REFERENCE NO: LNL-J 1M3F | Production completed
STP_009 - Lot4 | Data Enrichment | SOZ | OK | 2023-07-21 | 2023-08-07 |  | 1383032 | 1383032 | EA | JOINT;AMOURED LV CABLE 5 CORE,1.5-6 MM |  |  | JOINT;TYPE:AMOURED LV CABLE 5 CORE,SIZE:1.5-6 MM,ADDITIONAL FEATURES EN:20L CRUSH CONV STORE - ELECTHOLD FOR CHRISTIAN,MNFR:01) CNW (MOUNT ISA) ELECT WHOLESALER,PTNO:01)CABH1J5AX1.5-6 JOINT | EN_01)AMOURED LV CABLE 5 CORE,1.5-6 MM,01)20L CRUSH CONV STORE - ELEC,01)CNW (MOUNT ISA) ELECT WHOLE,01)CABH1J5AX1.5-6 JOINT |  |  | CNW (MOUNT ISA) ELECT WHOLESALER | CNW (MOUNT ISA) ELECT WHOLESALER | CABH1J5AX1.5-6 | [5 empty] | U | [10 empty] | C |  | JOINT | No Modifier | TYPE | AMOURED LV CABLE 5 CORE | SIZE | 1.5-6 MM | MATERIAL |  | HAZARD CLASS |  | CERTIFICATION/STANDARD |  | ADDITIONAL FEATURES | 20L CRUSH CONV STORE - ELECTHOLD FOR CHRISTIAN | [61 empty] | Production completed
STP_009 - Lot4 | Data Enrichment | SOZ | OK | 2023-07-21 | 2023-08-07 |  | 1349432 | 1349432 | EA | JOINT;CU MAINT |  |  | JOINT;ADDITIONAL FEATURES EN:CU MAINT,MNFR:01)MESCO,PTNO:01)GS8-8(CKD) | 01)CU MAINT,01)MESCO,01)GS8-8(CKD) |  |  | MESCO | MESCO | GS8-8(CKD) | [5 empty] | U | [10 empty] | C |  | JOINT | No Modifier | TYPE |  | SIZE |  | MATERIAL |  | HAZARD CLASS |  | CERTIFICATION/STANDARD |  | ADDITIONAL FEATURES | CU MAINT | [61 empty] | Production completed
STP_009 - Lot4 | Data Enrichment | SOZ | OK | 2023-07-21 | 2023-08-07 |  | 1229735 | 1229735 | EA | JOINT;DISCH,AFJ |  |  | JOINT;TYPE:DISCHARGE,MNFR:01)AFJ,PTNO:01)1071X815BFF2604400ELSSBFDEFH | EN_01)DISCHARGE,01)AFJ,01)1071X815BFF2604400ELSSBFDEF |  |  | AFJ | AFJ | 1071X815BFF2604400ELSSBFDEFH | [5 empty] | U | [10 empty] | C |  | JOINT | No Modifier | TYPE | DISCHARGE | SIZE |  | MATERIAL |  | HAZARD CLASS |  | CERTIFICATION/STANDARD |  | ADDITIONAL FEATURES | [62 empty] | Production completed
STP_009 - Lot4 | Data Enrichment | SOZ | OK | 2023-07-21 | 2023-08-07 |  | 1290641 | 1290641 | EA | JOINT;FLANGE FLOATING,CARBON STEEL 1045 |  |  | JOINT;TYPE:FLANGE FLOATING,MATERIAL:CARBON STEEL 1045,ADDITIONAL FEATURES EN:COMPACT TYPE,MNFR:01)MITSUMI,PTNO:01)FJC20 | EN_01)FLANGE FLOATING,CARBON STEEL 1045,01)COMPACT TYPE,01)MITSUMI,01)FJC20 |  |  | MITSUMI | MITSUMI | FJC20 | [5 empty] | https://in.misumi-ec.com/vona2/detail/110302698440/?HissuCode=FJC20 | [10 empty] | C |  | JOINT | No Modifier | TYPE | COMPACT,FLOATING | SIZE |  | MATERIAL | CARBON STEEL 1045 | HAZARD CLASS |  | CERTIFICATION/STANDARD |  | ADDITIONAL FEATURES | MOUNTING TYPE:FLANGE | [61 empty] | Production completed
STP_009 - Lot4 | Data Enrichment | SOZ | OK | 2023-07-21 | 2023-08-07 |  | 1345811 | 1345811 | EA | JOINT;FLOTING, STANDARD,CARBON STEEL,SMC |  |  | JOINT;FLOATING, STANDARD,MATERIAL:CARBON STEEL,ADDITIONAL FEATURES EN:COUPLING, SHAFT, FLEXIBLE, OK-16/SM01 AIR,MNFR:01)SMC,PTNO: 01)JA100-26-150 | EN_01)FLOATING, STANDARD,CARBON STEEL,01)COUPLING, SHAFT, FLEXIBLE,01)SMC,01)JA100-26-150 |  |  | SMC CORPORATION (AUST) PTY LTD | SMC | 01)JA100-26-150 | [5 empty] | https://www.smcpneumatics.com/JA100-26-150.html | [12 empty] | JOINT | No Modifier | TYPE |  | SIZE |  | MATERIAL | CARBON STEEL | HAZARD CLASS |  | CERTIFICATION/STANDARD |  | ADDITIONAL FEATURES | COUPLING,SHAFT,FLEXIBLE,OK-16/SM01 AIR | [61 empty] | Production completed
STP_009 - Lot4 | Data Enrichment | SOZ | OK | 2023-07-21 | 2023-08-07 |  | 1382694 | 1382694 | EA | JOINT;FLX,250 MM,EPDM,AAP T/E V |  |  | JOINT;TYPE:FLEX,SIZE:250 MM,MATERIAL:EPDM,ADDITIONAL FEATURES EN:AAP T/E V,MNFR:01)J.BLACKWOOD AND SON LIMITED,PTNO:01)00807657 | EN_01)FLEX,250 MM,EPDM,01)AAP T/E V,01)J.BLACKWOOD & SON LIMITED,01)00807657 |  |  | J.BLACKWOOD AND SON LIMITED | J.BLACKWOOD AND SON LIMITED | 00807657 | [5 empty] | https://www.blackwoods.com.au/valves-flow-control/joints-flexible-pipe/joints-flexible-pipe/aap-flexible-joint-rubber-bellow-table-e-ss316-250mm-body-epdm-lining-nylon-cord-fabric-frame-hard-steel-wire-rbsse316250/p/00807657 | [12 empty] | JOINT | No Modifier | TYPE | FLEX | SIZE | 250 MM | MATERIAL | EPDM | HAZARD CLASS |  | CERTIFICATION/STANDARD |  | ADDITIONAL FEATURES | AAP T/E V | [61 empty] | Production completed
STP_009 - Lot4 | Data Enrichment | SOZ | OK | 2023-07-21 | 2023-08-07 |  | 1237394 | 1237394 | EA | JOINT;OPENABLE,40X3.3X500MM,PN:9900178 | JUNTA; | JONCTIONS; | JOINT;TYPE:OPENABLE,SIZE:40X3.3X500MM,ADDITIONAL FEATURES EN:PN:9900178,MNFR:WARREN & BROWN,SUPPORT STRIP,PACK OF 4 |  |  |  | WARREN & BROWN | WARREN & BROWN,SUPPORT STRIP,PACK OF 4 | 9900178 | [5 empty] | https://wbnetworks.com.au/support-bar-openable-joint-500mm-pack-of-4.html | [12 empty] | JOINT | No Modifier | TYPE | OPENABLE | SIZE | 40X3.3X500MM | MATERIAL |  | HAZARD CLASS |  | CERTIFICATION/STANDARD |  | ADDITIONAL FEATURES | [62 empty] | Production completed
STP_009 - Lot4 | Data Enrichment | SOZ | OK | 2023-07-21 | 2023-08-07 |  | 1383605 | 1383605 | EA | JOINT;PNL,2.4 M,WET AREALINEAR |  |  | JOINT;TYPE:PANEL,SIZE:2.4 M,ADDITIONAL FEATURES EN:WET AREALINEAR,MNFR:01)BUNNINGS,PTNO:01)6660411 | EN_01)PANEL,2.4 M,01)WET AREALINEAR,01)BUNNINGS,01)6660411 |  |  | BUNNINGS | BUNNINGS | 6660411 | [5 empty] | U | [12 empty] | JOINT | No Modifier | TYPE | PANEL | SIZE | 2.4 M | MATERIAL |  | HAZARD CLASS |  | CERTIFICATION/STANDARD |  | ADDITIONAL FEATURES | WET AREALINEAR | [61 empty] | Production completed
STP_009 - Lot4 | Data Enrichment | SOZ | OK | 2023-07-21 | 2023-08-07 |  | 1286809 | 1286809 | EA | JOINT;RAIL PAN WHEEL TRACK |  |  | JOINT;TYPE:RAIL PAN WHEEL TRACK,MNFR:01)TKV,PTNO:01)O-T9658-18 | EN_01)RAIL PAN WHEEL TRACK,01)TKV,01)O-T9658-18 |  |  | TKV | TKV | O-T9658-18 | [5 empty] | U | [10 empty] | C |  | JOINT | No Modifier | TYPE | RAIL PAN WHEEL TRACK | SIZE |  | MATERIAL |  | HAZARD CLASS |  | CERTIFICATION/STANDARD |  | ADDITIONAL FEATURES | [62 empty] | Production completed
STP_009 - Lot4 | Data Enrichment | SOZ | OK | 2023-07-21 | 2023-08-07 |  | 1286905 | 1286905 | EA | JOINT;RAIL PAN WHEEL TRACK |  |  | JOINT;TYPE:RAIL PAN WHEEL TRACK,MNFR:01)TKV,PTNO:01)T-9681-17 | EN_01)RAIL PAN WHEEL TRACK,01)TKV,01)T-9681-17 |  |  | TKV | TKV | T-9681-17 | [5 empty] | U | [10 empty] | C |  | JOINT | No Modifier | TYPE | RAIL PAN WHEEL TRACK | SIZE |  | MATERIAL |  | HAZARD CLASS |  | CERTIFICATION/STANDARD |  | ADDITIONAL FEATURES | [62 empty] | Production completed
STP_009 - Lot4 | Data Enrichment | SOZ | OK | 2023-07-21 | 2023-08-07 |  | 1383060 | 1383060 | EA | JOINT;UNIVERSAL IMPACT,1/2 IN |  |  | JOINT;TYPE:UNIVERSAL IMPACT,SIZE:1/2 IN,ADDITIONAL FEATURES EN:DRIVE DETAILS: SQ,MNFR:01)MOMENTO,PTNO:01)UK44,MNFR:02)BLKWOOD, PTNO:02)01229156 | EN_01)UNIVERSAL IMPACT,1/2 IN,01)DRIVE DETAILS: SQ,01)MOMENTO,02)BLKWOOD,01)UK44,02)01229156 |  |  | BLKWOOD | MOMENTO | UK44 |  | BLKWOOD | 01229156 |  |  | https://www.blackwoods.com.au/tools-hand-measuring-precision/sockets-ratchets-and-accessories/impact-socket-accessories-ring-pin-retainers/joint-universal-impact-1-2-momento-uk44/p/01229156 | [10 empty] | C |  | JOINT | UNIVERSAL | TYPE | IMPACT | BORE DIAMETER | 1/2 IN | HUB SIZE |  | OVERALL LENGTH |  | NUMBER OF JOINTS |  | MATERIAL |  | SPEED RATING |  | TORQUE RATING |  | CENTER SPACING |  | KEYWAY SIZE |  | HAZARD CLASS |  | CERTIFICATION/STANDARD |  | ADDITIONAL FEATURES | DRIVE DETAILS: SQ | [47 empty] | Production completed
STP_009 - Lot4 | Data Enrichment | SOZ | OK | 2023-07-21 | 2023-08-07 |  | 1383602 | 1383602 | EA | JOINT;UNIVERSAL IMPACT,3/4 IN |  |  | JOINT;TYPE:UNIVERSAL IMPACT,SIZE:3/4 IN,MNFR:01)MOMENTO,PTNO:01)01229656,MNFR:02)BLKWOOD,PTNO:02)UK22 | EN_01)UNIVERSAL IMPACT,3/4 IN,01)MOMENTO,02)BLKWOOD,01)01229656,02)UK22 |  |  | BLKWOOD | MOMENTO | UK22 |  | BLKWOOD | 01229656 |  |  | https://www.blackwoods.com.au/tools-hand-measuring-precision/sockets-ratchets-and-accessories/impact-socket-accessories-ring-pin-retainers/joint-universal-impact-3-4-momento-uk22/p/01229656 | [10 empty] | C |  | JOINT | UNIVERSAL | TYPE | IMPACT | BORE DIAMETER | 3/4 IN | HUB SIZE |  | OVERALL LENGTH |  | NUMBER OF JOINTS |  | MATERIAL |  | SPEED RATING |  | TORQUE RATING |  | CENTER SPACING |  | KEYWAY SIZE |  | HAZARD CLASS |  | CERTIFICATION/STANDARD |  | ADDITIONAL FEATURES | [48 empty] | Production completed
STP_009 - Lot4 | Data Enrichment | SOZ | OK | 2023-07-21 | 2023-08-07 |  | 1348104 | 1348104 | EA | JOINT,PIPE;D, RING,NOM 18 IN,VICTAULIC |  |  | JOINT,PIPE;TYPE:D, RING,NOMINAL SIZE:18 IN,END CONNECTION:VICTAULIC,ADDITIONAL FEATURES EN:400,MNFR:01)MIMS,PTNO:01)VR-D-AGS77/07- RL406ABRACOR | D, RING,18 IN,VICTAULIC,01)400,01)MIMS,01)VR-D-AGS77/07-RL406ABRACOR |  |  | MIMS | MIMS | VR-D-AGS77/07- RL406ABRACOR | [5 empty] | U | [10 empty] | C |  | JOINT | PIPE | TYPE | D,RING | NOMINAL SIZE | 18 IN | END CONNECTION | VICTAULIC | SCHEDULE/WALL THICKNESS |  | PRESSURE CLASS/RATING |  | LENGTH | 400 MM | MATERIAL |  | MATERIAL SPECIFICATION |  | COATING/FINISH |  | TEMPERATURE RATING |  | HAZARD CLASS |  | CERTIFICATION/STANDARD |  | ADDITIONAL FEATURES | [48 empty] | Production completed
STP_009 - Lot4 | Data Enrichment | SOZ | OK | 2023-07-21 | 2023-08-07 |  | 1348105 | 1348105 | EA | JOINT,PIPE;D, RING,NOM 20 IN,VICTAULIC |  |  | JOINT,PIPE;TYPE:D, RING,NOMINAL SIZE:20 IN,END CONNECTION:VICTAULIC,ADDITIONAL FEATURES EN:450,MNFR:01)MIMS,PTNO:01)VR-D-AGS77/07- RL457ABRACOR | D, RING,20 IN,VICTAULIC,01)450,01)MIMS,01)VR-D-AGS77/07-RL457ABRACOR |  |  | MIMS | MIMS | VR-D-AGS77/07- RL457ABRACOR | [5 empty] | U | [10 empty] | C |  | JOINT | PIPE | TYPE | D,RING | NOMINAL SIZE | 20 IN | END CONNECTION | VICTAULIC | SCHEDULE/WALL THICKNESS |  | PRESSURE CLASS/RATING |  | LENGTH | 450 MM | MATERIAL |  | MATERIAL SPECIFICATION |  | COATING/FINISH |  | TEMPERATURE RATING |  | HAZARD CLASS |  | CERTIFICATION/STANDARD |  | ADDITIONAL FEATURES | [48 empty] | Production completed
STP_009 - Lot4 | Data Enrichment | SOZ | OK | 2023-07-21 | 2023-08-07 |  | 1361257 | 1361257 | EA | JOINT,PIPE;NOM 25 MM,BARBED,PP | JUNTA TUBE;NOM | JOINT TUY;T NOM | JOINT,PIPE;NOMINAL SIZE:25 MM,END CONNECTION:BARBED,MATERIAL:PP,ADDITIONAL FEATURES EN:MNFR:ANTELCO,PN:44735 | 25 MM,BARBED,PP,01)MNFR:ANTELCO,PN:44735,01)PROFESSIONAL PUMP SERVICE,01)44735 |  |  | ANTELCO | ANTELCO | 44735 | [5 empty] | https://shop.waterforce.co.nz/index.php?route=product/product&language=en-gb&product_id=1403 | [12 empty] | JOINT | PIPE | TYPE |  | NOMINAL SIZE | 25 MM | END CONNECTION | BARBED | SCHEDULE/WALL THICKNESS |  | PRESSURE CLASS/RATING |  | LENGTH |  | MATERIAL | PP | MATERIAL SPECIFICATION |  | COATING/FINISH |  | TEMPERATURE RATING |  | HAZARD CLASS |  | CERTIFICATION/STANDARD |  | ADDITIONAL FEATURES | MNFR:ANTELCO | [46 empty] | PN:44735 | Production completed
STP_009 - Lot4 | Data Enrichment | SOZ | OK | 2023-07-21 | 2023-08-07 |  | 1291642 | 1291642 | EA | JOINT,PIPE;RING, SHRINK,NOM 50 MM,SYS |  |  | JOINT,PIPE;TYPE:RING, SHRINK,NOMINAL SIZE:50 MM,END CONNECTION:VICTAULIC,MATERIAL:MILD STEEL,ADDITIONAL FEATURES EN:SYSTEM,MNFR: 01)MIMS,PTNO:01)VSR50 | RING, SHRINK,50 MM,VICTAULIC,MILD STEEL,01)SYSTEM,01)MIMS,01)VSR50 |  |  | MIMS | MIMS | VSR50 | [5 empty] | U | [10 empty] | C |  | JOINT | PIPE | TYPE | RING,SHRINK | NOMINAL SIZE | 50 MM | END CONNECTION | VICTAULIC | SCHEDULE/WALL THICKNESS |  | PRESSURE CLASS/RATING |  | LENGTH |  | MATERIAL | MILD STEEL | MATERIAL SPECIFICATION |  | COATING/FINISH |  | TEMPERATURE RATING |  | HAZARD CLASS |  | CERTIFICATION/STANDARD |  | ADDITIONAL FEATURES | SYSTEM | [47 empty] | Production completed