## Sheet1
Project | Activities | Production User | Production Comments | Start Date | End Date | Remarks | Griha ID | MATNR | MEINS | MAKTX_EN | MAKTX_ES | MAKTX_FR | TEXT_EN | Class_Char_Catted | MFRPN | MFRNR | MFRNR DES | MNFR | PTNO | Verified MNFR from web | MNFR 1 | PTNO 1 | MNFR 2 | PTNO 2 | Reference URL | Reference URL1 | Item Number | Equipment Type | Equipment Manufacturer | Equipment Model | Equipment Serial | DWG | DRAWING VERSION | POS/TAG | Unused Text | Enriched/Cleansed | UNSPSC Ver.23.07 | Noun | Modifier | Attribute Name 1 | Attribute Value 1 | Attribute Name 2 | Attribute Value 2 | Attribute Name 3 | Attribute Value 3 | Attribute Name 4 | Attribute Value 4 | Attribute Name 5 | Attribute Value 5 | Attribute Name 6 | Attribute Value 6 | Attribute Name 7 | Attribute Value 7 | Attribute Name 8 | Attribute Value 8 | Attribute Name 9 | Attribute Value 9 | Attribute Name 10 | Attribute Value 10 | Attribute Name 11 | Attribute Value 11 | Attribute Name 12 | Attribute Value 12 | Attribute Name 13 | Attribute Value 13 | Attribute Name 14 | Attribute Value 14 | Attribute Name 15 | Attribute Value 15 | Attribute Name 16 | Attribute Value 16 | Attribute Name 17 | Attribute Value 17 | Attribute Name 18 | Attribute Value 18 | Attribute Name 19 | Attribute Value 19 | Attribute Name 20 | Attribute Value 20 | Attribute Name 21 | Attribute Value 21 | Attribute Name 22 | Attribute Value 22 | Attribute Name 23 | Attribute Value 23 | Attribute Name 24 | Attribute Value 24 | Attribute Name 25 | Attribute Value 25 | Attribute Name 26 | Attribute Value 26 | Attribute Name 27 | Attribute Value 27 | Attribute Name 28 | Attribute Value 28 | Attribute Name 29 | Attribute Value 29 | Attribute Name 30 | Attribute Value 30 | Attribute Name 31 | Attribute Value 31 | Attribute Name 32 | Attribute Value 32 | Attribute Name 33 | Attribute Value 33 | Attribute Name 34 | Attribute Value 34 | Attribute Name 35 | Attribute Value 35 | Attribute Name 36 | Attribute Value 36 | Remaining_Information | Status
STP_009 - Lot4 | Data Enrichment | CIR | ok | 2023-07-21 | 8/8/2023 | Partial Match | 1363816 | 1363816 | EA | BALLAST;MGNTC,100 V,MERCURY VAPOUR,400 W |  |  | BALLAST;TYPE:MAGNETIC,VOLTAGE RATING:100 V,LAMP TYPE:MERCURY VAPOUR,POWER FACTOR:400 W,ADDITIONAL FEATURES EN:LAMP: 360 W, 240 V, 135 V @ 3.25 A, EH400, HOF401-ML400-CB/L240V FL,OODLIGHT,MNFR:01)AUSLEC,PTNO:01)ATCOGB400 | EN_01)MAGNETIC,100 V,EN_01)MERCURY VAPOUR,400 W,01)LAMP: 360 W, 240 V, 135 V @,02)OODLIGHT,01)AUSLEC,01)ATCOGB400 |  |  | AUSLEC | AUSLEC | ATCOGB400 | [5 empty] | https://mybranch.middys.com.au/product/2694 | [10 empty] | ENRICHED | 39111801 Lamp ballasts | BALLAST | NO MODIFIER | TYPE | MAGNETIC | VOLTAGE RATING | 100 V | CURRENT RATING |  | LAMP WATTAGE |  | LAMP TYPE | MERCURY VAPOUR | NUMBER OF LAMPS |  | ANSI CODE |  | FREQUENCY RATING | 50 HZ | POWER FACTOR | 400 W | ENCLOSURE |  | TEMPERATURE RATING |  | HAZARD CLASS |  | CERTIFICATION/STANDARD |  | ADDITIONAL FEATURES | 360 W,240 V,135 V AT 3.25 A,EH400,HOF401-ML400-CB/L240V FLOODLIGHT | [45 empty] | Production Completed
STP_009 - Lot4 | Data Enrichment | CIR | ok | 2023-07-21 | 8/8/2023 |  | 1285882 | 1285882 | EA | BALLAST;STEEL BALLAS |  |  | BALLAST;ADDITIONAL FEATURES EN:STEEL BALLAS,MNFR:01)SWANSTON TASMANIA PTY LTD,PTNO:01)Z0104D | 01)STEEL BALLAS,01)SWANSTON TASMANIA PTY LTD,01)Z0104D |  |  | SWANSTON TASMANIA PTY LTD | SWANSTON TASMANIA PTY LTD | Z0104D | [16 empty] | CLEANSED | 39111801 Lamp ballasts | BALLAST | NO MODIFIER | TYPE |  | VOLTAGE RATING |  | CURRENT RATING |  | LAMP WATTAGE |  | LAMP TYPE |  | NUMBER OF LAMPS |  | ANSI CODE |  | FREQUENCY RATING |  | POWER FACTOR |  | ENCLOSURE |  | TEMPERATURE RATING |  | HAZARD CLASS |  | CERTIFICATION/STANDARD |  | ADDITIONAL FEATURES | MATERIAL:STEEL | [45 empty] | Production Completed
STP_009 - Lot4 | Data Enrichment | CIR | ok | 2023-07-21 | 8/8/2023 | URL not opening | 1285797 | 1285797 | EA | BENDER,PIPE/TUB;3/8 TO 7/8 IN |  |  | BENDER,PIPE/TUBE;CAPACITY:3/8 TO 7/8 IN,MNFR:01)HARE AND FORBES,PTNO:01)TBRS-25,MNFR:02)HARE AND FORBES,PTNO:02)T055 | 3/8 TO 7/8 IN,01)HARE & FORBES,02)HARE & FORBES,01)TBRS-25,02)T055 |  |  | HARE AND FORBES | HARE AND FORBES | TBRS-25 |  | HARE AND FORBES | T055 |  |  | https://www.machineryhouse.com.au/t055 | [10 empty] | CLEANSED | 27112732 Power pipe bender | BENDER | PIPE/TUBE | TYPE |  | CAPACITY | 3/8 TO 7/8 IN | BENDING ANGLE |  | BEND RADIUS |  | MATERIAL |  | OVERALL LENGTH |  | HANDLE TYPE |  | INPUT RATING |  | HAZARD CLASS |  | CERTIFICATION/STANDARD |  | ADDITIONAL FEATURES | [52 empty] | Production Completed
STP_009 - Lot4 | Data Enrichment | CIR | ok | 2023-07-21 | 8/8/2023 |  | 1285827 | 1285827 | EA | BENDER,PIPE/TUB;TRIPLE HEAD |  |  | BENDER,PIPE/TUBE;TYPE:TRIPLE HEAD,OVERALL LENGTH:1/4 TO 3/8 IN,MNFR:01)REECE PTY LTD,PTNO:01)RFA-368-FH 98816578001946,MNFR:02) REFCO,PTNO:02)8001946 | EN_01)TRIPLE HEAD,1/4 TO 3/8 IN,01)REECE PTY LTD,02)REFCO,01)RFA-368-FH 98816578001946,02)8001946 |  |  | REFCO | REECE PTY LTD | RFA-368-FH 98816578001946 |  | REFCO | 8001946 |  |  | https://www.actrol.com.au/product/refco-triple-head-tube-bender-rfa-368-fh-9881657-8001946 | [10 empty] | ENRICHED | 27112732 Power pipe bender | BENDER | PIPE/TUBE | TYPE | TRIPLE HEAD | CAPACITY |  | BENDING ANGLE | 90 DEG | BEND RADIUS |  | MATERIAL |  | OVERALL LENGTH | 1/4 TO 3/8 IN | HANDLE TYPE |  | INPUT RATING |  | HAZARD CLASS |  | CERTIFICATION/STANDARD |  | ADDITIONAL FEATURES | [52 empty] | Production Completed
STP_009 - Lot4 | Data Enrichment | CIR | ok | 2023-07-21 | 8/8/2023 | Partial Match | 1278684 | 1278684 | EA | CHARGER;230 VAC |  |  | CHARGER;OUTPUT RATING:230 VAC,ADDITIONAL FEATURES EN:IMPRES SUCDP4000,46,44,48,MNFR:01)MINE SITE TECHNOLOGIES PTY LTD,PTNO:01) 24310 / V-WPLN4256A | 230 VAC,01)IMPRES SUCDP4000,46,44,48,01)MINE SITE TECHNOLOGIES PTY,01)24310 / V-WPLN4256A |  |  | MINE SITE TECHNOLOGIES PTY LTD | MINE SITE TECHNOLOGIES PTY LTD | 24310/V-WPLN4256A | [5 empty] | https://shop.motorolasolutions.com.au/product/impres-single-unit-charger-wpln4256#compatible_products | [10 empty] | CLEANSED | 26111729 Auto battery charger unit | CHARGER | NO MODIFIER | TYPE |  | INPUT RATING |  | OUTPUT RATING | 230 VAC | SIZE |  | MATERIAL |  | HAZARD CLASS |  | CERTIFICATION/STANDARD |  | ADDITIONAL FEATURES | IMPRES SUCDP4000,46,44,48 | [57 empty] | Production Completed
STP_009 - Lot4 | Data Enrichment | CIR | ok | 2023-07-21 | 8/8/2023 |  | 1278727 | 1278727 | EA | CHARGER;230 VAC |  |  | CHARGER;OUTPUT RATING:230 VAC,ADDITIONAL FEATURES EN:IMPRES SUCDP4000,46,44,48,MNFR:01)MINE SITE TECHNOLOGIES PTY LTD,PTNO:01) 24310 | 230 VAC,01)IMPRES SUCDP4000,46,44,48,01)MINE SITE TECHNOLOGIES PTY,01)24310 |  |  | MINE SITE TECHNOLOGIES PTY LTD | MINE SITE TECHNOLOGIES PTY LTD | 24310 | [16 empty] | CLEANSED | 26111729 Auto battery charger unit | CHARGER | NO MODIFIER | TYPE |  | INPUT RATING |  | OUTPUT RATING | 230 VAC | SIZE |  | MATERIAL |  | HAZARD CLASS |  | CERTIFICATION/STANDARD |  | ADDITIONAL FEATURES | IMPRES SUCDP4000,46,44,48 | [57 empty] | Production Completed
STP_009 - Lot4 | Data Enrichment | CIR | ok | 2023-07-21 | 8/8/2023 |  | 1278883 | 1278883 | EA | CHARGER;INDUCTION SYSTEM |  |  | CHARGER;TYPE:INDUCTION SYSTEM,ADDITIONAL FEATURES EN:FOR P49 CAGE ETA LINK 3000-MOBILE COIL MCS ETA,CTRONICS ME AS PER WIFERION, MNFR:01)VENDOR LINK PTY LTD,PTNO:01)100249 | EN_01)INDUCTION SYSTEM,01)FOR P49 CAGE ETA LINK 3000-,02)CTRONICS ME AS PER WIFERION,01)VENDOR LINK PTY LTD,01)100249 |  |  | VENDOR LINK PTY LTD | VENDOR LINK PTY LTD | 100249 | GEMLINE |  |  |  |  | https://www.orderswag.com/products/alta-qi-wireless-charger-100249-gem | [10 empty] | ENRICHED | 26111729 Auto battery charger unit | CHARGER | NO MODIFIER | TYPE | INDUCTION SYSTEM,WIRELESS | INPUT RATING |  | OUTPUT RATING |  | SIZE | 4-1/4 WDX0.7 HTX3 DP IN | MATERIAL | PLASTIC | HAZARD CLASS |  | CERTIFICATION/STANDARD |  | ADDITIONAL FEATURES | FOR P49 CAGE ETA LINK 3000-MOBILE COIL MCS ETA,CTRONICS ME AS PER WIFERION | [57 empty] | Production Completed
STP_009 - Lot4 | Data Enrichment | CIR | ok | 2023-07-21 | 8/8/2023 |  | 1278805 | 1278805 | EA | CHARGER;INDUCTION SYSTEM,01 PRICING |  |  | CHARGER;TYPE:INDUCTION SYSTEM,ADDITIONAL FEATURES EN:FOR P49 CAGE ETA LINK 3000-STATIONARY COIL (SC),01 PRICING,MNFR:01)VENDOR LINK PTY LTD,PTNO:01)100248 | EN_01)INDUCTION SYSTEM,01)FOR P49 CAGE ETA LINK 3000-,02)01 PRICING,01)VENDOR LINK PTY LTD,01)100248 |  |  | VENDOR LINK PTY LTD | VENDOR LINK PTY LTD | 100248 | GEMLINE |  |  |  |  | https://www.merchology.com/products/100248-gemline-black-charger | [10 empty] | ENRICHED | 26111729 Auto battery charger unit | CHARGER | NO MODIFIER | TYPE | INDUCTION SYSTEM,WIRELESS | INPUT RATING |  | OUTPUT RATING |  | SIZE |  | MATERIAL |  | HAZARD CLASS |  | CERTIFICATION/STANDARD |  | ADDITIONAL FEATURES | FOR P49 CAGE ETA LINK 3000-STATIONARY COIL (SC),01 PRICING | [57 empty] | Production Completed
STP_009 - Lot4 | Data Enrichment | CIR | ok | 2023-07-21 | 8/8/2023 |  | 1347915 | 1347915 | EA | CASING;BORE HOLE PIPE,HEAVY WALL, THD |  |  | CASING;TYPE:BORE HOLE PIPE,SIZE:4-1/2 IN X LG 9 M IN,ADDITIONAL FEATURES EN:HEAVY WALL , THD,MNFR:01)TRUFLO PUMPING SYSTEMS,PTNO: 01)CAS123 | BORE HOLE PIPE,4-1/2 IN X LG 9 M IN,01)HEAVY WALL , THD,01)TRUFLO PUMPING SYSTEMS,01)CAS123 |  |  | TRUFLO PUMPING SYSTEMS | TRUFLO PUMPING SYSTEMS | CAS123 | [16 empty] | CLEANSED | 31261600 Shells and casings | CASING | No Modifier | TYPE | BORE HOLE PIPE | SIZE | 4-1/2X9 M LG IN | MATERIAL |  | HAZARD CLASS |  | CERTIFICATION/STANDARD |  | ADDITIONAL FEATURES | HEAVY WALL,THD | [61 empty] | Production Completed
STP_009 - Lot4 | Data Enrichment | CIR | ok | 2023-07-21 | 8/8/2023 |  | 1302498 | 1302498 | EA | CASING,PMP;CI,TKL,HT-14781 |  |  | CASING,PUMP;MATERIAL:CAST IRON,MNFR:01)TKL,PTNO:01)HT-14781 | EN_01)CAST IRON,01)TKL,01)HT-14781 |  |  | TKL | TKL | HT-14781 | [16 empty] | CLEANSED | 40151701 Pump casings | CASING | PUMP | TYPE |  | PUMP SIZE |  | INLET CONNECTION |  | OUTLET CONNECTION |  | MATERIAL | CAST IRON | MOUNTING TYPE |  | OVERALL SIZE |  | HAZARD CLASS |  | CERTIFICATION/STANDARD |  | ADDITIONAL FEATURES | [54 empty] | Production Completed
STP_009 - Lot4 | Data Enrichment | CIR | ok | 2023-07-21 | 8/8/2023 |  | 1289706 | 1289706 | EA | CASING,PMP;HD |  |  | CASING,PUMP;TYPE:HEAD,MNFR:01)PRIMEPMP,PTNO:01)96588196 | EN_01)HEAD,01)PRIMEPMP,01)96588196 |  |  | PRIMEPMP | PRIMEPMP | 96588196 | [5 empty] | https://inventflowdatastore.blob.core.windows.net/pdf/en/en-96516402-grundfos-crn-1-6-a-fgj-a-e-hqqe.pdf | [10 empty] | CLEANSED | 40151701 Pump casings | CASING | PUMP | TYPE | HEAD | PUMP SIZE |  | INLET CONNECTION |  | OUTLET CONNECTION |  | MATERIAL |  | MOUNTING TYPE |  | OVERALL SIZE |  | HAZARD CLASS |  | CERTIFICATION/STANDARD |  | ADDITIONAL FEATURES | [54 empty] | Production Completed
STP_009 - Lot4 | Data Enrichment | CIR | ok | 2023-07-21 | 8/8/2023 |  | 1344237 | 1344237 | EA | CASING,PMP;HD |  |  | CASING,PUMP;TYPE:HEAD,MNFR:01)PRIMEPMP,PTNO:01)96436507 | EN_01)HEAD,01)PRIMEPMP,01)96436507 |  |  | PRIMEPMP | PRIMEPMP | 96436507 | [16 empty] | CLEANSED | 40151701 Pump casings | CASING | PUMP | TYPE | HEAD | PUMP SIZE |  | INLET CONNECTION |  | OUTLET CONNECTION |  | MATERIAL |  | MOUNTING TYPE |  | OVERALL SIZE |  | HAZARD CLASS |  | CERTIFICATION/STANDARD |  | ADDITIONAL FEATURES | [54 empty] | Production Completed
STP_009 - Lot4 | Data Enrichment | CIR | ok | 2023-07-21 | 8/8/2023 |  | 1344175 | 1344175 | EA | CASING,PMP;REFERENCE NO: PMP:G00634,REFE |  |  | CASING,PUMP;ADDITIONAL FEATURES EN:REFERENCE NO: PMP:G00634,REFERENCE NO: NP200-15,MNFR:01)MUNSCH,PTNO:01)IPL STOCK NUMBER: 387684S | 01)REFERENCE NO: PMP:G00634,RE,01)MUNSCH,01)IPL STOCK NUMBER:387684S |  |  | MUNSCH | MUNSCH | 387684S | [10 empty] | G00634 | [5 empty] | CLEANSED | 40151701 Pump casings | CASING | PUMP | TYPE |  | PUMP SIZE |  | INLET CONNECTION |  | OUTLET CONNECTION |  | MATERIAL |  | MOUNTING TYPE |  | OVERALL SIZE |  | HAZARD CLASS |  | CERTIFICATION/STANDARD |  | ADDITIONAL FEATURES | [53 empty] | REFERENCE NO: NP200-15 | Production Completed
STP_009 - Lot4 | Data Enrichment | CIR | ok | 2023-07-21 | 8/8/2023 |  | 1282020 | 1282020 | EA | COOLER,AIR;30 L,USE 63172 |  |  | COOLER,AIR;CAPACITY:30 L,ADDITIONAL FEATURES EN:USE 63172,MNFR:01)HARVEY NORMAN,PTNO:01)30L EVAP,MNFR:02)HONEY WELL,PTNO:02) CL30XC | 30 L,01)USE 63172,01)HARVEY NORMAN,02)HONEY WELL,01)30L EVAP,02)CL30XC |  |  | HONEY WELL | HONEYWELL | CL30XC |  | HARVEY NORMAN |  |  | 63172 | https://honeywellaircomfort.com/products/honeywell-cl30xc-806cfm-491-sq-ft-indoor-evaporative-air-cooler-with-remote-control | https://www.harveynorman.com.au/honeywell-cl30xc-indoor-evaporative-cooler.html | [9 empty] | ENRICHED | 40101700 Cooling equipment and parts and accessories | COOLER | AIR | TYPE | INDOOR EVAPORATIVE | COOLING RANGE |  | CAPACITY | 30 L | FLOW RATING | 806 CFM | END CONNECTION |  | COOLANT |  | COOLING AREA |  | MATERIAL | CARBON DUST FILTER | SIZE | 35.2 WDX85.6 HTX45.8 DP CM | DRIVE TYPE |  | INPUT RATING | 288 W | HAZARD CLASS |  | CERTIFICATION/STANDARD |  | ADDITIONAL FEATURES | [46 empty] | Production Completed
STP_009 - Lot4 | Data Enrichment | CIR | ok | 2023-07-21 | 8/8/2023 |  | 1294343 | 1294343 | EA | COOLER,AIR;COMPRSD |  |  | COOLER,AIR;ADDITIONAL FEATURES EN:COMPRESSED,MNFR:01)GARDDENV,PTNO:01)ZS1143412 | 01)COMPRESSED,01)GARDDENV,01)ZS1143412 |  |  | GARDDENV | GARDNER DENVER | ZS1143412 | [5 empty] | https://www.industrialairpower.com/zs1143412-air-cooler-l160-200.html | [10 empty] | CLEANSED | 40101700 Cooling equipment and parts and accessories | COOLER | AIR | TYPE | COMPRESSED | COOLING RANGE |  | CAPACITY |  | FLOW RATING |  | END CONNECTION |  | COOLANT |  | COOLING AREA |  | MATERIAL |  | SIZE |  | DRIVE TYPE |  | INPUT RATING |  | HAZARD CLASS |  | CERTIFICATION/STANDARD |  | ADDITIONAL FEATURES | [46 empty] | Production Completed
STP_009 - Lot4 | Data Enrichment | CIR | ok | 2023-07-21 | 8/8/2023 |  | 1281888 | 1281888 | EA | COOLER;CAR, CHARGE,24VDC |  |  | COOLER;TYPE:CAR, CHARGE,ADDITIONAL FEATURES EN:24VDC,MNFR:01)CAVA,PTNO:01)DFM-22 24 VDC | 01)CAVA,01)DFM-22 24 VDC,CAR, CHARGE,01)24VDC |  |  | CAVA | CAVA | DFM-22 | [5 empty] | https://oemdynamics.com.au/wp-content/uploads/2016/04/8-DC220%20DFM%20DC%20AHE.pdf | [10 empty] | CLEANSED | 40101700 Cooling equipment and parts and accessories | COOLER | NO MODIFIER | TYPE | CAR,CHARGE | CAPACITY |  | COOLING AREA |  | SIZE |  | MATERIAL |  | FLOW RATING |  | PRESSURE RATING |  | TEMPERATURE RATING |  | HAZARD CLASS |  | CERTIFICATION/STANDARD |  | ADDITIONAL FEATURES | VOLTAGE:24VDC | [51 empty] | Production Completed
STP_009 - Lot4 | Data Enrichment | CIR | ok | 2023-07-21 | 8/8/2023 |  | 1286532 | 1286532 | EA | COOLER;CROSSOVER, CONVERTERS,900 BTU/HR |  |  | COOLER;TYPE:CROSSOVER, CONVERTERS,CAPACITY:900 BTU/HR,SIZE:51 X 67 X 16 MM,CERTIFICATION/STANDARD:NEMA 4X,ADDITIONAL FEATURES EN: 264 W,MNFR:01)SMC,PTNO:01)727SS-15 | 01)SMC,01)727SS-15,CROSSOVER, CONVERTERS,900 BTU/HR,EN_01)51 X 67 X 16 MM,EN_01)NEMA 4X,01)264 W |  |  | SMC CORPORATION (AUST) PTY LTD | SMC | 727SS-15 | VORTEX |  |  |  |  | https://www.vortexair.biz/product/727ss-15h-900-btuh-vortex-cooler-only/ | https://www.enclosureclimatecontrol.com/vortec-727ss-15h-nema-4x-vortex-ac-900-btu-15-scfm-ul-cooler-only/ | [9 empty] | ENRICHED | 40101700 Cooling equipment and parts and accessories | COOLER | NO MODIFIER | TYPE | CROSSOVER,CONVERTERS | CAPACITY | 900 BTU/HR | COOLING AREA |  | SIZE | 51X67X16 MM | MATERIAL | STAINLESS STEEL ENCLOSURE | FLOW RATING | 18 SCFM | PRESSURE RATING | 80 TO 100 PSI | TEMPERATURE RATING |  | HAZARD CLASS |  | CERTIFICATION/STANDARD | UL LISTED | ADDITIONAL FEATURES | NEMA 4X,POWER:264 W | [51 empty] | Production Completed
STP_009 - Lot4 | Data Enrichment | CIR | ok | 2023-07-21 | 8/8/2023 |  | 1387413 | 1387413 | EA | COOLER;HYDA,OK-EL5/2.0-3.0/IBP |  |  |  |  | OK-EL5/2.0-3.0/IBP | 3000292 | HYDAC | HYDAC | OK-EL5/2.0-3.0/IBP | [5 empty] | https://www.hydac.com.au/pub/media/productattach/e/_/e.5.801.1.01.05.pdf | http://www.hydac-na.com/wp-content/uploads/OK_Industrial-Coolers.pdf | [9 empty] | ENRICHED | 40101700 Cooling equipment and parts and accessories | COOLER | AIR | TYPE | OIL | COOLING RANGE |  | CAPACITY | 0.37 KW | FLOW RATING | 250 L/MIN | END CONNECTION |  | COOLANT |  | COOLING AREA |  | MATERIAL | WELDED STEEL HOUSING,PLASTIC FAN | SIZE |  | DRIVE TYPE | FAN | INPUT RATING |  | HAZARD CLASS |  | CERTIFICATION/STANDARD |  | ADDITIONAL FEATURES | ALUMINUM BAR,TEFC MOTOR | [45 empty] | Production Completed
STP_009 - Lot4 | Data Enrichment | CIR | ok | 2023-07-21 | 8/8/2023 |  | 1354185 | 1354185 | EA | COOLER;HYDRAULIC,AIR CORE A,FLSM |  |  | COOLER;TYPE:HYDRAULIC,ADDITIONAL FEATURES EN:AIR CORE A,MNFR:01)FLSMIDTH,PTNO:01)21/04779 | 01)FLSMIDTH,01)21/04779,HYDRAULIC,01)AIR CORE A |  |  | FLSMIDTH | FLSMIDTH | 21/04779 | [5 empty] | https://oemdynamics.com.au/wp-content/uploads/2016/04/11-DC220%20Aluminium%20Cooling%20Elements.pdf | [10 empty] | ENRICHED | 40101700 Cooling equipment and parts and accessories | COOLER | NO MODIFIER | TYPE | HYDRAULIC | CAPACITY |  | COOLING AREA |  | SIZE | 432 LGX467 WDX65 THK MM | MATERIAL |  | FLOW RATING | 180 L/MIN | PRESSURE RATING | 14 BAR | TEMPERATURE RATING |  | HAZARD CLASS |  | CERTIFICATION/STANDARD |  | ADDITIONAL FEATURES | AIR CORE A | [51 empty] | Production Completed
STP_009 - Lot4 | Data Enrichment | CIR | ok | 2023-07-21 | 8/8/2023 |  | 1302791 | 1302791 | EA | COOLER;INDUSTRIAL FLUID,R 1" X 3 PORTS |  |  | COOLER;TYPE:INDUSTRIAL FLUID,ADDITIONAL FEATURES EN:R 1" X 3 PORTS,MNFR:01)FLUIDDYN,PTNO:01)MINI 30 | 01)FLUIDDYN,01)MINI 30,INDUSTRIAL, FLUID,01)R 1" X 3 PORTS |  |  | FLUIDDYN | FLUIDDYN | MINI 30 | [16 empty] | CLEANSED | 40101700 Cooling equipment and parts and accessories | COOLER | NO MODIFIER | TYPE | INDUSTRIAL FLUID | CAPACITY |  | COOLING AREA |  | SIZE |  | MATERIAL |  | FLOW RATING |  | PRESSURE RATING |  | TEMPERATURE RATING |  | HAZARD CLASS |  | CERTIFICATION/STANDARD |  | ADDITIONAL FEATURES | R 1 INX 3 PORTS | [51 empty] | Production Completed
STP_009 - Lot4 | Data Enrichment | CIR | ok | 2023-07-21 | 8/8/2023 |  | 1302767 | 1302767 | EA | COOLER;INDUSTRIAL FLUID,SHORT HD CRUSH |  |  | COOLER;TYPE:INDUSTRIAL FLUID,ADDITIONAL FEATURES EN:SHORT HD CRUSH,MNFR:01)HEATEX,PTNO:01)6051/4/BRS | 01)HEATEX,01)6051/4/BRS,INDUSTRIAL, FLUID,01)SHORT HD CRUSH |  |  | HEATEX | HEATEX | 6051/4/BRS | [16 empty] | CLEANSED | 40101700 Cooling equipment and parts and accessories | COOLER | NO MODIFIER | TYPE | INDUSTRIAL FLUID | CAPACITY |  | COOLING AREA |  | SIZE |  | MATERIAL |  | FLOW RATING |  | PRESSURE RATING |  | TEMPERATURE RATING |  | HAZARD CLASS |  | CERTIFICATION/STANDARD |  | ADDITIONAL FEATURES | SHORT HD CRUSH | [51 empty] | Production Completed
STP_009 - Lot4 | Data Enrichment | CIR | ok | 2023-07-21 | 8/8/2023 |  | 1302634 | 1302634 | EA | COOLER;INDUSTRIAL, FLUID,AIR BLAS,HYDA |  |  | COOLER;TYPE:INDUSTRIAL, FLUID,ADDITIONAL FEATURES EN:AIR BLAS,MNFR:01)HYDAC,PTNO:01)OK-EL9L/3.1/M/A/1/IBP3 | 01)HYDAC,01)OK-EL9L/3.1/M/A/1/IBP3,INDUSTRIAL, FLUID,01)AIR BLAS |  |  | HYDAC | HYDAC | OK-EL9L/3.1/M/A/1/IBP3 | [5 empty] | https://www.hydac.com.au/pub/media/productattach/e/_/e.5.801.1.01.05.pdf | http://www.hydac-na.com/wp-content/uploads/OK_Industrial-Coolers.pdf | [9 empty] | ENRICHED | 40101700 Cooling equipment and parts and accessories | COOLER | AIR | TYPE | INDUSTRIAL,FLUID,OIL | COOLING RANGE |  | CAPACITY | 1.1 KW | FLOW RATING | 330 L/MIN | END CONNECTION |  | COOLANT |  | COOLING AREA |  | MATERIAL | WELDED STEEL HOUSING,PLASTIC FAN | SIZE |  | DRIVE TYPE |  | INPUT RATING |  | HAZARD CLASS |  | CERTIFICATION/STANDARD |  | ADDITIONAL FEATURES | ALUMINUM BAR,TEFC MOTOR | [45 empty] | Production Completed
STP_009 - Lot4 | Data Enrichment | CIR | ok | 2023-07-21 | 8/8/2023 |  | 1281935 | 1281935 | EA | COOLER;WATER DISPERSANT |  |  | COOLER;TYPE:WATER DISPERSANT,MNFR:01)ECOLAB PTY T/A GALLAY MEDICAL,PTNO:01)3DT120.61 | 01)ECOLAB PTY T/A GALLAY MEDIC,01)3DT120.61,WATER DISPERSANT |  |  | ECOLAB PTY T/A GALLAY MEDICAL | ECOLAB PTY T/A GALLAY MEDICAL | 3DT120.61 | [5 empty] | https://www.lenntech.com/Data-sheets/ECOLAB-3DT120-L.PDF | [10 empty] | CLEANSED | 40101700 Cooling equipment and parts and accessories | COOLER | NO MODIFIER | TYPE | WATER DISPERSANT | CAPACITY |  | COOLING AREA |  | SIZE |  | MATERIAL |  | FLOW RATING |  | PRESSURE RATING |  | TEMPERATURE RATING |  | HAZARD CLASS |  | CERTIFICATION/STANDARD |  | ADDITIONAL FEATURES | [52 empty] | Production Completed
STP_009 - Lot4 | Data Enrichment | CIR | ok | 2023-07-21 | 8/8/2023 |  | 1366089 | 1366089 | EA | COOLER;WATER, NON-INSULATED,5 L,PLASTIC |  |  | COOLER;TYPE:WATER, NON-INSULATED,CAPACITY:5 L,MATERIAL:PLASTIC,ADDITIONAL FEATURES EN:BOTTLE. W/O TAP, ALPINE JUG, BLUE/WHITE, MNFR:01)PARASAFP,PTNO:01)DC05B-NT,MNFR:02)ALLSAFE,PTNO:02)DC05B-NT | 01)PARASAFP,02)ALLSAFE,01)DC05B-NT,02)DC05B-NT,WATER, NON-INSULATED,5 L,PLASTIC,01)BOTTLE. W/O TAP, ALPINE JUG |  |  | ALLSAFE | PARASAFP | DC05B-NT | THORZT | ALLSAFE | DC05B-NT |  |  | https://au.thorzt.com/Documents/ProductDocuments/THORZT/THORZT%20DC05B-NT%20-%20Product%20Data%20Sheet.pdf | https://www.allensindustrial.com.au/PSDC05B_dash_NT/THORZT-DC05B_dash_NT-_dash_-5Lt-Drink-Cooler-%28No-Tap%29/pd.php | [9 empty] | ENRICHED | 40101700 Cooling equipment and parts and accessories | COOLER | NO MODIFIER | TYPE | DRINK WATER,NON-INSULATED | CAPACITY | 5 L | COOLING AREA |  | SIZE | 35 CM | MATERIAL | POLYPROPYLENE INNER,HDPE OUTER | FLOW RATING |  | PRESSURE RATING |  | TEMPERATURE RATING |  | HAZARD CLASS |  | CERTIFICATION/STANDARD |  | ADDITIONAL FEATURES | BOTTLE,W/O TAP,ALPINE JUG,BLUE/WHITE | [51 empty] | Production Completed
STP_009 - Lot4 | Data Enrichment | CIR | ok | 2023-07-21 | 8/8/2023 |  | 1302361 | 1302361 | EA | COOLER,OIL;AIR |  |  | COOLER,OIL;TYPE:AIR,ADDITIONAL FEATURES EN:COOLER,FLUID,INDUSTRIAL: ASSY,MNFR:01)CAVA,PTNO:01)A-LAC 044-4-A-00-000-0-0 | 01)CAVA,01)A-LAC 044-4-A-00-000-0-0,AIR,01)COOLER,FLUID,INDUSTRIAL: AS |  |  | CAVA | CAVA | A-LAC 044-4-A-00-000-0-0 | PARKER HANNIFIN |  |  |  |  | https://ph.parker.com/us/en/product/lac-lac2-standard-air-oil-cooler-with-ac-motor/lac-0444ac00000000s0jb0-lac-0444ac00000000s0jb0 | https://www.parker.com/content/dam/Parker-com/Divisions-2011/Accumulator-and-Cooler-Division---Europe/Support/MSG10-6001_UK_LAC.pdf | [9 empty] | ENRICHED | 40101700 Cooling equipment and parts and accessories | COOLER | OIL | TYPE | AIR,FLUID | TRADE SIZE |  | END CONNECTION | G1 1/4 THREAD | COOLING CAPACITY | 54 KW | DISPLACEMENT |  | FLOW RATING | 350 L/MIN | PRESSURE RATING | 21 BAR | TEMPERATURE RATING |  | HAZARD CLASS |  | CERTIFICATION/STANDARD |  | ADDITIONAL FEATURES | INDUSTRIAL,ASSEMBLY | [51 empty] | Production Completed
STP_009 - Lot4 | Data Enrichment | CIR | ok | 2023-07-21 | 8/8/2023 |  | 1297083 | 1297083 | EA | COOLER,OIL;AIR, HYDRAULIC,REXROTH |  |  | COOLER,OIL;TYPE:AIR, HYDRAULIC,MNFR:01)REXROTH,PTNO:01)ABC06-125 | 01)REXROTH,01)ABC06-125,AIR, HYDRAULIC |  |  | REXROTH | REXROTH | ABC06-125 | [16 empty] | CLEANSED | 40101700 Cooling equipment and parts and accessories | COOLER | OIL | TYPE | AIR,HYDRAULIC | TRADE SIZE |  | END CONNECTION |  | COOLING CAPACITY |  | DISPLACEMENT |  | FLOW RATING |  | PRESSURE RATING |  | TEMPERATURE RATING |  | HAZARD CLASS |  | CERTIFICATION/STANDARD |  | ADDITIONAL FEATURES | [52 empty] | Production Completed
STP_009 - Lot4 | Data Enrichment | CIR | ok | 2023-07-21 | 8/8/2023 |  | 1302301 | 1302301 | EA | COOLER,OIL;AIR,21 BAR |  |  | COOLER,OIL;TYPE:AIR,TRADE SIZE:WD 692 X HT 866 X DP 510 MM,PRESSURE RATING:21 BAR,ADDITIONAL FEATURES EN:COOLER,FLUID,INDUSTRIAL: ASSY, COMPLETE,MNFR:01)CAVA,PTNO:01)A-LAC044-4-A | 01)CAVA,01)A-LAC044-4-A,AIR,WD 692 X HT 866 X DP 510 MM,21 BAR,01)COOLER,FLUID,INDUSTRIAL: AS |  |  | CAVA | CAVA | A-LAC044-4-A | PARKER HANNIFIN |  |  |  |  | https://ph.parker.com/in/en/product/lac-lac2-standard-air-oil-cooler-with-ac-motor/lac-0444ac60000000s0jb0 | https://paro.nl/library/components/parker/lac-044-4-a | [9 empty] | ENRICHED | 40101700 Cooling equipment and parts and accessories | COOLER | OIL | TYPE | AIR,FLUID | TRADE SIZE | 692 WDX866 HTX510 DP MM | END CONNECTION | G1 1/4 THREAD | COOLING CAPACITY | 54 KW | DISPLACEMENT |  | FLOW RATING | 350 L/MIN | PRESSURE RATING | 21 BAR | TEMPERATURE RATING |  | HAZARD CLASS |  | CERTIFICATION/STANDARD |  | ADDITIONAL FEATURES | INDUSTRIAL,ASSEMBLY,COMPLETE | [51 empty] | Production Completed
STP_009 - Lot4 | Data Enrichment | CIR | ok | 2023-07-21 | 8/8/2023 |  | 1302941 | 1302941 | EA | COOLER,OIL;CORE ASSEMBLY,FLUD,INDL,CAVA |  |  | COOLER,OIL;TYPE:CORE ASSEMBLY,ADDITIONAL FEATURES EN:FLUID,INDUSTRIAL,MNFR:01)CAVA,PTNO:01)LAC112-6 | 01)CAVA,01)LAC112-6,CORE ASSEMBLY,01)FLUID,INDUSTRIAL |  |  | CAVA | CAVA | LAC112-6 | PARKER HANNIFIN |  |  |  |  | https://www.parker.com/content/dam/Parker-com/Divisions-2011/Accumulator-and-Cooler-Division---Europe/Support/MSG10-6001_UK_LAC.pdf | [10 empty] | CLEANSED | 40101700 Cooling equipment and parts and accessories | COOLER | OIL | TYPE | CORE,FLUID | TRADE SIZE |  | END CONNECTION |  | COOLING CAPACITY |  | DISPLACEMENT |  | FLOW RATING |  | PRESSURE RATING |  | TEMPERATURE RATING |  | HAZARD CLASS |  | CERTIFICATION/STANDARD |  | ADDITIONAL FEATURES | INDUSTRIAL | [51 empty] | Production Completed
STP_009 - Lot4 | Data Enrichment | CIR | ok | 2023-07-21 | 8/8/2023 |  | 1351961 | 1351961 | EA | COOLER,OIL;ENGINE |  |  | COOLER,OIL;TYPE:ENGINE,MNFR:01)MESCO,PTNO:01)SL-305W1(KAMUI) | 01)MESCO,01)SL-305W1(KAMUI),ENGINE |  |  | MESCO | MESCO | SL-305W1(KAMUI) | [5 empty] | https://www.nriparts.com/products/kamui-sl-305w1-miscellaneous/564705 | [10 empty] | CLEANSED | 40101700 Cooling equipment and parts and accessories | COOLER | OIL | TYPE | ENGINE | TRADE SIZE |  | END CONNECTION |  | COOLING CAPACITY |  | DISPLACEMENT |  | FLOW RATING |  | PRESSURE RATING |  | TEMPERATURE RATING |  | HAZARD CLASS |  | CERTIFICATION/STANDARD |  | ADDITIONAL FEATURES | [52 empty] | Production Completed
STP_009 - Lot4 | Data Enrichment | CIR | ok | 2023-07-21 | 8/8/2023 |  | 1351862 | 1351862 | EA | COOLER,OIL;ENGINE,SLIP ON,DEUTZ |  |  | COOLER,OIL;TYPE:ENGINE,TRADE SIZE:WD 196 X LG 455 X HT 117 MM,END CONNECTION:SLIP ON,MNFR:01)DEUTZ,PTNO:01)0223-0413 | 01)DEUTZ,01)0223-0413,ENGINE,WD 196 X LG 455 X HT 117 MM,SLIP ON |  |  | DEUTZ | DEUTZ | 0223-0413 | [5 empty] | https://www.surac.cl/producto/dsc9318-enfriador-deutz/ | [10 empty] | CLEANSED | 40101700 Cooling equipment and parts and accessories | COOLER | OIL | TYPE | ENGINE | TRADE SIZE | 455 LGX196 WDX117 HT MM | END CONNECTION | SLIP ON | COOLING CAPACITY |  | DISPLACEMENT |  | FLOW RATING |  | PRESSURE RATING |  | TEMPERATURE RATING |  | HAZARD CLASS |  | CERTIFICATION/STANDARD |  | ADDITIONAL FEATURES | [52 empty] | Production Completed
STP_009 - Lot4 | Data Enrichment | CIR | ok | 2023-07-21 | 8/8/2023 |  | 1302911 | 1302911 | EA | COOLER,OIL;FLUD,INDUSTRIAL: C/W FILTER, |  |  | COOLER,OIL;ADDITIONAL FEATURES EN:FLUID,INDUSTRIAL: C/W FILTER, 13/20K CU FT,MNFR:01)KKK,PTNO:01)FKS-4/31 | 01)KKK,01)FKS-4/31,01)FLUID,INDUSTRIAL: C/W FILTE |  |  | KKK | KKK | FKS-4/31 | [16 empty] | CLEANSED | 40101700 Cooling equipment and parts and accessories | COOLER | OIL | TYPE | FLUID | TRADE SIZE |  | END CONNECTION |  | COOLING CAPACITY |  | DISPLACEMENT |  | FLOW RATING |  | PRESSURE RATING |  | TEMPERATURE RATING |  | HAZARD CLASS |  | CERTIFICATION/STANDARD |  | ADDITIONAL FEATURES | INDUSTRIAL,C/W FILTER,13/20K CU FT | [51 empty] | Production Completed
STP_009 - Lot4 | Data Enrichment | CIR | ok | 2023-07-21 | 8/8/2023 |  | 1348454 | 1348454 | EA | COOLER,OIL;FLUD,INDUSTRIAL: C/W SEALS, S |  |  | COOLER,OIL;ADDITIONAL FEATURES EN:FLUID,INDUSTRIAL: C/W SEALS, S/STEEL-NITRILE PWO GX18-H LAST PLATE,MNFR:01)GILBERT,PTNO:01) OFC411 | 01)GILBERT,01)OFC411,01)FLUID,INDUSTRIAL: C/W SEALS |  |  | GILBERT | GILBERT | OFC411 | [16 empty] | CLEANSED | 40101700 Cooling equipment and parts and accessories | COOLER | OIL | TYPE | FLUID | TRADE SIZE |  | END CONNECTION |  | COOLING CAPACITY |  | DISPLACEMENT |  | FLOW RATING |  | PRESSURE RATING |  | TEMPERATURE RATING |  | HAZARD CLASS |  | CERTIFICATION/STANDARD |  | ADDITIONAL FEATURES | INDUSTRIAL,C/W SEALS,S/STEEL-NITRILE PWO GX18-H LAST PLATE | [51 empty] | Production Completed
STP_009 - Lot4 | Data Enrichment | CIR | ok | 2023-07-21 | 8/8/2023 |  | 1348455 | 1348455 | EA | COOLER,OIL;FLUD,INDUSTRIAL: C/W SEALS, S |  |  | COOLER,OIL;ADDITIONAL FEATURES EN:FLUID,INDUSTRIAL: C/W SEALS, S/STEEL-NITRILE PWO GX18-H THERMAL PLA,TE,MNFR:01)GILBERT,PTNO:01) OFC412 | 01)GILBERT,01)OFC412,01)FLUID,INDUSTRIAL: C/W SEALS,02)TE |  |  | GILBERT | GILBERT | OFC412 | [16 empty] | CLEANSED | 40101700 Cooling equipment and parts and accessories | COOLER | OIL | TYPE | FLUID | TRADE SIZE |  | END CONNECTION |  | COOLING CAPACITY |  | DISPLACEMENT |  | FLOW RATING |  | PRESSURE RATING |  | TEMPERATURE RATING |  | HAZARD CLASS |  | CERTIFICATION/STANDARD |  | ADDITIONAL FEATURES | INDUSTRIAL,C/W SEALS,S/STEEL-NITRILE PWO GX18-H THERMAL PLATE | [51 empty] | Production Completed
STP_009 - Lot4 | Data Enrichment | CIR | ok | 2023-07-21 | 8/8/2023 |  | 1302687 | 1302687 | EA | COOLER,OIL;FLUID,CORE ASSY,BOWMAN |  |  | COOLER,OIL;TYPE:FLUID,ADDITIONAL FEATURES EN:CORE ASSY,MNFR:01)BOWMAN,PTNO:01)1798-2TN1A | 01)BOWMAN,01)1798-2TN1A,FLUID,01)CORE ASSY |  |  | BOWMAN | BOWMAN | 1798-2TN1A | [5 empty] | https://www.bowman-mdt.com/uploaded/urunler/brosurler/1625521075_yag_esanjorleri.pdf | [10 empty] | CLEANSED | 40101700 Cooling equipment and parts and accessories | COOLER | OIL | TYPE | FLUID | TRADE SIZE |  | END CONNECTION |  | COOLING CAPACITY |  | DISPLACEMENT |  | FLOW RATING |  | PRESSURE RATING |  | TEMPERATURE RATING |  | HAZARD CLASS |  | CERTIFICATION/STANDARD |  | ADDITIONAL FEATURES | CORE ASSEMBLY | [51 empty] | Production Completed
STP_009 - Lot4 | Data Enrichment | CIR | ok | 2023-07-21 | 8/8/2023 |  | 1320077 | 1320077 | EA | COOLER,OIL;HYDRAULIC |  |  | COOLER,OIL;TYPE:HYDRAULIC,MNFR:01)REXROTH,PTNO:01)DC31YH5AC400 | 01)REXROTH,01)DC31YH5AC400,HYDRAULIC |  |  | REXROTH | REXROTH | DC31YH5AC400 | [5 empty] | https://www.blackwoods.com.au/electrical/hvac/industrial-fan/oem-dynamics-dynacool-dc31yh5ac400-cooler-31-15-a-2000-series/p/01582211 | [10 empty] | ENRICHED | 40101700 Cooling equipment and parts and accessories | COOLER | OIL | TYPE | HYDRAULIC | TRADE SIZE |  | END CONNECTION |  | COOLING CAPACITY | 415 V,50 HZ | DISPLACEMENT |  | FLOW RATING |  | PRESSURE RATING | 20 BAR | TEMPERATURE RATING |  | HAZARD CLASS |  | CERTIFICATION/STANDARD |  | ADDITIONAL FEATURES | [52 empty] | Production Completed
STP_009 - Lot4 | Data Enrichment | CIR | ok | 2023-07-21 | 8/8/2023 |  | 1297661 | 1297661 | EA | COOLER,OIL;HYDRAULIC,ASSY,BERENDSN |  |  | COOLER,OIL;TYPE:HYDRAULIC,ADDITIONAL FEATURES EN:ASSY,MNFR:01)BERENDSN,PTNO:01)LOC23-4-B | 01)BERENDSN,01)LOC23-4-B,HYDRAULIC,01)ASSY |  |  | BERENDSN | BERENDSEN | LOC23-4-B | [16 empty] | CLEANSED | 40101700 Cooling equipment and parts and accessories | COOLER | OIL | TYPE | HYDRAULIC | TRADE SIZE |  | END CONNECTION |  | COOLING CAPACITY |  | DISPLACEMENT |  | FLOW RATING |  | PRESSURE RATING |  | TEMPERATURE RATING |  | HAZARD CLASS |  | CERTIFICATION/STANDARD |  | ADDITIONAL FEATURES | ASSEMBLY | [51 empty] | Production Completed
STP_009 - Lot4 | Data Enrichment | CIR | ok | 2023-07-21 | 8/8/2023 | MFR Name not valid | 1297620 | 1297620 | EA | COOLER,OIL;HYDRAULIC,CRE |  |  | COOLER,OIL;TYPE:HYDRAULIC,ADDITIONAL FEATURES EN:CORE,MNFR:01)TRANSMIN,PTNO:01)R501242C | 01)TRANSMIN,01)R501242C,HYDRAULIC,01)CORE |  |  | TRANSMIN | TRANSMIN | R501242C | [16 empty] | CLEANSED | 40101700 Cooling equipment and parts and accessories | COOLER | OIL | TYPE | HYDRAULIC | TRADE SIZE |  | END CONNECTION |  | COOLING CAPACITY |  | DISPLACEMENT |  | FLOW RATING |  | PRESSURE RATING |  | TEMPERATURE RATING |  | HAZARD CLASS |  | CERTIFICATION/STANDARD |  | ADDITIONAL FEATURES | CORE | [51 empty] | Production Completed
STP_009 - Lot4 | Data Enrichment | CIR | ok | 2023-07-21 | 8/8/2023 |  | 1345044 | 1345044 | EA | COOLER,OIL;HYDRAULIC,FINLAY,10.35.0007 |  |  | COOLER,OIL;TYPE:HYDRAULIC,MNFR:01)FINLAY,PTNO:01)10.35.0007 | 01)FINLAY,01)10.35.0007,HYDRAULIC |  |  | FINLAY | FINLAY | 10.35.0007 | [5 empty] | https://www.crushingscreeningparts.com/Visit-Our-Shop/Oil-Coolers/10350007-OIL-COOLER-CW-FAN-AND-MOTOR-10350007-FIN# | [10 empty] | CLEANSED | 40101700 Cooling equipment and parts and accessories | COOLER | OIL | TYPE | HYDRAULIC | TRADE SIZE |  | END CONNECTION |  | COOLING CAPACITY |  | DISPLACEMENT |  | FLOW RATING |  | PRESSURE RATING |  | TEMPERATURE RATING |  | HAZARD CLASS |  | CERTIFICATION/STANDARD |  | ADDITIONAL FEATURES | [52 empty] | Production Completed
STP_009 - Lot4 | Data Enrichment | CIR | ok | 2023-07-21 | 8/8/2023 |  | 1230022 | 1230022 | EA | COOLER,OIL;HYDRAULIC,IRWIN CHARGE CAR |  |  | COOLER,OIL;TYPE:HYDRAULIC,ADDITIONAL FEATURES EN:IRWIN CHARGE CAR,MNFR:01)CAVA,PTNO:01)DFM-22 12 COOLER | 01)CAVA,01)DFM-22 12 COOLER,HYDRAULIC,01)IRWIN CHARGE CAR |  |  | CAVA | CAVA | DFM-22 12 | [5 empty] | https://oemdynamics.com.au/wp-content/uploads/2016/04/8-DC220%20DFM%20DC%20AHE.pdf | [10 empty] | CLEANSED | 40101700 Cooling equipment and parts and accessories | COOLER | OIL | TYPE | HYDRAULIC | TRADE SIZE |  | END CONNECTION |  | COOLING CAPACITY |  | DISPLACEMENT |  | FLOW RATING |  | PRESSURE RATING |  | TEMPERATURE RATING |  | HAZARD CLASS |  | CERTIFICATION/STANDARD |  | ADDITIONAL FEATURES | IRWIN CHARGE CAR | [51 empty] | Production Completed
STP_009 - Lot4 | Data Enrichment | CIR | ok | 2023-07-21 | 8/8/2023 |  | 1281921 | 1281921 | EA | COOLER,OIL;OKAF |  |  | COOLER,OIL;ADDITIONAL FEATURES EN:OKAF,MNFR:01)CMQ,PTNO:01)GBX049A | 01)CMQ,01)GBX049A,01)OKAF |  |  | CMQ | CMQ | GBX049A | [16 empty] | CLEANSED | 40101700 Cooling equipment and parts and accessories | COOLER | OIL | TYPE |  | TRADE SIZE |  | END CONNECTION |  | COOLING CAPACITY |  | DISPLACEMENT |  | FLOW RATING |  | PRESSURE RATING |  | TEMPERATURE RATING |  | HAZARD CLASS |  | CERTIFICATION/STANDARD |  | ADDITIONAL FEATURES | OKAF | [51 empty] | Production Completed
STP_009 - Lot4 | Data Enrichment | CIR | ok | 2023-07-21 | 8/8/2023 |  | 1281710 | 1281710 | EA | COOLER,OIL;SQ 5 X THK 5 IN,AIR |  |  | COOLER,OIL;TRADE SIZE:SQ 5 X THK 5 IN,ADDITIONAL FEATURES EN:AIR,MNFR:01)CAPS AUSTRALIA PTY LTD (WA),PTNO:01)99312944 | 01)CAPS AUSTRALIA PTY LTD (WA),01)99312944,SQ 5 X THK 5 IN,01)AIR |  |  | CAPS AUSTRALIA PTY LTD (WA) | CAPS AUSTRALIA PTY LTD (WA) | 99312944 | [5 empty] | https://www.capsshop.com.au/cooler-air-oil-suit-ru5iu-ru7iu-ru11iu-see-notes | [10 empty] | CLEANSED | 40101700 Cooling equipment and parts and accessories | COOLER | OIL | TYPE | AIR | TRADE SIZE | 5 SQX5 THK IN | END CONNECTION |  | COOLING CAPACITY |  | DISPLACEMENT |  | FLOW RATING |  | PRESSURE RATING |  | TEMPERATURE RATING |  | HAZARD CLASS |  | CERTIFICATION/STANDARD |  | ADDITIONAL FEATURES | [52 empty] | Production Completed
STP_009 - Lot4 | Data Enrichment | CIR | ok | 2023-07-21 | 8/8/2023 |  | 1344330 | 1344330 | EA | COOLER,OIL;TUBE AND SHELL |  |  | COOLER,OIL;TYPE:TUBE AND SHELL,MNFR:01)CAVA,PTNO:01)65/EK10120 | 01)CAVA,01)65/EK10120,TUBE AND SHELL |  |  | CAVA | CAVA | 65/EK10120 | [5 empty] | http://martinhydraulics.co.nz/PDF/Dynacool/DC220%20Water%20Cooled%20Heat%20Exchangers.pdf | [10 empty] | CLEANSED | 40101700 Cooling equipment and parts and accessories | COOLER | OIL | TYPE | TUBE AND SHELL | TRADE SIZE |  | END CONNECTION |  | COOLING CAPACITY |  | DISPLACEMENT |  | FLOW RATING |  | PRESSURE RATING |  | TEMPERATURE RATING |  | HAZARD CLASS |  | CERTIFICATION/STANDARD |  | ADDITIONAL FEATURES | [52 empty] | Production Completed
STP_009 - Lot4 | Data Enrichment | CIR | ok | 2023-07-21 | 8/8/2023 |  | 1319778 | 1319778 | EA | COOLER,OIL;VEH |  |  | COOLER,OIL;ADDITIONAL FEATURES EN:VEH,MNFR:01)GARDDENV,PTNO:01)ZS1120800 | 01)GARDDENV,01)ZS1120800,01)VEH |  |  | GARDDENV | GARDNER DENVER | ZS1120800 | [5 empty] | https://compressedairpartscompany.com/zs1120800gardnerdenveroemoilcoolerl250.aspx | https://compressornow.com/online-store/parts/gardner-denver-oem-oil-cooler-l250-part-zs1120800/ | [9 empty] | CLEANSED | 40101700 Cooling equipment and parts and accessories | COOLER | OIL | TYPE |  | TRADE SIZE |  | END CONNECTION |  | COOLING CAPACITY |  | DISPLACEMENT |  | FLOW RATING |  | PRESSURE RATING |  | TEMPERATURE RATING |  | HAZARD CLASS |  | CERTIFICATION/STANDARD |  | ADDITIONAL FEATURES | VEH | [51 empty] | Production Completed
STP_009 - Lot4 | Data Enrichment | CIR | ok | 2023-07-21 | 8/8/2023 |  | 1344345 | 1344345 | EA | COOLER,OIL;WATER |  |  | COOLER,OIL;TYPE:WATER,MNFR:01)FLOYD,PTNO:01)TRANTER B45H-36 | 01)FLOYD,01)TRANTER B45H-36,WATER |  |  | FLOYD | FLOYD |  |  | TRANTER | B45H-36 | [13 empty] | CLEANSED | 40101700 Cooling equipment and parts and accessories | COOLER | OIL | TYPE | WATER | TRADE SIZE |  | END CONNECTION |  | COOLING CAPACITY |  | DISPLACEMENT |  | FLOW RATING |  | PRESSURE RATING |  | TEMPERATURE RATING |  | HAZARD CLASS |  | CERTIFICATION/STANDARD |  | ADDITIONAL FEATURES | [52 empty] | Production Completed
STP_009 - Lot4 | Data Enrichment | CIR | ok | 2023-07-21 | 8/8/2023 |  | 1353585 | 1353585 | EA | COOLER,OIL;WITH BYPASS |  |  | COOLER,OIL;ADDITIONAL FEATURES EN:WITH BYPASS,MNFR:01)JACTECH,PTNO:01)JSA-OKELD4H/3.1/24V/1/S/ | 01)JACTECH,01)JSA-OKELD4H/3.1/24V/1/S/,01)WITH BYPASS |  |  | JACTECH | JACTECH | JSA-OKELD4H/3.1/24V/1/S/ | [16 empty] | CLEANSED | 40101700 Cooling equipment and parts and accessories | COOLER | OIL | TYPE |  | TRADE SIZE |  | END CONNECTION |  | COOLING CAPACITY |  | DISPLACEMENT |  | FLOW RATING |  | PRESSURE RATING |  | TEMPERATURE RATING |  | HAZARD CLASS |  | CERTIFICATION/STANDARD |  | ADDITIONAL FEATURES | WITH BYPASS | [51 empty] | Production Completed
STP_009 - Lot4 | Data Enrichment | CIR | ok | 2023-07-21 | 8/8/2023 |  | 1281994 | 1281994 | EA | COOLER,WTR;10 L,POLY |  |  | COOLER,WATER;CAPACITY:10 L,MATERIAL:POLY,ADDITIONAL FEATURES EN:NIPPLE 1/2 IN BS PPRICING,MNFR:01)BUTLER AGENCIES PTY LTD,PTNO:01) 253544 | 10 L,POLY,01)NIPPLE 1/2 IN BS PPRICING,01)BUTLER AGENCIES PTY LTD,01)253544 |  |  | BUTLER AGENCIES PTY LTD | BUTLER AGENCIES PTY LTD | 253544 | [16 empty] | CLEANSED | 40101700 Cooling equipment and parts and accessories | COOLER | WATER | TYPE |  | CAPACITY | 10 L | SIZE |  | MATERIAL | POLY | VOLTAGE RATING |  | CURRENT RATING |  | POWER RATING |  | FLOW RATING |  | TEMPERATURE RATING |  | MOUNTING TYPE |  | HAZARD CLASS |  | CERTIFICATION/STANDARD |  | ADDITIONAL FEATURES | NIPPLE 1/2 IN BS PPRICING | [47 empty] | Production Completed
STP_009 - Lot4 | Data Enrichment | CIR | ok | 2023-07-21 | 8/8/2023 |  | 1281896 | 1281896 | EA | COOLER,WTR;180 L,SS,220/240 V |  |  | COOLER,WATER;CAPACITY:180 L,SIZE:WD 804 MM X HT 1.25 M X DP 688 MM,MATERIAL:STAINLESS STEEL,VOLTAGE RATING:220/240 V,MNFR:01) VENDOR LINK PTY LTD,PTNO:01)LS200 | 180 L,EN_01)WD 804 MM X HT 1.25 M X,STAINLESS STEEL,220/240 V,01)VENDOR LINK PTY LTD,01)LS200 |  |  | VENDOR LINK PTY LTD | VENDOR LINK PTY LTD | LS200 | [5 empty] | https://www.frigmac.com.au/product/model-ls200ss-pn73ss-floor-standing-180-litre-storage/ | [10 empty] | CLEANSED | 40101700 Cooling equipment and parts and accessories | COOLER | WATER | TYPE |  | CAPACITY | 180 L | SIZE | 804 WD MMX1.25 HT MX688 DP MM | MATERIAL | STAINLESS STEEL | VOLTAGE RATING | 220 TO 240 VAC | CURRENT RATING |  | POWER RATING |  | FLOW RATING |  | TEMPERATURE RATING |  | MOUNTING TYPE |  | HAZARD CLASS |  | CERTIFICATION/STANDARD |  | ADDITIONAL FEATURES | [48 empty] | Production Completed
STP_009 - Lot4 | Data Enrichment | CIR | ok | 2023-07-21 | 8/8/2023 |  | 1282088 | 1282088 | EA | COOLER,WTR;220 V,3.3 KW |  |  | COOLER,WATER;VOLTAGE RATING:220 V,POWER RATING:3.3 KW,ADDITIONAL FEATURES EN:EYEWASH STATION, PRICING PLATE PAC1PH/50HZ R134,MNFR: 01)AQUA COOLER PTY LTD,PTNO:01)GA1-A-PP | 220 V,3.3 KW,01)EYEWASH STATION, PRICING PL,01)AQUA COOLER PTY LTD,01)GA1-A-PP |  |  | AQUA COOLER PTY LTD | AQUA COOLER PTY LTD | GA1-A-PP | [5 empty] | https://portalimages.blob.core.windows.net/products/pdfs/nx4y15mq_Combined-Chiller-Catalogue-2020.pdf | [10 empty] | ENRICHED | 40101700 Cooling equipment and parts and accessories | COOLER | WATER | TYPE |  | CAPACITY |  | SIZE |  | MATERIAL |  | VOLTAGE RATING | 220 VAC | CURRENT RATING | 8:00 | POWER RATING | 3.3 KW | FLOW RATING |  | TEMPERATURE RATING | 1 TO 17 DEG C | MOUNTING TYPE |  | HAZARD CLASS |  | CERTIFICATION/STANDARD |  | ADDITIONAL FEATURES | EYEWASH STATION,PRICING PLATE PAC1PH/50HZ R134 | [47 empty] | Production Completed
STP_009 - Lot4 | Data Enrichment | CIR | ok | 2023-07-21 | 8/8/2023 |  | 1294055 | 1294055 | EA | COOLER,WTR;240 VAC,3.74 A,90 L/HR |  |  | COOLER,WATER;VOLTAGE RATING:240 VAC,CURRENT RATING:3.74 A,FLOW RATING:90 L/HR,MOUNTING TYPE:FLOOR/WALL,ADDITIONAL FEATURES EN: MEDIUM SIZE,MNFR:01)KIRBY,PTNO:01)PT30 | 240 VAC,3.74 A,90 L/HR,FLOOR/WALL,01)MEDIUM SIZE,01)KIRBY,01)PT30 |  |  | KIRBY | KIRBY | PT30 | [16 empty] | CLEANSED | 40101700 Cooling equipment and parts and accessories | COOLER | WATER | TYPE |  | CAPACITY |  | SIZE |  | MATERIAL |  | VOLTAGE RATING | 240 VAC | CURRENT RATING | 3.74 A | POWER RATING |  | FLOW RATING | 90 L/HR | TEMPERATURE RATING |  | MOUNTING TYPE | FLOOR/WALL | HAZARD CLASS |  | CERTIFICATION/STANDARD |  | ADDITIONAL FEATURES | MEDIUM SIZE | [47 empty] | Production Completed
STP_009 - Lot4 | Data Enrichment | CIR | ok | 2023-07-21 | 8/8/2023 |  | 1281783 | 1281783 | EA | COOLER,WTR;80-95 L,SS,220/240 V,575 W |  |  | COOLER,WATER;CAPACITY:80-95 L,SIZE:WD 641 MM X HT 1.229 M X DP 454 MM,MATERIAL:STAINLESS STEEL,VOLTAGE RATING:220/240 V,POWER RATING:575 W,MOUNTING TYPE:FLOOR STANDING,ADDITIONAL FEATURES EN:COOLING CAPACITY: 40 L/HR, COOLING SYSTEM: COMP,ERANT, 100L,MNFR: 01)SMC REFRIGERATION AIR CONDITIONI,PTNO:01)PN37SS | 80-95 L,EN_01)WD 641 MM X HT 1.229 M X,STAINLESS STEEL,220/240 V,575 W,FLOOR STANDING,01)COOLING CAPACITY: 40 L/HR,02)ERANT, 100L,01)SMC REFRIGERATION AIR CONDI,01)PN37SS |  |  | SMC REFRIGERATION AIR CONDITIONI | SMC | PN37SS | [5 empty] | https://pilbaraice.com.au/product/ls100ss/ | [10 empty] | CLEANSED | 40101700 Cooling equipment and parts and accessories | COOLER | WATER | TYPE |  | CAPACITY | 80 TO 95 L | SIZE | 641 WD MMX1.229 HT MX454 DP MM | MATERIAL | STAINLESS STEEL | VOLTAGE RATING | 220 TO 240 VAC | CURRENT RATING | 3 A | POWER RATING | 575 W | FLOW RATING |  | TEMPERATURE RATING |  | MOUNTING TYPE | FLOOR STANDING | HAZARD CLASS |  | CERTIFICATION/STANDARD |  | ADDITIONAL FEATURES | COOLING CAPACITY:40 L/HR | [46 empty] | COOLING SYSTEM: COMP,ERANT,100L | Production Completed
STP_009 - Lot4 | Data Enrichment | CIR | ok | 2023-07-21 | 8/8/2023 |  | 1281653 | 1281653 | EA | COOLER,WTR;DISPENSER, HOT/COLD,FREE |  |  | COOLER,WATER;TYPE:DISPENSER, HOT/COLD,MOUNTING TYPE:FLOOR STANDING,ADDITIONAL FEATURES EN:FREE,MNFR:01)QH2O,PTNO:01)COOLER | DISPENSER, HOT/COLD,FLOOR STANDING,01)FREE,01)QH2O,01)COOLER |  |  | QH2O |  | QH2O | [5 empty] | https://pocketbooks.com.au/profile/qh2o-gladstone-water-coolers-in-gladstone-region-qgld16123 | [10 empty] | CLEANSED | 40101700 Cooling equipment and parts and accessories | COOLER | WATER | TYPE | DISPENSER,HOT/COLD | CAPACITY |  | SIZE |  | MATERIAL |  | VOLTAGE RATING |  | CURRENT RATING |  | POWER RATING |  | FLOW RATING |  | TEMPERATURE RATING |  | MOUNTING TYPE | FLOOR STANDING | HAZARD CLASS |  | CERTIFICATION/STANDARD |  | ADDITIONAL FEATURES | FREE | [47 empty] | Production Completed
STP_009 - Lot4 | Data Enrichment | CIR | ok | 2023-07-21 | 8/8/2023 |  | 1281895 | 1281895 | EA | COOLER,WTR;TWO CHROME FAUCETS |  |  | COOLER,WATER;TYPE:TWO CHROME FAUCETS,SIZE:WD 660 MM X HT 1.215 M X DP 475 MM,MNFR:01)VENDOR LINK PTY LTD,PTNO:01)LS100 | TWO CHROME FAUCETS,EN_01)WD 660 MM X HT 1.215 M X,01)VENDOR LINK PTY LTD,01)LS100 |  |  | VENDOR LINK PTY LTD | VENDOR LINK PTY LTD | LS100 | [5 empty] | https://www.eindustrialsolutions.com/sullair-02250146-658-cooler-combination-air/oil-ls100-oem | [10 empty] | CLEANSED | 40101700 Cooling equipment and parts and accessories | COOLER | WATER | TYPE |  | CAPACITY |  | SIZE | 660 WD MMX1.215 HT M X475 DP MM | MATERIAL |  | VOLTAGE RATING |  | CURRENT RATING |  | POWER RATING |  | FLOW RATING |  | TEMPERATURE RATING |  | MOUNTING TYPE |  | HAZARD CLASS |  | CERTIFICATION/STANDARD |  | ADDITIONAL FEATURES | TWO CHROME FAUCETS | [47 empty] | Production Completed
STP_009 - Lot4 | Data Enrichment | CIR | ok | 2023-07-21 | 8/8/2023 |  | 1294963 | 1294963 | EA | COOLER,WTR;WATER, MAINS SUPPLY,180 L,SS |  |  | COOLER,WATER;TYPE:WATER, MAINS SUPPLY,CAPACITY:180 L,SIZE:WD 804 MM X HT 1.258 M X DP 688 MM,MATERIAL:STAINLESS STEEL,VOLTAGE RATING:220/240 VAC,POWER RATING:800 W,ADDITIONAL FEATURES EN:LARGE,MNFR:01)SMC_RFRG,PTNO:01)73SS | WATER, MAINS SUPPLY,180 L,EN_01)WD 804 MM X HT 1.258 M X,STAINLESS STEEL,220/240 VAC,800 W,01)LARGE,01)SMC_RFRG,01)73SS |  |  | SMC_RFRG | SMC | 73SS | [16 empty] | CLEANSED | 40101700 Cooling equipment and parts and accessories | COOLER | WATER | TYPE |  | CAPACITY | 180 L | SIZE | 804 WD MMX1.258 HT MX688 DP MM | MATERIAL | STAINLESS STEEL | VOLTAGE RATING | 220 TO 240 VAC | CURRENT RATING |  | POWER RATING | 800 W | FLOW RATING |  | TEMPERATURE RATING |  | MOUNTING TYPE |  | HAZARD CLASS |  | CERTIFICATION/STANDARD |  | ADDITIONAL FEATURES | LARGE,MAINS SUPPLY | [47 empty] | Production Completed
STP_009 - Lot4 | Data Enrichment | CIR | ok | 2023-07-21 | 8/8/2023 |  | 1353621 | 1353621 | EA | COOLER,WTR;WATER, MAINS SUPPLY,80 L,SS |  |  | COOLER,WATER;TYPE:WATER, MAINS SUPPLY,CAPACITY:80 L,SIZE:WD 641 MM X HT 1.229 M X DP 454 MM,MATERIAL:STAINLESS STEEL,VOLTAGE RATING:220/240 VAC,POWER RATING:575 W,ADDITIONAL FEATURES EN:LARGE,MNFR:01)SMC_RFRG,PTNO:01)37SS | WATER, MAINS SUPPLY,80 L,EN_01)WD 641 MM X HT 1.229 M X,STAINLESS STEEL,220/240 VAC,575 W,01)LARGE,01)SMC_RFRG,01)37SS |  |  | SMC_RFRG | SMC | 37SS | [16 empty] | CLEANSED | 40101700 Cooling equipment and parts and accessories | COOLER | WATER | TYPE |  | CAPACITY | 80 L | SIZE | 641 WD MMX1.229 HT MX454 DP MM | MATERIAL | STAINLESS STEEL | VOLTAGE RATING | 220 TO 240 VAC | CURRENT RATING |  | POWER RATING | 575 W | FLOW RATING |  | TEMPERATURE RATING |  | MOUNTING TYPE |  | HAZARD CLASS |  | CERTIFICATION/STANDARD |  | ADDITIONAL FEATURES | LARGE,MAINS SUPPLY | [47 empty] | Production Completed
STP_009 - Lot4 | Data Enrichment | CIR | ok | 2023-07-21 | 8/8/2023 | MFR Name not valid | 1387565 | 1387565 | EA | DIPSTICK;ASWP,DU.D6502K0000 |  |  |  |  | DU.D6502K0000 | 3000416 | AUSWEEP | AUSWEEP | DU.D6502K0000 | [16 empty] | CLEANSED | 26101725 Oil dip sticks or tubes | DIPSTICK | NO MODIFIER | TYPE |  | SIZE |  | MATERIAL |  | COLOUR |  | HAZARD CLASS |  | CERTIFICATION/STANDARD |  | ADDITIONAL FEATURES | [60 empty] | Production Completed
STP_009 - Lot4 | Data Enrichment | CIR | ok | 2023-07-21 | 8/8/2023 |  | 1351764 | 1351764 | EA | DIPSTICK;ENGINE OIL,PERKINS,31788328 |  |  | DIPSTICK;TYPE:ENGINE OIL,SIZE:WD 25 X LG 360 X THK 10 MM,MNFR:01)PERKINS,PTNO:01)31788328 | ENGINE OIL,WD 25 X LG 360 X THK 10 MM,01)PERKINS,01)31788328 |  |  | PERKINS | PERKINS | 31788328 | [5 empty] | https://shop.perkins.com/parts/hardware/miscellaneous-hardware/oil-dipsticks/31788328 | [10 empty] | CLEANSED | 26101725 Oil dip sticks or tubes | DIPSTICK | NO MODIFIER | TYPE | ENGINE OIL | SIZE | 360 LGX25 WDX10 THK MM | MATERIAL |  | COLOUR |  | HAZARD CLASS |  | CERTIFICATION/STANDARD |  | ADDITIONAL FEATURES | [60 empty] | Production Completed
STP_009 - Lot4 | Data Enrichment | CIR | ok | 2023-07-21 | 8/8/2023 |  | 1345184 | 1345184 | EA | DIPSTICK;GAUGE ROD LIQUID LEVEL,ASSEMB |  |  | DIPSTICK;TYPE:GAUGE ROD LIQUID LEVEL,ADDITIONAL FEATURES EN:ASSEMB,MNFR:01)SCHENCK,PTNO:01)000-951019-01 | GAUGE ROD LIQUID LEVEL,01)ASSEMB,01)SCHENCK,01)000-951019-01 |  |  | SCHENCK | SCHENCK | 000-951019-01 | [16 empty] | CLEANSED | 26101725 Oil dip sticks or tubes | DIPSTICK | NO MODIFIER | TYPE | LIQUID LEVEL GAUGE | SIZE |  | MATERIAL |  | COLOUR |  | HAZARD CLASS |  | CERTIFICATION/STANDARD |  | ADDITIONAL FEATURES | ASSEMBLY,ROD | [59 empty] | Production Completed
STP_009 - Lot4 | Data Enrichment | CIR | ok | 2023-07-21 | 8/8/2023 |  | 1350299 | 1350299 | EA | DIPSTICK;OIL LEVEL GAUGE,PERKINS |  |  | DIPSTICK;TYPE:OIL LEVEL GAUGE,SIZE:WD 100 X LG 410 X THK 1 MM,MNFR:01)PERKINS,PTNO:01)198416320 | OIL LEVEL GAUGE,WD 100 X LG 410 X THK 1 MM,01)PERKINS,01)198416320 |  |  | PERKINS | PERKINS | 198416320 | [5 empty] | https://izzyspare.fr/en/miscellaneous/1378-oil-dipstick-perkins-198416320-3000000213773.html | [10 empty] | CLEANSED | 26101725 Oil dip sticks or tubes | DIPSTICK | NO MODIFIER | TYPE | OIL LEVEL GAUGE | SIZE | 410 LGX100 WDX1 THK MM | MATERIAL |  | COLOUR |  | HAZARD CLASS |  | CERTIFICATION/STANDARD |  | ADDITIONAL FEATURES | [60 empty] | Production Completed
STP_009 - Lot4 | Data Enrichment | CIR | ok | 2023-07-21 | 8/8/2023 |  | 1294935 | 1294935 | EA | DIPSTICK;VENT SNAP IN |  |  | DIPSTICK;TYPE:VENT SNAP IN,MNFR:01)REMOTECO,PTNO:01)015259 | VENT SNAP IN,01)REMOTECO,01)015259 |  |  | REMOTECO | REMOTECO | 015259 | [16 empty] | CLEANSED | 26101725 Oil dip sticks or tubes | DIPSTICK | NO MODIFIER | TYPE | VENT SNAP IN | SIZE |  | MATERIAL |  | COLOUR |  | HAZARD CLASS |  | CERTIFICATION/STANDARD |  | ADDITIONAL FEATURES | [60 empty] | Production Completed
STP_009 - Lot4 | Data Enrichment | CIR | ok | 2023-07-21 | 8/8/2023 |  | 1283305 | 1283305 | EA | ELECTRODE,CUTNG;LANCE MINI THERMIC |  |  | ELECTRODE,CUTTING;TYPE:LANCE MINI THERMIC,DIAMETER:10 MM,LENGTH:1 M,MATERIAL:MILD STEEL,MNFR:01)ATOM SUPPLY,PTNO:01)79015081 | LANCE MINI THERMIC,10 MM,1 M,MILD STEEL,01)ATOM SUPPLY,01)79015081 |  |  | ATOM SUPPLY | ATOM SUPPLY | 79015081 | [5 empty] | https://www.atom.com.au/chaps-chainsaw-big-jim-standard-1000mm-79015081 | [10 empty] | CLEANSED | 23271814 Cutting electrode | ELECTRODE | CUTTING | TYPE | LANCE MINI THERMIC | DIAMETER | 10 MM | LENGTH | 1 M | MATERIAL | MILD STEEL | HAZARD CLASS |  | CERTIFICATION/STANDARD |  | ADDITIONAL FEATURES | [60 empty] | Production Completed
STP_009 - Lot4 | Data Enrichment | CIR | ok | 2023-07-21 | 8/8/2023 |  | 1283191 | 1283191 | EA | ELECTRODE,CUTNG;PLASMA,LINC LC105 |  |  | ELECTRODE,CUTTING;TYPE:PLASMA,ADDITIONAL FEATURES EN:LINC LC105,MNFR:01)WELDERS PRO SHOP,PTNO:01)W03X0893-60A | PLASMA,01)LINC LC105,01)WELDERS PRO SHOP,01)W03X0893-60A |  |  | WELDERS PRO SHOP | WELDERS PRO SHOP | W03X0893-60A | [5 empty] | https://www.weldcut.pl/product-eng-394-Electrode-Lincoln-LC105-W03X0893-60A.html | https://www.escco.co.uk/product/w03x0893-60a-lincoln-electrode-pkt-5/ | [9 empty] | CLEANSED | 23271814 Cutting electrode | ELECTRODE | CUTTING | TYPE | PLASMA | DIAMETER |  | LENGTH |  | MATERIAL |  | HAZARD CLASS |  | CERTIFICATION/STANDARD |  | ADDITIONAL FEATURES | LINC LC105 | [59 empty] | Production Completed
STP_009 - Lot4 | Data Enrichment | CIR | ok | 2023-07-21 | 8/8/2023 |  | 1365264 | 1365264 | BOX | ELECTRODE,CUTNG;THERMIC,DIA 21.5 MM |  |  | ELECTRODE,CUTTING;TYPE:THERMIC,DIAMETER:21.5 MM,LENGTH:2.75 M,ADDITIONAL FEATURES EN:LANCE,THERMAL, BOX OF 100,MNFR:01)KANDRLADLE, P | THERMIC,21.5 MM,2.75 M,01)LANCE,THERMAL, BOX OF 100,01)K&RLADLE,01)LANCE21-2750 |  |  | KANDRLADLE | KANDRLADLE,P | [17 empty] | CLEANSED | 23271814 Cutting electrode | ELECTRODE | CUTTING | TYPE | LANCE THERMIC | DIAMETER | 21.5 MM | LENGTH | 2.75 M | MATERIAL |  | HAZARD CLASS |  | CERTIFICATION/STANDARD |  | ADDITIONAL FEATURES | THERMAL,BOX OF 100 | [59 empty] | Production Completed
STP_009 - Lot4 | Data Enrichment | CIR | ok | 2023-07-21 | 8/8/2023 |  | 1284946 | 1284946 | EA | ELECTRODE,GOUG;MAX CONTROL SHIELD |  |  | ELECTRODE,GOUGING;TYPE:MAX CONTROL SHIELD,ADDITIONAL FEATURES EN:REFERENCE NO: 45XP/65/85/105,MNFR:01)GLOBAL WELDING SUPPLIES (MT ISA),PTNO:01)HYP420480 | MAX CONTROL SHIELD,01)REFERENCE NO: 45XP/65/85/10,01)GLOBAL WELDING SUPPLIES (MT,01)HYP420480 |  |  | GLOBAL WELDING SUPPLIES (MT ISA) | GLOBAL WELDING SUPPLIES (MT ISA) | HYP420480 | HYPERTHERM |  | 45XP/65/85/105 |  |  | https://www.hypertherm.com/en-US/hypertherm/powermax/shield-duramax-and-duramax-lock-26-105-a-max-control-gouging/ | https://www.lindedirect.com/store/product-detail/hypertherm_plas_shield_mxctrl_goug45_105a/hyp420480 | [9 empty] | CLEANSED | 23271812 Welding rod | ELECTRODE | GOUGING | TYPE | MAX CONTROL SHIELD | DIAMETER |  | MATERIAL |  | LENGTH |  | HAZARD CLASS |  | CERTIFICATION/STANDARD |  | ADDITIONAL FEATURES | [60 empty] | Production Completed
STP_009 - Lot4 | Data Enrichment | CIR | ok | 2023-07-21 | 8/8/2023 | MFR Name not valid | 1354693 | 1354693 | EA | ELECTRODE;FIXED, 5 RING, 3 SET |  |  | ELECTRODE;TYPE:FIXED, 5 RING, 3 SET,MNFR:01)CSEUNISE,PTNO:01)02DM600026-001L | FIXED, 5 RING, 3 SET,01)CSEUNISE,01)02DM600026-001L |  |  | CSEUNISE | CSEUNISE | 02DM600026-001L | [16 empty] | CLEANSED | 39121436 Electrodes | ELECTRODE | NO MODIFIER | TYPE | FIXED | DIAMETER |  | MATERIAL |  | SHAPE |  | CONTAINER |  | CONDUCTIVITY |  | RESISTIVITY |  | TENSILE STRENGTH |  | HAZARD CLASS |  | CERTIFICATION/STANDARD |  | ADDITIONAL FEATURES | 5 RING,3 SET | [51 empty] | Production Completed
STP_009 - Lot4 | Data Enrichment | CIR | ok | 2023-07-21 | 8/8/2023 |  | 1348808 | 1348808 | EA | ELECTRODE;FIXED, EOM, SET OF THREE LEAD |  |  | ELECTRODE;TYPE:FIXED, EOM, SET OF THREE LEAD ZINC MILL CIRCUIT,DIAMETER:1/2 IN,ADDITIONAL FEATURES EN:AOIP, DWR NO IUSO18-7, TYPE DE 60896C,MNFR:01)UNISERVE,PTNO:01)DM600028-001 | 01)UNISERVE,01)DM600028-001 |  |  | UNISERVE | UNISERVE | DM600028-001 | [12 empty] | IUSO18-7 |  |  |  | CLEANSED | 39121436 Electrodes | ELECTRODE | NO MODIFIER | TYPE | FIXED | DIAMETER | 1/2 IN | MATERIAL |  | SHAPE |  | CONTAINER |  | CONDUCTIVITY |  | RESISTIVITY |  | TENSILE STRENGTH |  | HAZARD CLASS |  | CERTIFICATION/STANDARD |  | ADDITIONAL FEATURES | AOIP,TYPE DE 60896C,EOM,SET OF THREE LEAD ZINC MILL CIRCUIT | [51 empty] | Production Completed
STP_009 - Lot4 | Data Enrichment | CIR | ok | 2023-07-21 | 8/8/2023 |  | 1290988 | 1290988 | EA | ELECTRODE;FIXED,EPM3/2 DUAL AUTO STAR |  |  | ELECTRODE;TYPE:FIXED,ADDITIONAL FEATURES EN:EPM3/2 DUAL AUTO STAR,MNFR:01)TRELLEX,PTNO:01)CE60244D | FIXED,01)EPM3/2 DUAL AUTO STAR,01)TRELLEX,01)CE60244D |  |  | TRELLEX | TRELLEX | CE60244D | [16 empty] | CLEANSED | 39121436 Electrodes | ELECTRODE | NO MODIFIER | TYPE | FIXED | DIAMETER |  | MATERIAL |  | SHAPE |  | CONTAINER |  | CONDUCTIVITY |  | RESISTIVITY |  | TENSILE STRENGTH |  | HAZARD CLASS |  | CERTIFICATION/STANDARD |  | ADDITIONAL FEATURES | EPM3/2 DUAL AUTO STAR | [51 empty] | Production Completed
STP_009 - Lot4 | Data Enrichment | CIR | ok | 2023-07-21 | 8/8/2023 |  | 1344767 | 1344767 | EA | ELECTRODE;FIXING RODS AND MOVING |  |  | ELECTRODE;TYPE:FIXING RODS AND MOVING,ADDITIONAL FEATURES EN:REFERENCE NO: EPM4,MNFR:01)AOIP,PTNO:01)02DD6002883 | FIXING RODS AND MOVING,01)REFERENCE NO: EPM4,01)AOIP,01)02DD6002883 |  |  | AOIP | AOIP | 02DD6002883 |  |  | EPM4 | [13 empty] | CLEANSED | 39121436 Electrodes | ELECTRODE | NO MODIFIER | TYPE | FIXING RODS AND MOVING | DIAMETER |  | MATERIAL |  | SHAPE |  | CONTAINER |  | CONDUCTIVITY |  | RESISTIVITY |  | TENSILE STRENGTH |  | HAZARD CLASS |  | CERTIFICATION/STANDARD |  | ADDITIONAL FEATURES | [52 empty] | Production Completed
STP_009 - Lot4 | Data Enrichment | CIR | ok | 2023-07-21 | 8/8/2023 | MFR Name not valid | 1354694 | 1354694 | EA | ELECTRODE;MOVING, 4 RING, 3 SET |  |  | ELECTRODE;TYPE:MOVING, 4 RING, 3 SET,MNFR:01)CSEUNISE,PTNO:01)02DM600027-001L | MOVING, 4 RING, 3 SET,01)CSEUNISE,01)02DM600027-001L |  |  | CSEUNISE | CSEUNISE | 02DM600027-001L | [16 empty] | CLEANSED | 39121436 Electrodes | ELECTRODE | NO MODIFIER | TYPE | MOVING | DIAMETER |  | MATERIAL |  | SHAPE |  | CONTAINER |  | CONDUCTIVITY |  | RESISTIVITY |  | TENSILE STRENGTH |  | HAZARD CLASS |  | CERTIFICATION/STANDARD |  | ADDITIONAL FEATURES | 4 RING,3 SET | [51 empty] | Production Completed
STP_009 - Lot4 | Data Enrichment | CIR | ok | 2023-07-21 | 8/8/2023 | MFR Name not valid | 1354558 | 1354558 | EA | ELECTRODE;MOVING, FIXING ROD, SINGLE |  |  | ELECTRODE;TYPE:MOVING, FIXING ROD, SINGLE,MNFR:01)CSEUNISE,PTNO:01)02DD60028B3 | MOVING, FIXING ROD, SINGLE,01)CSEUNISE,01)02DD60028B3 |  |  | CSEUNISE | CSEUNISE | 02DD60028B3 | [16 empty] | CLEANSED | 39121436 Electrodes | ELECTRODE | NO MODIFIER | TYPE | MOVING,FIXING ROD,SINGLE | DIAMETER |  | MATERIAL |  | SHAPE |  | CONTAINER |  | CONDUCTIVITY |  | RESISTIVITY |  | TENSILE STRENGTH |  | HAZARD CLASS |  | CERTIFICATION/STANDARD |  | ADDITIONAL FEATURES | [52 empty] | Production Completed
STP_009 - Lot4 | Data Enrichment | CIR | ok | 2023-07-21 | 8/8/2023 |  | 1290989 | 1290989 | EA | ELECTRODE;MOVING,EPM3/2 DUAL AUTO STA |  |  | ELECTRODE;TYPE:MOVING,ADDITIONAL FEATURES EN:EPM3/2 DUAL AUTO STA,MNFR:01)TRELLEX,PTNO:01)CE60158C | MOVING,01)EPM3/2 DUAL AUTO STA,01)TRELLEX,01)CE60158C |  |  | TRELLEX | TRELLEX | CE60158C | [16 empty] | CLEANSED | 39121436 Electrodes | ELECTRODE | NO MODIFIER | TYPE | MOVING | DIAMETER |  | MATERIAL |  | SHAPE |  | CONTAINER |  | CONDUCTIVITY |  | RESISTIVITY |  | TENSILE STRENGTH |  | HAZARD CLASS |  | CERTIFICATION/STANDARD |  | ADDITIONAL FEATURES | EPM3/2 DUAL AUTO STA | [51 empty] | Production Completed
STP_009 - Lot4 | Data Enrichment | CIR | ok | 2023-07-21 | 8/8/2023 |  | 1350452 | 1350452 | EA | ELECTRODE;NON FLOWING,REF |  |  | ELECTRODE;TYPE:NON FLOWING,ADDITIONAL FEATURES EN:REFERENCE,MNFR:01)FOXBORO,PTNO:01)BO158LY | NON FLOWING,01)REFERENCE,01)FOXBORO,01)BO158LY |  |  | FOXBORO | FOXBORO | BO158LY | [5 empty] | https://www.nriparts.com/products/foxboro-bo158ly-process-controller-parts-and-accessories/392239 | [10 empty] | CLEANSED | 39121436 Electrodes | ELECTRODE | NO MODIFIER | TYPE | NON FLOWING | DIAMETER |  | MATERIAL |  | SHAPE |  | CONTAINER |  | CONDUCTIVITY |  | RESISTIVITY |  | TENSILE STRENGTH |  | HAZARD CLASS |  | CERTIFICATION/STANDARD |  | ADDITIONAL FEATURES | [52 empty] | Production Completed
STP_009 - Lot4 | Data Enrichment | CIR | ok | 2023-07-21 | 8/8/2023 |  | 1234634 | 1234634 | EA | ELECTRODE;STRAY CURRENT,260MM LG BAR |  |  | ELECTRODE;TYPE:STRAY CURRENT,DIAMETER:FLANGE 280 MM,ADDITIONAL FEATURES EN:260MM LG BAR,MNFR:01)CRLDWG,PTNO:01)532-7-1145 (A) ITEM DME2 | STRAY CURRENT,FLANGE 280 MM,01)260MM LG BAR,01)CRLDWG,01)532-7-1145 (A) ITEM DME2 |  |  | CRLDWG | CRLDWG | 532-7-1145 (A) ITEM DME2 | [16 empty] | CLEANSED | 39121436 Electrodes | ELECTRODE | NO MODIFIER | TYPE | STRAY CURRENT | DIAMETER | 280 MM | MATERIAL |  | SHAPE |  | CONTAINER |  | CONDUCTIVITY |  | RESISTIVITY |  | TENSILE STRENGTH |  | HAZARD CLASS |  | CERTIFICATION/STANDARD |  | ADDITIONAL FEATURES | FLANGE 260 MM LG BAR | [51 empty] | Production Completed
STP_009 - Lot4 | Data Enrichment | CIR | ok | 2023-07-21 | 8/8/2023 |  | 1285929 | 1285929 | EA | ELECTRODE;SUPPLY 50, FOR LC105 |  |  | ELECTRODE;ADDITIONAL FEATURES EN:SUPPLY 50, FOR LC105,MNFR:01)GLOBAL WELDING SUPPLIES (MT ISA),PTNO:01)LINW03X089360A | 01)SUPPLY 50, FOR LC105,01)GLOBAL WELDING SUPPLIES (MT,01)LINW03X089360A |  |  | GLOBAL WELDING SUPPLIES (MT ISA) | GLOBAL WELDING SUPPLIES (MT ISA) | LINW03X089360A | [5 empty] | https://www.escco.co.uk/product/w03x0893-60a-lincoln-electrode-pkt-5/ | [10 empty] | CLEANSED | 39121436 Electrodes | ELECTRODE | NO MODIFIER | TYPE |  | DIAMETER |  | MATERIAL |  | SHAPE |  | CONTAINER |  | CONDUCTIVITY |  | RESISTIVITY |  | TENSILE STRENGTH |  | HAZARD CLASS |  | CERTIFICATION/STANDARD |  | ADDITIONAL FEATURES | SUPPLY 50,FOR LC105 | [51 empty] | Production Completed
STP_009 - Lot4 | Data Enrichment | CIR | ok | 2023-07-21 | 8/8/2023 |  | 1285871 | 1285871 | EA | ELECTRODE;TORCH,10 |  |  | ELECTRODE;TYPE:TORCH,ADDITIONAL FEATURES EN:10,MNFR:01)WELDERS PRO SHOP,PTNO:01)425021 | TORCH,01)10,01)WELDERS PRO SHOP,01)425021 |  |  | WELDERS PRO SHOP | WELDERS PRO SHOP | 425021 | [5 empty] | https://www.sureweld.net/products/electrode-sk65-pt70-pla425021cea.html | [9 empty] | 10 | CLEANSED | 39121436 Electrodes | ELECTRODE | NO MODIFIER | TYPE | TORCH | DIAMETER |  | MATERIAL |  | SHAPE |  | CONTAINER |  | CONDUCTIVITY |  | RESISTIVITY |  | TENSILE STRENGTH |  | HAZARD CLASS |  | CERTIFICATION/STANDARD |  | ADDITIONAL FEATURES | [52 empty] | Production Completed
STP_009 - Lot4 | Data Enrichment | CIR | ok | 2023-07-21 | 8/8/2023 | Processed based on Websource, Conflict w.r.t Input | 1291672 | 1291672 | EA | ELECTRODE,PH;0.5-0.8 PH,60 DEG C |  |  | ELECTRODE,PH;MEASURING RANGE:0.5-0.8 PH,TEMPERATURE RATING:60 DEG C,ADDITIONAL FEATURES EN:WEAK ACID MEDIA,MNFR:01)YOKOGAWA,PTNO: 01)PH8EFP-05-HC-TT1-NN-T A | 0.5-0.8 PH,60 DEG C,01)WEAK ACID MEDIA,01)YOKOGAWA,01)PH8EFP-05-HC-TT1-NN-T A |  |  | YOKOGAWA | YOKOGAWA | PH8EFP-05-HC-TT1-NN-T A | [5 empty] | https://www.yokogawa.com/solutions/products-and-services/measurement/analyzers/liquid-analyzers/ph-sensors/phorp-sensors-ph8efp-ph8erp-or8efg-or8erg/#Details__Features | https://web-material3.yokogawa.com/IM12B07J01-01E.pdf | [9 empty] | ENRICHED | 41115610 Conductivity cells | SENSOR | PH | TYPE |  | SENSING RANGE | 0 TO 14 PH | ACCURACY |  | OUTPUT TYPE |  | CONNECTION TYPE |  | POWER SUPPLY |  | MATERIAL |  | MOUNTING TYPE |  | SIZE |  | HAZARD CLASS |  | CERTIFICATION/STANDARD |  | ADDITIONAL FEATURES | GLASS ELECTRODE METHOD | [49 empty] | Production Completed
STP_009 - Lot4 | Data Enrichment | CIR | ok | 2023-07-21 | 8/8/2023 |  | 1350453 | 1350453 | EA | ELECTRODE,PH;BODY PLASTIC, GLASS |  |  | ELECTRODE,PH;MATERIAL:BODY PLASTIC, GLASS,MNFR:01)FOXBORO,PTNO:01)QO104PF | EN_01)BODY PLASTIC, GLASS,01)FOXBORO,01)QO104PF |  |  | FOXBORO | FOXBORO | QO104PF | [5 empty] | https://www-yuyiparts-com.translate.goog/foxboro-electrode-q0104pe-and-qo104pf.html?_x_tr_sl=zh-TW&_x_tr_tl=en&_x_tr_hl=en&_x_tr_pto=sc | [10 empty] | CLEANSED | 41115604 pH electrodes | ELECTRODE | PH | TYPE |  | POWER SUPPLY |  | MEASURING RANGE |  | CABLE LENGTH |  | CONNECTION TYPE |  | MOUNTING TYPE |  | SIZE |  | MATERIAL | BODY PLASTIC,GLASS | TEMPERATURE RATING |  | ENCLOSURE |  | HAZARD CLASS |  | CERTIFICATION/STANDARD |  | ADDITIONAL FEATURES | [48 empty] | Production Completed
STP_009 - Lot4 | Data Enrichment | CIR | ok | 2023-07-21 | 8/8/2023 |  | 1299722 | 1299722 | EA | ELECTRODE,PH;NFE E-588 G101-NFE,AUSLEC |  |  | ELECTRODE,PH;ADDITIONAL FEATURES EN:NFE E-588 G101-NFE,MNFR:01)AUSLEC,PTNO:01)9SENPPHSE141MMET | 01)NFE E-588 G101-NFE,01)AUSLEC,01)9SENPPHSE141MMET |  |  | AUSLEC | AUSLEC | 9SENPPHSE141MMET | [16 empty] | CLEANSED | 41115604 pH electrodes | ELECTRODE | PH | TYPE |  | POWER SUPPLY |  | MEASURING RANGE |  | CABLE LENGTH |  | CONNECTION TYPE |  | MOUNTING TYPE |  | SIZE |  | MATERIAL |  | TEMPERATURE RATING |  | ENCLOSURE |  | HAZARD CLASS |  | CERTIFICATION/STANDARD |  | ADDITIONAL FEATURES | NFE E-588 G101-NFE | [47 empty] | Production Completed
STP_009 - Lot4 | Data Enrichment | CIR | ok | 2023-07-21 | 8/8/2023 |  | 1351131 | 1351131 | EA | ELECTRODE,PH;NON-FLOW |  |  | ELECTRODE,PH;TYPE:NON-FLOW,ADDITIONAL FEATURES EN:HYDROGEN ION, GEL FILLED ONLY,MNFR:01)AUSLEC,PTNO:01)9SENPPHSE141MBNC | NON-FLOW,01)HYDROGEN ION, GEL FILLED ON,01)AUSLEC,01)9SENPPHSE141MBNC |  |  | AUSLEC | AUSLEC | 9SENPPHSE141MBNC | [16 empty] | CLEANSED | 41115604 pH electrodes | ELECTRODE | PH | TYPE | NON-FLOW | POWER SUPPLY |  | MEASURING RANGE |  | CABLE LENGTH |  | CONNECTION TYPE |  | MOUNTING TYPE |  | SIZE |  | MATERIAL |  | TEMPERATURE RATING |  | ENCLOSURE |  | HAZARD CLASS |  | CERTIFICATION/STANDARD |  | ADDITIONAL FEATURES | HYDROGEN ION,GEL FILLED ONLY | [47 empty] | Production Completed
STP_009 - Lot4 | Data Enrichment | CIR | ok | 2023-07-21 | 8/8/2023 |  | 1274224 | 1274224 | EA | ELECTRODE,PH;ORBISINT,0-13 PH,PROBE,CNW |  |  | ELECTRODE,PH;TYPE:ORBISINT,MEASURING RANGE:0-13 PH,MOUNTING TYPE:PROBE,SIZE:LG 120 MM,MATERIAL:DIAPHRAGM TEFLON,TEMPERATURE RATING:100 DEG C,ENCLOSURE:GLASS CHT3, MNFR:01)PROMINENT,PTNO:01)A41021851 | ORBISINT,0-13 PH,PROBE,LG 120 MM,EN_01)DIAPHRAGM TEFLON,100 DEG C,GLASS CHT3,01)CNW,01)A41021851 | A41021851 | 1071823 | PROMINENT FLUID CONTROLS P/L | PROMINENT | A41021851 | [5 empty] | https://www.dioxide.com/Products/ProMinent/Green_Pages_NP.pdf | [10 empty] | CLEANSED | 41115604 pH electrodes | ELECTRODE | PH | TYPE | ORBISINT | POWER SUPPLY |  | MEASURING RANGE | 0 TO 13 PH | CABLE LENGTH |  | CONNECTION TYPE |  | MOUNTING TYPE | PROBE | SIZE | 12 DIAX77 LG MM | MATERIAL | DIAPHRAGM TEFLON | TEMPERATURE RATING | -5 TO 100 DEG C | ENCLOSURE |  | HAZARD CLASS |  | CERTIFICATION/STANDARD |  | ADDITIONAL FEATURES | GLASS CHT3 | [47 empty] | Production Completed
STP_009 - Lot4 | Data Enrichment | CIR | ok | 2023-07-21 | 8/8/2023 |  | 1299495 | 1299495 | EA | ELECTRODE,PH;ORBISINT,0-14 PH,PROBE |  |  | ELECTRODE,PH;TYPE:ORBISINT,MEASURING RANGE:0-14 PH,MOUNTING TYPE:PROBE,SIZE:LG 120 MM,MNFR:01)ENDRESS AND HAUSER,PTNO:01)CPS11D- 7BT21 | ORBISINT,0-14 PH,PROBE,LG 120 MM,01)ENDRESS AND HAUSER,01)CPS11D-7BT21 |  |  | ENDRESS AND HAUSER | ENDRESS AND HAUSER | CPS11D- 7BT21 | [5 empty] | https://portal.endress.com/wa001/dla/5000184/5413/000/02/TI028CEN_0208.pdf | https://www.nexinstrument.com/cps11d-7bt21 | [9 empty] | ENRICHED | 41115604 pH electrodes | ELECTRODE | PH | TYPE | ORBISINT | POWER SUPPLY |  | MEASURING RANGE | 0 TO 14 PH | CABLE LENGTH |  | CONNECTION TYPE |  | MOUNTING TYPE | PROBE | SIZE | 120 MM LG | MATERIAL | DIAPHRAGM TEFLON,PROCESS GLASS | TEMPERATURE RATING | 0 To 50 DEG C | ENCLOSURE |  | HAZARD CLASS |  | CERTIFICATION/STANDARD |  | ADDITIONAL FEATURES | [48 empty] | Production Completed
STP_009 - Lot4 | Data Enrichment | CIR | ok | 2023-07-21 | 8/8/2023 | PARTIAL MATCH | 1299721 | 1299721 | EA | ELECTRODE,PH;ORP LC-80 S-404,IONODE |  |  | ELECTRODE,PH;ADDITIONAL FEATURES EN:ORP LC-80 S-404,MNFR:01)IONODE,PTNO:01)COMBINATION ORP,BNC CONNECTOR | 01)ORP LC-80 S-404,01)IONODE,01)COMBINATION ORP,BNC CONNECT |  |  | IONODE | IONODE | ORP LC-80 S-404 | [5 empty] | https://ionode.com/en/products/orp-probes | [10 empty] | CLEANSED | 41115604 pH electrodes | ELECTRODE | PH | TYPE |  | POWER SUPPLY |  | MEASURING RANGE |  | CABLE LENGTH |  | CONNECTION TYPE |  | MOUNTING TYPE |  | SIZE |  | MATERIAL |  | TEMPERATURE RATING |  | ENCLOSURE |  | HAZARD CLASS |  | CERTIFICATION/STANDARD |  | ADDITIONAL FEATURES | COMBINATION ORP,BNC CONNECTOR | [47 empty] | Production Completed
STP_009 - Lot4 | Data Enrichment | CIR | ok | 2023-07-21 | 8/8/2023 |  | 1281275 | 1281275 | EA | ELECTRODE,WLDG;45-105 A |  |  | ELECTRODE,WELDING;CURRENT RATING:45-105 A,ADDITIONAL FEATURES EN:5 PCS, +HOLDERLINE 5 QUOTATION 6794Q,MNFR:01)WELDERS PRO SHOP, PTNO:01)T-11883 | 45-105 A,01)5 PCS, +HOLDERLINE 5 QUOTAT,01)WELDERS PRO SHOP,01)T-11883 |  |  | WELDERS PRO SHOP | WELDERS PRO SHOP | T-11883 | THERMACUT | THERMACUT | 220842x5 |  |  | https://www.thermacut.cz/images/allwebs/Download/catalogpdf/HYPERTHERM/Thermacut-catalog-POWERMAX-65-85-105.pdf | https://primebuy.com/product/thermacut-220842x5-t-11883-electrode-45a-105a | [9 empty] | CLEANSED | 23271810 Welding electrode | ELECTRODE | WELDING | TYPE |  | DESIGNATION |  | MATERIAL |  | CURRENT RATING | 45 TO 105 A | DIAMETER |  | LENGTH |  | HAZARD CLASS |  | CERTIFICATION/STANDARD |  | ADDITIONAL FEATURES | PACKAGE QUANTITY:5/PK,+HOLDERLINE 5 QUOTATION 6794Q | [55 empty] | Production Completed
STP_009 - Lot4 | Data Enrichment | CIR | ok | 2023-07-21 | 8/8/2023 |  | 1281471 | 1281471 | EA | ELECTRODE,WLDG;ALUMINUM BRZ,DIA 3.2 MM |  |  | ELECTRODE,WELDING;MATERIAL:ALUMINUM BRONZE,DIAMETER:3.2 MM,ADDITIONAL FEATURES EN:CASTLIN,MNFR:01)WELDERS PRO SHOP,PTNO:01) 1855XHD32 | EN_01)ALUMINUM BRONZE,3.2 MM,01)CASTLIN,01)WELDERS PRO SHOP,01)1855XHD32 |  |  | WELDERS PRO SHOP | WELDERS PRO SHOP | 1855XHD32 | EUTECTIC |  |  |  |  | https://www.blackwoods.com.au/electrical/lamps-tubes/gls/eutectic-1855xhd32-electrode-1855-xhd-3-2mm-5-0kg-pack/p/01522184 | [10 empty] | CLEANSED | 23271810 Welding electrode | ELECTRODE | WELDING | TYPE |  | DESIGNATION |  | MATERIAL | ALUMINUM BRONZE | CURRENT RATING |  | DIAMETER | 3.2 MM | LENGTH |  | HAZARD CLASS |  | CERTIFICATION/STANDARD |  | ADDITIONAL FEATURES | CASTLIN | [55 empty] | Production Completed
STP_009 - Lot4 | Data Enrichment | CIR | ok | 2023-07-21 | 8/8/2023 |  | 1351544 | 1351544 | PAC | ELECTRODE,WLDG;BOTH BUILD-UP AND JOINING |  |  | ELECTRODE,WELDING;DESIGNATION:BOTH BUILD-UP AND JOINING,MATERIAL:MANGANESE/NICKEL,DIAMETER:4 MM,LENGTH:380 MM,ADDITIONAL FEATURES EN:(PKT = 5.0 KG),MNFR:01)EUTECTIC,PTNO:01)EUTECTRODE 40(4MM) | BOTH BUILD-UP AND JOINING,EN_01)MANGANESE/NICKEL,4 MM,380 MM,01)(PKT = 5.0 KG),01)EUTECTIC,01)EUTECTRODE 40(4MM) |  |  | EUTECTIC | EUTECTIC | EUTECTRODE 40(4MM) | [5 empty] | https://www.castolin.com/sites/default/files/products/docs/EutecTrode-40.pdf | [10 empty] | ENRICHED | 23271810 Welding electrode | ELECTRODE | WELDING | TYPE |  | DESIGNATION | BOTH BUILD-UP AND JOINING | MATERIAL | MANGANESE/NICKEL | CURRENT RATING | 130 TO 170 A | DIAMETER | 4 MM | LENGTH | 380 MM | HAZARD CLASS |  | CERTIFICATION/STANDARD |  | ADDITIONAL FEATURES | 5KG PKT | [55 empty] | Production Completed
STP_009 - Lot4 | Data Enrichment | CIR | ok | 2023-07-21 | 8/8/2023 |  | 1281459 | 1281459 | EA | ELECTRODE,WLDG;DIA 3.2 MM |  |  | ELECTRODE,WELDING;DIAMETER:3.2 MM,ADDITIONAL FEATURES EN:O62 STORE SUPPLIESAS PER QUOTATION NO: 321572,MNFR:01)GLOBAL WELDING SUPPLIES (TSV),PTNO:01)WIA16TC32P | 3.2 MM,01)O62 STORE SUPPLIESAS PER QU,01)GLOBAL WELDING SUPPLIES (TS,01)WIA16TC32P |  |  | GLOBAL WELDING SUPPLIES (TSV) | GLOBAL WELDING SUPPLIES (TSV) | WIA16TC32P | [16 empty] | CLEANSED | 23271810 Welding electrode | ELECTRODE | WELDING | TYPE |  | DESIGNATION |  | MATERIAL |  | CURRENT RATING |  | DIAMETER | 3.2 MM | LENGTH |  | HAZARD CLASS |  | CERTIFICATION/STANDARD |  | ADDITIONAL FEATURES | O62 STORE SUPPLIESAS PER QUOTATION NO: 321572 | [55 empty] | Production Completed
STP_009 - Lot4 | Data Enrichment | CIR | ok | 2023-07-21 | 8/8/2023 |  | 1281295 | 1281295 | EA | ELECTRODE,WLDG;DIA 3.2 MM |  |  | ELECTRODE,WELDING;DIAMETER:3.2 MM,ADDITIONAL FEATURES EN:WIA, P/KG PRICING,MNFR:01)WELDERS PRO SHOP,PTNO:01)16TC32 | 3.2 MM,01)WIA, P/KG PRICING,01)WELDERS PRO SHOP,01)16TC32 |  |  | WELDERS PRO SHOP | WELDERS PRO SHOP | 16TC32 | [5 empty] | https://www.blackwoods.com.au/welding-gas/welding-gas-consumables/welding-electrodes/electrode-austarc-16tc-3-25mm-pkt-5kg/p/01752652 | [10 empty] | ENRICHED | 23271810 Welding electrode | ELECTRODE | WELDING | TYPE | LOW HYDROGEN | DESIGNATION |  | MATERIAL | STEEL | CURRENT RATING | 90 TO 135 A | DIAMETER | 3.2 MM | LENGTH | 380 MM | HAZARD CLASS |  | CERTIFICATION/STANDARD |  | ADDITIONAL FEATURES | WIA,P/KG PRICING | [55 empty] | Production Completed
STP_009 - Lot4 | Data Enrichment | CIR | ok | 2023-07-21 | 8/8/2023 |  | 1281465 | 1281465 | EA | ELECTRODE,WLDG;DIA 4 MM |  |  | ELECTRODE,WELDING;DIAMETER:4 MM,ADDITIONAL FEATURES EN:O62 STORE SUPPLIESAS PER QUOTATION NO: 321572,MNFR:01)GLOBAL WELDING SUPPLIES (TSV),PTNO:01)WIA16TC40P | 4 MM,01)O62 STORE SUPPLIESAS PER QU,01)GLOBAL WELDING SUPPLIES (TS,01)WIA16TC40P |  |  | GLOBAL WELDING SUPPLIES (TSV) | GLOBAL WELDING SUPPLIES (TSV) | WIA16TC40P | [16 empty] | CLEANSED | 23271810 Welding electrode | ELECTRODE | WELDING | TYPE |  | DESIGNATION |  | MATERIAL |  | CURRENT RATING |  | DIAMETER | 4 MM | LENGTH |  | HAZARD CLASS |  | CERTIFICATION/STANDARD |  | ADDITIONAL FEATURES | O62 STORE SUPPLIESAS PER QUOTATION NO: 321572 | [55 empty] | Production Completed
STP_009 - Lot4 | Data Enrichment | CIR | ok | 2023-07-21 | 8/8/2023 |  | 1351543 | 1351543 | PAC | ELECTRODE,WLDG;DIA 6.25 MM,LG 380 MM |  |  | ELECTRODE,WELDING;DIAMETER:6.25 MM,LENGTH:380 MM,ADDITIONAL FEATURES EN:ABRATEC 700, 5KG PKT,MNFR:01)EUTECTIC,PTNO:01)ABRATEC 700 (6.25MM) | 6.25 MM,380 MM,01)ABRATEC 700, 5KG PKT,01)EUTECTIC,01)ABRATEC 700(6.25MM) |  |  | EUTECTIC | EUTECTIC | ABRATEC 700 | [5 empty] | https://www.colliermiller.com.au/70032-abratec-700-hardface-3-2mm-5kg | [10 empty] | CLEANSED | 23271810 Welding electrode | ELECTRODE | WELDING | TYPE |  | DESIGNATION |  | MATERIAL |  | CURRENT RATING |  | DIAMETER | 6.25 MM | LENGTH | 380 MM | HAZARD CLASS |  | CERTIFICATION/STANDARD |  | ADDITIONAL FEATURES | ABRATEC 700,5KG PKT | [55 empty] | Production Completed
STP_009 - Lot4 | Data Enrichment | CIR | ok | 2023-07-21 | 8/8/2023 |  | 1281253 | 1281253 | EA | ELECTRODE,WLDG;LANTHANUM,TUNG,DIA 2.4 MM |  |  | ELECTRODE,WELDING;TYPE:LANTHANUM,MATERIAL:TUNGSTEN,DIAMETER:2.4 MM,LENGTH:10 MM,MNFR:01)WELDERS PRO SHOP,PTNO:01)24L20 | LANTHANUM,EN_01)TUNGSTEN,2.4 MM,10 MM,01)WELDERS PRO SHOP,01)24L20 |  |  | WELDERS PRO SHOP | WELDERS PRO SHOP | 24L20 | [16 empty] | CLEANSED | 23271810 Welding electrode | ELECTRODE | WELDING | TYPE | LANTHANUM | DESIGNATION |  | MATERIAL | TUNGSTEN | CURRENT RATING |  | DIAMETER | 2.4 MM | LENGTH | 10 MM | HAZARD CLASS |  | CERTIFICATION/STANDARD |  | ADDITIONAL FEATURES | [56 empty] | Production Completed
STP_009 - Lot4 | Data Enrichment | CIR | ok | 2023-07-21 | 8/8/2023 |  | 1232847 | 1232847 | PAC | ELECTRODE,WLDG;LOW-TEMPERATURE,ASTROAL |  |  | ELECTRODE,WELDING;TYPE:LOW-TEMPERATURE,DESIGNATION:HIGHEST ALLOY CARBON AND STAINLESS STEELS,DIAMETER:3.2 MM,ADDITIONAL FEATURES EN:(PKT = 5KG),MNFR:01)ASTROAL,PTNO:01)375;3.2MM | LOW-TEMPERATURE,HIGHEST ALLOY CARBON AND STAIN,3.2 MM,01)(PKT = 5KG),01)ASTROAL,01)375,3.2MM |  |  | ASTROAL | ASTROAL | 375 | [5 empty] | https://astroalloys.com.au/shop/welding/arc-alloys/steel-alloys/astro-375-super-electrode/ | [10 empty] | CLEANSED | 23271810 Welding electrode | ELECTRODE | WELDING | TYPE | LOW-TEMPERATURE | DESIGNATION |  | MATERIAL | HIGHEST ALLOY CARBON AND STAINLESS STEEL | CURRENT RATING |  | DIAMETER | 3.2 MM | LENGTH |  | HAZARD CLASS |  | CERTIFICATION/STANDARD |  | ADDITIONAL FEATURES | 5KG PKT | [55 empty] | Production Completed
STP_009 - Lot4 | Data Enrichment | CIR | ok | 2023-07-21 | 8/8/2023 |  | 1281250 | 1281250 | EA | ELECTRODE,WLDG;PLASMA,CU,45-105 A |  |  | ELECTRODE,WELDING;TYPE:PLASMA,MATERIAL:COPPER,CURRENT RATING:45-105 A,MNFR:01)GLOBAL WELDING SUPPLIES (MT ISA),PTNO:01)HYP220842 | PLASMA,EN_01)COPPER,45-105 A,01)GLOBAL WELDING SUPPLIES (MT,01)HYP220842 |  |  | GLOBAL WELDING SUPPLIES (MT ISA) | GLOBAL WELDING SUPPLIES (MT ISA) | HYP220842 | [5 empty] | https://www.airgas.com/product/Welding-Products/Welders-&-Accessories/Plasma-Torch-Consumables/p/HYP220842 | [10 empty] | CLEANSED | 23271810 Welding electrode | ELECTRODE | WELDING | TYPE | PLASMA | DESIGNATION |  | MATERIAL | COPPER | CURRENT RATING | 45 TO 105 A | DIAMETER |  | LENGTH |  | HAZARD CLASS |  | CERTIFICATION/STANDARD |  | ADDITIONAL FEATURES | [56 empty] | Production Completed
STP_009 - Lot4 | Data Enrichment | CIR | ok | 2023-07-21 | 8/8/2023 |  | 1296402 | 1296402 | PAC | ELECTRODE,WLDG;REPAIR AND MAINTENANCE OF |  |  | ELECTRODE,WELDING;DESIGNATION:REPAIR AND MAINTENANCE OF A WIDE RANGE OF CAST IRON COMPONENTS,NICKEL 99ENI CI, GRAPHITE COATED, DIAMETER:4 MM,LENGTH:380 MM,ADDITIONAL FEATURES EN:TYPE 99, 4.5KG PKT,MNFR:01)UNIBRAZE,PTNO:01)99;4MM | REPAIR AND MAINTENANCE OF A WI,EN_01)NICKEL 99ENI CI, GRAPHIT,4 MM,380 MM,01)TYPE 99, 4.5KG PKT,01)UNIBRAZE,01)99,4MM |  |  | UNIBRAZE | UNIBRAZE | [17 empty] | CLEANSED | 23271810 Welding electrode | ELECTRODE | WELDING | TYPE |  | DESIGNATION |  | MATERIAL | GRAPHITE COATED CAST IRON,NICKEL 99 | CURRENT RATING |  | DIAMETER | 4 MM | LENGTH | 380 MM | HAZARD CLASS |  | CERTIFICATION/STANDARD |  | ADDITIONAL FEATURES | REPAIR AND MAINTENANCE OF A WIDE RANGE OF ENI CI,TYPE 99,4.5KG PKT | [55 empty] | Production Completed
STP_009 - Lot4 | Data Enrichment | CIR | ok | 2023-07-21 | 8/8/2023 |  | 1281396 | 1281396 | EA | ELECTRODE,WLDG;SS316,DIA 1.6 MM |  |  | ELECTRODE,WELDING;MATERIAL:STAINLESS STEEL 316,DIAMETER:1.6 MM,ADDITIONAL FEATURES EN:5 KG/PACK, PRICS AS PER QUOTATION NO: 339025, T,MNFR:01)GLOBAL WELDING SUPPLIES (MT ISA),PTNO:01)SBW316L165T | EN_01)STAINLESS STEEL 316,1.6 MM,01)5 KG/PACK, PRICS AS PER QUO,01)GLOBAL WELDING SUPPLIES (MT,01)SBW316L165T |  |  | GLOBAL WELDING SUPPLIES (MT ISA) | GLOBAL WELDING SUPPLIES (MT ISA) | SBW316L165T | [16 empty] | CLEANSED | 23271810 Welding electrode | ELECTRODE | WELDING | TYPE |  | DESIGNATION |  | MATERIAL | 316 STAINLESS STEEL | CURRENT RATING |  | DIAMETER | 1.6 MM | LENGTH |  | HAZARD CLASS |  | CERTIFICATION/STANDARD |  | ADDITIONAL FEATURES | 5KG PKT | [54 empty] | PRICS AS PER QUOTATION NO: 339025,T | Production Completed
STP_009 - Lot4 | Data Enrichment | CIR | ok | 2023-07-21 | 8/8/2023 |  | 1281155 | 1281155 | EA | ELECTRODE,WLDG;TIG,TUNG,DIA 1.6 MM |  |  | ELECTRODE,WELDING;TYPE:TIG,MATERIAL:TUNGSTEN,DIAMETER:1.6 MM,ADDITIONAL FEATURES EN:2% THOR,MNFR:01)WELDERS PRO SHOP,PTNO:01) 16T20 | TIG,EN_01)TUNGSTEN,1.6 MM,01)2% THOR,01)WELDERS PRO SHOP,01)16T20 |  |  | WELDERS PRO SHOP | WELDERS PRO SHOP | 16T20 | [16 empty] | CLEANSED | 23271810 Welding electrode | ELECTRODE | WELDING | TYPE | TIG | DESIGNATION |  | MATERIAL | TUNGSTEN | CURRENT RATING |  | DIAMETER | 1.6 MM | LENGTH |  | HAZARD CLASS |  | CERTIFICATION/STANDARD |  | ADDITIONAL FEATURES | 2% THOR | [55 empty] | Production Completed
STP_009 - Lot4 | Data Enrichment | CIR | ok | 2023-07-21 | 8/8/2023 |  | 1281412 | 1281412 | EA | ELECTRODE,WLDG;TUNGSTEN LANTHANATED |  |  | ELECTRODE,WELDING;MATERIAL:TUNGSTEN LANTHANATED,DIAMETER:2.4 MM,MNFR:01)GLOBAL WELDING SUPPLIES MT ISA,PTNO:01)IWS24WL20 | EN_01)TUNGSTEN LANTHANATED,2.4 MM,01)GLOBAL WELDING SUPPLIES MT,01)IWS24WL20 |  |  | GLOBAL WELDING SUPPLIES MT ISA | GLOBAL WELDING SUPPLIES MT ISA | IWS24WL20 | [16 empty] | CLEANSED | 23271810 Welding electrode | ELECTRODE | WELDING | TYPE |  | DESIGNATION |  | MATERIAL | TUNGSTEN LANTHANATED | CURRENT RATING |  | DIAMETER | 2.4 MM | LENGTH |  | HAZARD CLASS |  | CERTIFICATION/STANDARD |  | ADDITIONAL FEATURES | [56 empty] | Production Completed
STP_009 - Lot4 | Data Enrichment | CIR | ok | 2023-07-21 | 8/8/2023 |  | 1281515 | 1281515 | EA | ELECTRODE,WLDG;TUNGSTEN LANTHANATED |  |  | ELECTRODE,WELDING;MATERIAL:TUNGSTEN LANTHANATED,DIAMETER:1.6 MM,MNFR:01)GLOBAL WELDING SUPPLIES MT ISA,PTNO:01)IWS16WL20 | EN_01)TUNGSTEN LANTHANATED,1.6 MM,01)GLOBAL WELDING SUPPLIES MT,01)IWS16WL20 |  |  | GLOBAL WELDING SUPPLIES MT ISA | GLOBAL WELDING SUPPLIES MT ISA | IWS16WL20 | [16 empty] | CLEANSED | 23271810 Welding electrode | ELECTRODE | WELDING | TYPE |  | DESIGNATION |  | MATERIAL | TUNGSTEN LANTHANATED | CURRENT RATING |  | DIAMETER | 1.6 MM | LENGTH |  | HAZARD CLASS |  | CERTIFICATION/STANDARD |  | ADDITIONAL FEATURES | [56 empty] | Production Completed
STP_009 - Lot4 | Data Enrichment | CIR | ok | 2023-07-21 | 8/8/2023 |  | 1281411 | 1281411 | EA | ELECTRODE,WLDG;TUNGSTEN THORIATED |  |  | ELECTRODE,WELDING;MATERIAL:TUNGSTEN THORIATED,DIAMETER:2.4 MM,MNFR:01)GLOBAL WELDING SUPPLIES MT ISA,PTNO:01)IWS24T | EN_01)TUNGSTEN THORIATED,2.4 MM,01)GLOBAL WELDING SUPPLIES MT,01)IWS24T |  |  | GLOBAL WELDING SUPPLIES MT ISA | GLOBAL WELDING SUPPLIES MT ISA | IWS24T | [16 empty] | CLEANSED | 23271810 Welding electrode | ELECTRODE | WELDING | TYPE |  | DESIGNATION |  | MATERIAL | TUNGSTEN THORIATED | CURRENT RATING |  | DIAMETER | 2.4 MM | LENGTH |  | HAZARD CLASS |  | CERTIFICATION/STANDARD |  | ADDITIONAL FEATURES | [56 empty] | Production Completed
STP_009 - Lot4 | Data Enrichment | CIR | ok | 2023-07-21 | 8/8/2023 |  | 1281461 | 1281461 | EA | ELECTRODE,WLDG;TUNGSTEN THORIATED |  |  | ELECTRODE,WELDING;MATERIAL:TUNGSTEN THORIATED,DIAMETER:1.6 MM,MNFR:01)GLOBAL WELDING SUPPLIES MT ISA,PTNO:01)IWS16T | EN_01)TUNGSTEN THORIATED,1.6 MM,01)GLOBAL WELDING SUPPLIES MT,01)IWS16T |  |  | GLOBAL WELDING SUPPLIES MT ISA | GLOBAL WELDING SUPPLIES MT ISA | IWS16T | [16 empty] | CLEANSED | 23271810 Welding electrode | ELECTRODE | WELDING | TYPE |  | DESIGNATION |  | MATERIAL | TUNGSTEN THORIATED | CURRENT RATING |  | DIAMETER | 1.6 MM | LENGTH |  | HAZARD CLASS |  | CERTIFICATION/STANDARD |  | ADDITIONAL FEATURES | [56 empty] | Production Completed
STP_009 - Lot4 | Data Enrichment | CIR | ok | 2023-07-21 | 8/8/2023 |  | 1281264 | 1281264 | EA | ELECTRODE,WLDG;TUNGSTEN ZIRCONIATED |  |  | ELECTRODE,WELDING;MATERIAL:TUNGSTEN ZIRCONIATED,DIAMETER:2.4 MM,MNFR:01)GLOBAL WELDING SUPPLIES MT ISA,PTNO:01)IWS24Z | EN_01)TUNGSTEN ZIRCONIATED,2.4 MM,01)GLOBAL WELDING SUPPLIES MT,01)IWS24Z |  |  | GLOBAL WELDING SUPPLIES MT ISA | GLOBAL WELDING SUPPLIES MT ISA | IWS24Z | [16 empty] | CLEANSED | 23271810 Welding electrode | ELECTRODE | WELDING | TYPE |  | DESIGNATION |  | MATERIAL | TUNGSTEN ZIRCONIATED | CURRENT RATING |  | DIAMETER | 2.4 MM | LENGTH |  | HAZARD CLASS |  | CERTIFICATION/STANDARD |  | ADDITIONAL FEATURES | [56 empty] | Production Completed
STP_009 - Lot4 | Data Enrichment | CIR | ok | 2023-07-21 | 8/8/2023 |  | 1281276 | 1281276 | EA | ELECTRODE,WLDG;TUNGSTEN ZIRCONIATED |  |  | ELECTRODE,WELDING;MATERIAL:TUNGSTEN ZIRCONIATED,DIAMETER:1.6 MM,MNFR:01)GLOBAL WELDING SUPPLIES MT ISA,PTNO:01)IWS16Z | EN_01)TUNGSTEN ZIRCONIATED,1.6 MM,01)GLOBAL WELDING SUPPLIES MT,01)IWS16Z |  |  | GLOBAL WELDING SUPPLIES MT ISA | GLOBAL WELDING SUPPLIES MT ISA | IWS16Z | [16 empty] | CLEANSED | 23271810 Welding electrode | ELECTRODE | WELDING | TYPE |  | DESIGNATION |  | MATERIAL | TUNGSTEN ZIRCONIATED | CURRENT RATING |  | DIAMETER | 1.6 MM | LENGTH |  | HAZARD CLASS |  | CERTIFICATION/STANDARD |  | ADDITIONAL FEATURES | [56 empty] | Production Completed