## Sheet1
Project | Activities | Production User | Production Comments | Start Date | End Date | Remarks | Griha ID | MATNR | MEINS | MAKTX_EN | MAKTX_ES | MAKTX_FR | TEXT_EN | Class_Char_Catted | MFRPN | MFRNR | MFRNR DES | MNFR | PTNO | Verified MNFR from web | MNFR 1 | PTNO 1 | MNFR 2 | PTNO 2 | Reference URL | Reference URL1 | Item Number | Equipment Type | Equipment Manufacturer | Equipment Model | Equipment Serial | DWG | DRAWING VERSION | POS/TAG | Unused Text | Enriched/Cleansed | UNSPSC Ver.23.07 | Noun | Modifier | Attribute Name 1 | Attribute Value 1 | Attribute Name 2 | Attribute Value 2 | Attribute Name 3 | Attribute Value 3 | Attribute Name 4 | Attribute Value 4 | Attribute Name 5 | Attribute Value 5 | Attribute Name 6 | Attribute Value 6 | Attribute Name 7 | Attribute Value 7 | Attribute Name 8 | Attribute Value 8 | Attribute Name 9 | Attribute Value 9 | Attribute Name 10 | Attribute Value 10 | Attribute Name 11 | Attribute Value 11 | Attribute Name 12 | Attribute Value 12 | Attribute Name 13 | Attribute Value 13 | Attribute Name 14 | Attribute Value 14 | Attribute Name 15 | Attribute Value 15 | Attribute Name 16 | Attribute Value 16 | Attribute Name 17 | Attribute Value 17 | Attribute Name 18 | Attribute Value 18 | Attribute Name 19 | Attribute Value 19 | Attribute Name 20 | Attribute Value 20 | Attribute Name 21 | Attribute Value 21 | Attribute Name 22 | Attribute Value 22 | Attribute Name 23 | Attribute Value 23 | Attribute Name 24 | Attribute Value 24 | Attribute Name 25 | Attribute Value 25 | Attribute Name 26 | Attribute Value 26 | Attribute Name 27 | Attribute Value 27 | Attribute Name 28 | Attribute Value 28 | Attribute Name 29 | Attribute Value 29 | Attribute Name 30 | Attribute Value 30 | Attribute Name 31 | Attribute Value 31 | Attribute Name 32 | Attribute Value 32 | Attribute Name 33 | Attribute Value 33 | Attribute Name 34 | Attribute Value 34 | Attribute Name 35 | Attribute Value 35 | Attribute Name 36 | Attribute Value 36 | Remaining_Information | Status
STP_009 - Lot4 | Data Enrichment | BHJ | Completed | 2023-07-21 | 2023-08-08 |  | 1229130 | 1229130 | EA | CARD,COMM;HDGEAR,ECAM,FIN-DIG-17021 |  |  | CARD,COMMUNICATION;TYPE:HEADGEAR,ADDITIONAL FEATURES EN:PCB 18022204, LF MANAGEMENT 2,MNFR:01)ECAM,PTNO:01)FIN-DIG-17021 | EN_01)HEADGEAR,01)PCB 18022204, LF MANAGEMENT,01)ECAM,01)FIN-DIG-17021 |  |  | ECAM | ECAM | FIN-DIG-17021 | [5 empty] | URL NOT FOUND | [10 empty] | Cleansed | 43201400 | CARD | COMMUNICATION | TYPE | HEADGEAR | INPUT RATING |  | NUMBER OF PORTS |  | INTERFACE TYPE |  | DATA TRANSFER RATE |  | SIZE |  | CONNECTION TYPE |  | PROTECTION TYPE/RATING |  | HAZARD CLASS |  | CERTIFICATION/STANDARD |  | ADDITIONAL FEATURES | FOR PCB 18022204,LF MANAGEMENT 2 | [51 empty] | Production Completed
STP_009 - Lot4 | Data Enrichment | BHJ | Completed | 2023-07-21 | 2023-08-08 | URL for reference only | 1296655 | 1296655 | EA | CARD,INTFC;ABSOLUTE ENCODER,STEGMAHN |  |  | CARD,INTERFACE;TYPE:ABSOLUTE ENCODER,ADDITIONAL FEATURES EN:US:11-32 V UP: 4.5-32 V, 1523ANPASS MODUL SPA111,MNFR:01)STEGMAHN, PTNO:01)985799,MNFR:02)KUNZ,PTNO:02)817100200008 | EN_01)ABSOLUTE ENCODER,01)US:11-32 V UP: 4.5-32 V, 15,01)STEGMAHN,02)KUNZ,01)985799,02)817100200008 |  |  | KUNZ | STEGMAHN | 817100200008 |  | KUNZ | 985799 |  |  | https://www.maxodeals.com/mdenglish/stegmann-spa3-conv-card-ssi-to-parallel-interface-32-connect-nfp | [10 empty] | Enriched | 43201404 | CARD | INTERFACE | TYPE | ABSOLUTE ENCODER | POWER SUPPLY |  | DATA TRANSFER RATE |  | POWER DISSIPATION |  | INTERFACE TYPE | SSI TO PARALLEL 32 CONNECT NFP | NUMBER OF PORTS |  | SIZE |  | TEMPERATURE RATING |  | CONNECTION TYPE |  | HAZARD CLASS |  | CERTIFICATION/STANDARD |  | ADDITIONAL FEATURES | US:11 TO 32 V,UP:4.5 TO 32 V,1523ANPASS MODUL SPA111 | [49 empty] | Production Completed
STP_009 - Lot4 | Data Enrichment | BHJ | Completed | 2023-07-21 | 2023-08-08 |  | 1351281 | 1351281 | EA | CARD,INTFC;HIGH DENSITY,STRUTDUN,75C58 |  |  | CARD,INTERFACE;TYPE:HIGH DENSITY,ADDITIONAL FEATURES EN:DATA OR DISCRETE MODULE115/230V 50/60HZ,MNFR:01)STRUTDUN,PTNO:01)75C58 | EN_01)HIGH DENSITY,01)DATA OR DISCRETE MODULE115/,01)STRUTDUN,01)75C58 |  |  | STRUTDUN | STRUTHERS-DUNN | 75C58 | [5 empty] | URL NOT FOUND | [10 empty] | Cleansed | 43201404 | CARD | INTERFACE | TYPE | HIGH DENSITY | POWER SUPPLY |  | DATA TRANSFER RATE |  | POWER DISSIPATION |  | INTERFACE TYPE |  | NUMBER OF PORTS |  | SIZE |  | TEMPERATURE RATING |  | CONNECTION TYPE |  | HAZARD CLASS |  | CERTIFICATION/STANDARD |  | ADDITIONAL FEATURES | FOR DATA/DISCRETE MODULE 115/230 VAC 50/60HZ | [49 empty] | Production Completed
STP_009 - Lot4 | Data Enrichment | BHJ | Completed | 2023-07-21 | 2023-08-08 |  | 1285766 | 1285766 | EA | CARD,INTFC;NETWRK |  |  | CARD,INTERFACE;TYPE:NETWORK,MNFR:01)CNW (MOUNT ISA) ELECT WHOLESALER,PTNO:01)NETWORK-N2 | EN_01)NETWORK,01)CNW (MOUNT ISA) ELECT WHOLE,01)NETWORK-N2 |  |  | CNW (MOUNT ISA) ELECT WHOLESALER | CNW (MOUNT ISA) ELECT WHOLESALER | NETWORK-N2 | [5 empty] | URL NOT FOUND | [10 empty] | Cleansed | 43201404 | CARD | INTERFACE | TYPE | NETWORK | POWER SUPPLY |  | DATA TRANSFER RATE |  | POWER DISSIPATION |  | INTERFACE TYPE |  | NUMBER OF PORTS |  | SIZE |  | TEMPERATURE RATING |  | CONNECTION TYPE |  | HAZARD CLASS |  | CERTIFICATION/STANDARD |  | ADDITIONAL FEATURES | [50 empty] | Production Completed
STP_009 - Lot4 | Data Enrichment | BHJ | Completed | 2023-07-21 | 2023-08-08 |  | 1299700 | 1299700 | EA | CARD,INTFC;NETWRK, ISA,AMDEL,23899,AMDEL |  |  | CARD,INTERFACE;,NETWORK, ISA,MNFR:01)AMDEL,PTNO:01)23899,MNFR:02)AMDEL,PTNO:02)27241,MNFR:03)AMDEL,PTNO:03)AM092/10 | EN_01)NETWORK, ISA,01)AMDEL,02)AMDEL,03)AMDEL,01)23899,02)27241,03)AM092/10 |  |  | AMDEL | AMDEL | 23899 |  | AMDEL | 27241 | AMDEL | AM092/10 | https://zdocs.tips/doc/msa-technical-manual-36oenoonkzpl | [9 empty] | ISA | Enriched | 43201404 | CARD | INTERFACE | TYPE | NETWORK | POWER SUPPLY |  | DATA TRANSFER RATE |  | POWER DISSIPATION |  | INTERFACE TYPE |  | NUMBER OF PORTS |  | SIZE |  | TEMPERATURE RATING |  | CONNECTION TYPE |  | HAZARD CLASS |  | CERTIFICATION/STANDARD |  | ADDITIONAL FEATURES | [50 empty] | Production Completed
STP_009 - Lot4 | Data Enrichment | BHJ | Completed | 2023-07-21 | 2023-08-08 | Series Match | 1285959 | 1285959 | EA | CARD,INTFC;PCI-E 4XDP |  |  | CARD,INTERFACE;INTERFACE TYPE:PCI-E 4XDP,ADDITIONAL FEATURES EN:5GB SERIES NO: LEADTEK QUADRO P2000,MNFR:01)TOPSTAR COMPUTERS INT, PTNO:01)DIS-LEA-P2000 | PCI-E 4XDP,01)5GB SERIES NO: LEADTEK QUAD,01)TOPSTAR COMPUTERS INT,01)DIS-LEA-P2000 |  |  | TOPSTAR COMPUTERS INT | TOPSTAR COMPUTERS INT | DIS-LEA-P2000 | LEADTEK |  |  |  |  | https://www.leadtek.com/eng/products/workstation_graphics(2)/nvidia_quadro_p2000_(10774)/detail | [10 empty] | Enriched | 43201404 | CARD | INTERFACE | TYPE |  | POWER SUPPLY |  | DATA TRANSFER RATE |  | POWER DISSIPATION | 75 W | INTERFACE TYPE | PCI-E 4XDP | NUMBER OF PORTS |  | SIZE |  | TEMPERATURE RATING |  | CONNECTION TYPE |  | HAZARD CLASS |  | CERTIFICATION/STANDARD |  | ADDITIONAL FEATURES | MEMORY:5GB,SERIES:QUADRO P2000 | [49 empty] | Production Completed
STP_009 - Lot4 | Data Enrichment | BHJ | Completed | 2023-07-21 | 2023-08-08 |  | 1234591 | 1234591 | EA | CARD,INTFC;SIGNAL MODULE,TOYDENKI |  |  | CARD,INTERFACE;TYPE:SIGNAL MODULE,MNFR:01)TOYDENKI,PTNO:01)IIFC-7HG | EN_01)SIGNAL MODULE,01)TOYDENKI,01)IIFC-7HG |  |  | TOYDENKI | TOYDENKI | IIFC-7HG | [5 empty] | URL NOT FOUND | [10 empty] | Cleansed | 43201404 | CARD | INTERFACE | TYPE | SIGNAL MODULE | POWER SUPPLY |  | DATA TRANSFER RATE |  | POWER DISSIPATION |  | INTERFACE TYPE |  | NUMBER OF PORTS |  | SIZE |  | TEMPERATURE RATING |  | CONNECTION TYPE |  | HAZARD CLASS |  | CERTIFICATION/STANDARD |  | ADDITIONAL FEATURES | [50 empty] | Production Completed
STP_009 - Lot4 | Data Enrichment | BHJ | Completed | 2023-07-21 | 2023-08-08 | URL for reference only | 1296576 | 1296576 | EA | CARD,INTFC;VSD,DANFOSS,175H5395 |  |  | CARD,INTERFACE;TYPE:VSD,MNFR:01)DANFOSS,PTNO:01)175H5395 | EN_01)VSD,01)DANFOSS,01)175H5395 |  |  | DANFOSS | DANFOSS | 175H5395 | [5 empty] | https://www.manualslib.com/manual/1929456/Danfoss-Vlt-Series.html?page=43 | [10 empty] | Cleansed | 43201404 | CARD | INTERFACE | TYPE | VSD | POWER SUPPLY |  | DATA TRANSFER RATE |  | POWER DISSIPATION |  | INTERFACE TYPE |  | NUMBER OF PORTS |  | SIZE |  | TEMPERATURE RATING |  | CONNECTION TYPE |  | HAZARD CLASS |  | CERTIFICATION/STANDARD |  | ADDITIONAL FEATURES | [50 empty] | Production Completed
STP_009 - Lot4 | Data Enrichment | BHJ | Completed | 2023-07-21 | 2023-08-08 | URL for reference only | 1296584 | 1296584 | EA | CARD,INTFC;VSD,DANFOSS,175L3400 |  |  | CARD,INTERFACE;TYPE:VSD,MNFR:01)DANFOSS,PTNO:01)175L3400 | EN_01)VSD,01)DANFOSS,01)175L3400 |  |  | DANFOSS | DANFOSS | 175L3400 | [5 empty] | https://www.elite.parts/manufacturers/danfoss?page=5 | [10 empty] | Cleansed | 43201404 | CARD | INTERFACE | TYPE | VSD | POWER SUPPLY |  | DATA TRANSFER RATE |  | POWER DISSIPATION |  | INTERFACE TYPE |  | NUMBER OF PORTS |  | SIZE |  | TEMPERATURE RATING |  | CONNECTION TYPE |  | HAZARD CLASS |  | CERTIFICATION/STANDARD |  | ADDITIONAL FEATURES | [50 empty] | Production Completed
STP_009 - Lot4 | Data Enrichment | BHJ | Completed | 2023-07-21 | 2023-08-08 |  | 1278765 | 1278765 | EA | CARD,MEM;CAMR,16 GB,80/10 MB/S |  |  | CARD,MEMORY;TYPE:CAMERA,MEMORY:16 GB,READ/WRITING SPEED:80/10 MB/S,ADDITIONAL FEATURES EN:47445813 / JUDI WHEN READY,MNFR:01) MATTHE | EN_01)CAMERA,EN_01)16 GB,80/10 MB/S,01)47445813 / JUDI WHEN READY,01)MATTHEWS MUSIC & ELECTRICAL,01)SDCS16GB |  |  | MATTHE | MATTHEWS MUSIC & ELECTRICAL | SDCS16GB | [5 empty] | URL NOT FOUND | [10 empty] | Cleansed | 43201800 | CARD | MEMORY | TYPE | CAMERA | MEMORY | 16 GB | POWER SUPPLY |  | READ/WRITING SPEED | 80/10 MB/S | SIZE |  | TEMPERATURE RATING |  | CONNECTION TYPE |  | HAZARD CLASS |  | CERTIFICATION/STANDARD |  | ADDITIONAL FEATURES | REF:47445813,JUDI WHEN READY | [53 empty] | Production Completed
STP_009 - Lot4 | Data Enrichment | BHJ | Completed | 2023-07-21 | 2023-08-08 |  | 1278844 | 1278844 | EA | CARD,MEM;FLASH DRIVE, STORE N GO,16 GB |  |  | CARD,MEMORY;TYPE:FLASH DRIVE, STORE N GO,MEMORY:16 GB,CONNECTION TYPE:USB,ADDITIONAL FEATURES EN:V3, COLOUR: VIOLET,MNFR:01) OFFICEMAX *USE #34387*,PTNO:01)2416131 | EN_01)FLASH DRIVE, STORE N GO,EN_01)16 GB,USB,01)V3, COLOUR: VIOLET,01)OFFICEMAX *USE #34387*,01)2416131 |  |  | OFFICEMAX *USE #34387* | OFFICEMAX | 2416131 | [5 empty] | URL NOT FOUND | [10 empty] | Cleansed | 43202005 | CARD | MEMORY | TYPE | FLASH DRIVE,STORE N GO | MEMORY | 16 GB | POWER SUPPLY |  | READ/WRITING SPEED |  | SIZE |  | TEMPERATURE RATING |  | CONNECTION TYPE | USB | HAZARD CLASS |  | CERTIFICATION/STANDARD |  | ADDITIONAL FEATURES | V3,COLOR:VIOLET | [52 empty] | COLOUR: VIOLET | Production Completed
STP_009 - Lot4 | Data Enrichment | BHJ | Completed | 2023-07-21 | 2023-08-08 |  | 1278654 | 1278654 | EA | CARD,MEM;MICRO SDHC,32 GB,100/30-60 MB/S |  |  | CARD,MEMORY;TYPE:MICRO SDHC,MEMORY:32 GB,READ/WRITING SPEED:100/30-60 MB/S,TEMPERATURE RATING:-25 TO 85 DEG C,CONNECTION TYPE:UHS- I,MNFR:01)TOPSTAR COMPUTERS INT,PTNO:01)FLA-SAN-SDSDQX-032G-U | EN_01)MICRO SDHC,EN_01)32 GB,100/30-60 MB/S,-25 TO 85 DEG C,UHS-I,01)TOPSTAR COMPUTERS INT,01)FLA-SAN-SDSDQX-032G-U |  |  | TOPSTAR COMPUTERS INT | TOPSTAR COMPUTERS INT | FLA-SAN-SDSDQX-032G-U | [5 empty] | URL NOT FOUND | [10 empty] | Cleansed | 43201800 | CARD | MEMORY | TYPE | MICRO SDHC | MEMORY | 32 GB | POWER SUPPLY |  | READ/WRITING SPEED | 100/30 TO 60 MB/S | SIZE |  | TEMPERATURE RATING | -25 TO 85 DEG C | CONNECTION TYPE | UHS- I | HAZARD CLASS |  | CERTIFICATION/STANDARD |  | ADDITIONAL FEATURES | [54 empty] | Production Completed
STP_009 - Lot4 | Data Enrichment | BHJ | Completed | 2023-07-21 | 2023-08-08 |  | 1387123 | 1387123 | EA | CARD;ABB,3BDC700133 |  |  |  | CARD | 3BDC700133 | 3000014 | ABB | ABB | 3BDC700133 | [5 empty] | URL NOT FOUND | [10 empty] | Cleansed | 31162800 | CARD | NO MODIFIER | TYPE |  | SIZE |  | MATERIAL |  | COLOUR |  | HAZARD CLASS |  | CERTIFICATION/STANDARD |  | ADDITIONAL FEATURES | [60 empty] | Production Completed
STP_009 - Lot4 | Data Enrichment | BHJ | Completed | 2023-07-21 | 2023-08-08 |  | 1285999 | 1285999 | EA | CARD;ELEK |  |  | CARD;TYPE:ELECTRONIC,MNFR:01)DROPSA AUSTRALIA PTY LTD,PTNO:01)1639135 | 01)DROPSA AUSTRALIA PTY LTD,01)1639135,EN_01)ELECTRONIC |  |  | DROPSA AUSTRALIA PTY LTD | DROPSA AUSTRALIA PTY LTD | 1639135 | [5 empty] | URL NOT FOUND | [10 empty] | Cleansed | 32131000 | CARD | NO MODIFIER | TYPE | ELECTRONIC | SIZE |  | MATERIAL |  | COLOUR |  | HAZARD CLASS |  | CERTIFICATION/STANDARD |  | ADDITIONAL FEATURES | [60 empty] | Production Completed
STP_009 - Lot4 | Data Enrichment | BHJ | Completed | 2023-07-21 | 2023-08-08 |  | 1295145 | 1295145 | EA | CARD;INFORMATION, STOP OBSERVATION REPOR |  |  | CARD;INFORMATION, STOP OBSERVATION REPORT,ADDITIONAL FEATURES EN:100 PER STD PACK,MNFR:01)BLKWOODS,PTNO:01)00481712 | 01)BLKWOODS,01)00481712,EN_01)INFORMATION, STOP OBSERV,01)100 PER STD PACK |  |  | BLACKWOODS | BLACKWOODS | 00481712 | [5 empty] | URL NOT FOUND | [10 empty] | Cleansed | 31162800 | CARD | NO MODIFIER | TYPE |  | SIZE |  | MATERIAL |  | COLOUR |  | HAZARD CLASS |  | CERTIFICATION/STANDARD |  | ADDITIONAL FEATURES | INFORMATION,STOP OBSERVATION REPORT,PACKAGE QUANTITY:100/PK | [59 empty] | Production Completed
STP_009 - Lot4 | Data Enrichment | BHJ | Completed | 2023-07-21 | 2023-08-08 | Processed based on Websource, Conflict w.r.t Input | 1283209 | 1283209 | EA | COMPRESSOR;240 V,S/PACK, POLY OIL |  |  | COMPRESSOR;ELECTRICAL RATING:240 V,ADDITIONAL FEATURES EN:S/PACK, POLY OIL,MNFR:01)HEATCRAFT T/A KIRBY HVACANDR P/L,PTNO:01)AW43MHG- | 240 V,01)S/PACK, POLY OIL,01)HEATCRAFT T/A KIRBY HVAC&R,01)AW43MHG-1C |  |  | HEATCRAFT T/A KIRBY HVACANDR P/L | HEATCRAFT T/A KIRBY HVACANDR P/L | AW43MHG-1C | [5 empty] | https://smartaccess.kirbyhvacr.com.au/catalog_api/documents/2456 | https://issuu.com/heatcraft/docs/20210630_kirby_catalogue_book_2 | [9 empty] | Enriched | 40151600 | COMPRESSOR | REFRIGERATION | TYPE | HERMETIC | NUMBER OF STAGES |  | FLOW RATING |  | REFRIGERANT TYPE | R404A,R507 | PRESSURE RATING |  | POWER RATING | 2 HP | VOLTAGE RATING | 240 VAC 50 HZ | SPEED RATING |  | TEMPERATURE RATING |  | SIZE |  | HAZARD CLASS |  | CERTIFICATION/STANDARD |  | ADDITIONAL FEATURES | S/PACK,POLY OIL | [47 empty] | Production Completed
STP_009 - Lot4 | Data Enrichment | BHJ | Completed | 2023-07-21 | 2023-08-08 | P/N Updated based on Web Source ¦ Processed based on Websource, Conflict w.r.t Input | 1229509 | 1229509 | EA | COMPRESSOR;37.7 KW,415 V 3 PH |  |  | COMPRESSOR;POWER RATING:37.7 KW,ELECTRICAL RATING:415 V 3 PH,SIZE:WD 285 X LG 264 X HT 552 MM,ADDITIONAL FEATURES EN:ROTALOCK TYPE CONNECTION, 1-1/4IN DISCHARGE, 1-,ARGE RATE 36.4M3/HR, SST, 13HP, NOMINAL CUR,MNFR:01)REECE,PTNO:01)2709677 | 37.7 KW,415 V 3 PH,EN_01)WD 285 X LG 264 X HT 552,01)ROTALOCK TYPE CONNECTION, 1,02)ARGE RATE 36.4M3/HR, SST, 1,01)REECE,01)2709677 |  |  | REECE |  | ZR160KCE-TFD-523 | COPELAND | REECE PTY LTD | 2709677 |  |  | https://www.actrol.com.au/product/copeland-scroll-compressor-zr160kce-tfd-523-2709677 | https://www.miracleref.com/zr160kce-tfd-523/ | [9 empty] | Enriched | 40151607 | COMPRESSOR | REFRIGERATION | TYPE | SCROLL | NUMBER OF STAGES |  | FLOW RATING | 36.4 M3/HR | REFRIGERANT TYPE | R22,R134A,R407C | PRESSURE RATING |  | POWER RATING | 37.7 KW | VOLTAGE RATING | 415 VAC | SPEED RATING |  | TEMPERATURE RATING |  | SIZE | 264 LGX285 WDX552 HT MM | HAZARD CLASS |  | CERTIFICATION/STANDARD |  | ADDITIONAL FEATURES | 13 HP,ROTALOCK TYPE CONNECTION,1-1/4IN DISCHARGE,1-ARGE RATE 36.4M3/HR,SST,NUMBER OF PHASE:3 | [47 empty] | Production Completed
STP_009 - Lot4 | Data Enrichment | BHJ | Completed | 2023-07-21 | 2023-08-08 |  | 1364208 | 1364208 | EA | COMPRESSOR;AIR CONDITIONER,24 V | COMPRESOR;AIRE ACONDICIONADO | COMPRESSEUR;CONDITIONNEUR D'AIR | COMPRESSOR;TYPE:AIR CONDITIONER,POWER RATING:24 V,ADDITIONAL FEATURES EN:MFR:SANDEN,SERIES:SD7H15,DIRECT MOUNT | AIR CONDITIONER,24 V,01)MFR:SANDEN,SERIES:SD7H15,DI,01)ASHDOWN ENTERPRISES,01)CXS8161 |  |  | SANDEN | SANDEN | SD7H15 |  | ASHDOWN ENTERPRISES | CXS8161 |  |  | https://www.repco.com.au/parts-service/climate-control/compressors/sanden-air-conditioning-compressor-24v-direct-mount-sd7h15-cxs8161/p/A9332283 | http://www.sanden.com.sg/opencms/opencms/sites/default/Sanden/_configuration/Catelogue/Product.jsp?pid=1005 |  | AIR CONDITIONER | [7 empty] | Enriched | 40151607 | COMPRESSOR | REFRIGERATION | TYPE |  | NUMBER OF STAGES |  | FLOW RATING |  | REFRIGERANT TYPE | HFC134A | PRESSURE RATING |  | POWER RATING |  | VOLTAGE RATING | 24 V | SPEED RATING | 7000 RPM | TEMPERATURE RATING |  | SIZE | 119 MM DIA CLUTCH | HAZARD CLASS |  | CERTIFICATION/STANDARD |  | ADDITIONAL FEATURES | MOUNTING:DIRECT | [46 empty] | SERIES:SD7H15,DIRECT MOUNT | Production Completed
STP_009 - Lot4 | Data Enrichment | BHJ | Completed | 2023-07-21 | 2023-08-08 | Partially Match | 1283181 | 1283181 | EA | COMPRESSOR;COMPLT |  |  | COMPRESSOR;ADDITIONAL FEATURES EN:COMPLETE,MNFR:01)BOCK COMPRESSOR,PTNO:01)HGX61240-4-V14970 | 01)COMPLETE,01)BOCK COMPRESSOR,01)HGX61240-4-V14970 |  |  | BOCK COMPRESSOR | BOCK COMPRESSOR | HGX61240-4-V14970 | [5 empty] | https://mfmref.com/en/bock/17135-hgx61240-4s-bock-compressor-air-cooled-high-medium-temperature-application.html | [10 empty] | Cleansed | 40151600 | COMPRESSOR | NO MODIFIER | TYPE |  | POWER RATING |  | FLOW RATING |  | INLET PRESSURE RATING |  | OUTLET PRESSURE RATING |  | TANK CAPACITY |  | ELECTRICAL RATING |  | DRIVE DETAILS |  | SPEED RATING |  | SIZE |  | HAZARD CLASS |  | CERTIFICATION/STANDARD |  | ADDITIONAL FEATURES | COMPLETE | [47 empty] | Production Completed
STP_009 - Lot4 | Data Enrichment | BHJ | Completed | 2023-07-21 | 2023-08-08 |  | 1297175 | 1297175 | EA | COMPRESSOR;ROTOR/SHAFT,BLACKMER,10262024 |  |  | COMPRESSOR;TYPE:ROTOR/SHAFT,ADDITIONAL FEATURES EN:ASSY, C/W LOCKNUTS AND WASHERS, CONTENTS: ROTOR, SHAFT,MNFR:01)BLACKMER,PTNO: 01)10262024 | ROTOR/SHAFT,01)ASSY, C/W LOCKNUTS AND WASH,01)BLACKMER,01)10262024 |  |  | BLACKMER | BLACKMER | 10262024 | [5 empty] | URL NOT FOUND | [10 empty] | Cleansed | 40151600 | COMPRESSOR | NO MODIFIER | TYPE |  | POWER RATING |  | FLOW RATING |  | INLET PRESSURE RATING |  | OUTLET PRESSURE RATING |  | TANK CAPACITY |  | ELECTRICAL RATING |  | DRIVE DETAILS |  | SPEED RATING |  | SIZE |  | HAZARD CLASS |  | CERTIFICATION/STANDARD |  | ADDITIONAL FEATURES | ASSEMBLY,C/W LOCKNUTS,WASHERS,CONTENTS:ROTOR,SHAFT | [46 empty] | CONTENTS: ROTOR,SHAFT | Production Completed
STP_009 - Lot4 | Data Enrichment | BHJ | Completed | 2023-07-21 | 2023-08-08 | Partially Match ¦ Processed based on Websource, Conflict w.r.t Input | 1287112 | 1287112 | EA | COMPRESSOR,RECIP;AIR, SCREW,7.5 BAR |  |  | COMPRESSOR,RECIPROCATING;TYPE:AIR, SCREW,PRESSURE RATING:7.5 BAR,MOTOR POWER RATING:250 KW,VOLTAGE RATING:110-1000 V,ADDITIONAL FEATURES EN:V2 OIL LUBRICATED, COOLED, ROTARY, DN80 FLANGED,CONTROL SUPPLY TRANSFORM,MNFR:01)GARDDENV,PTNO:01)L250-7.5BAR/EP-V2- 1000V | AIR, SCREW,7.5 BAR,250 KW,110-1000 V,01)V2 OIL LUBRICATED, COOLED,02)CONTROL SUPPLY TRANSFORM,01)GARDDENV,01)L250-7.5BAR/EP-V2-1000V |  |  | GARDDENV | GARDNER DENVER | L250-7.5BAR/EP-V2-1000V | [5 empty] | https://www.airservicesco.com/images/equipment_media/GSCS-L160-L290_1st_4-16.pdf | [10 empty] | Enriched | 40151608 | COMPRESSOR | ROTARY | TYPE | AIR,SCREW | FLOW RATING | 42.03 M3/MIN | INLET PRESSURE RATING | 7.5 BAR | OUTLET PRESSURE RATING |  | POWER RATING | 250 KW | VOLTAGE RATING | 110 TO 1000 V | SPEED RATING |  | SIZE | 115 LGX82 WDX86 HT MM | HAZARD CLASS |  | CERTIFICATION/STANDARD | UL,CSA | ADDITIONAL FEATURES | V2 OIL LUBRICATED,COOLED,DN80 FLANGED,CONTROL SUPPLY TRANSFORM | [51 empty] | Production Completed
STP_009 - Lot4 | Data Enrichment | BHJ | Completed | 2023-07-21 | 2023-08-08 |  | 1284300 | 1284300 | EA | COMPRESSOR,REFRG;AIR CONDITIONER,24 V |  |  | COMPRESSOR,REFRIGERATION;TYPE:AIR CONDITIONER,VOLTAGE RATING:24 V,SIZE:132 MM,ADDITIONAL FEATURES EN:VOR, 2 A,MNFR:01)ASHDOWN, PTNO:01)CXS7866 | AIR CONDITIONER,24 V,132 MM,01)VOR, 2 A,01)ASHDOWN,01)CXS7866 |  |  | ASHDOWN | ASHDOWN | CXS7866 | SANDEN |  |  |  |  | https://www.repco.com.au/parts-service/climate-control/compressors/sanden-air-conditioning-compressor-24v-ear-mount-sd7h15-cxs7866/p/A9332259?kwSearch=seals%20lights | http://www.sanden.com.sg/opencms/opencms/sites/default/Sanden/_configuration/Catelogue/Product.jsp?pid=1005 |  | AIR CONDITIONER | [7 empty] | Enriched | 40151607 | COMPRESSOR | REFRIGERATION | TYPE |  | NUMBER OF STAGES |  | FLOW RATING |  | REFRIGERANT TYPE | HFC134A | PRESSURE RATING |  | POWER RATING |  | VOLTAGE RATING | 24 V | SPEED RATING | 7000 RPM | TEMPERATURE RATING |  | SIZE | 132 MM DIA CLUTCH | HAZARD CLASS |  | CERTIFICATION/STANDARD |  | ADDITIONAL FEATURES | VOR,2 A,MOUNTING:EAR | [47 empty] | Production Completed
STP_009 - Lot4 | Data Enrichment | BHJ | Completed | 2023-07-21 | 2023-08-08 |  | 1284226 | 1284226 | EA | COMPRESSOR,REFRG;HIGH BACK PRESSURE |  |  | COMPRESSOR,REFRIGERATION;TYPE:HIGH BACK PRESSURE,REFRIGERANT TYPE:R134A,POWER RATING:1081 W,VOLTAGE RATING:220-240 V,ADDITIONAL FEATURES EN:CAPACITOR AND RELAYS INCLUDED,MNFR:01)AQUA COOLER PTY LTD,PTNO:01)Z-7618 | HIGH BACK PRESSURE,R134A,1081 W,220-240 V,01)CAPACITOR AND RELAYS INCLUD,01)AQUA COOLER PTY LTD,01)Z-7618 |  |  | AQUA COOLER PTY LTD | AQUA COOLER PTY LTD | Z-7618 | [5 empty] | URL NOT FOUND | [10 empty] | Cleansed | 40151607 | COMPRESSOR | REFRIGERATION | TYPE | HIGH BACK PRESSURE | NUMBER OF STAGES |  | FLOW RATING |  | REFRIGERANT TYPE | R134A | PRESSURE RATING |  | POWER RATING | 1081 W | VOLTAGE RATING | 220 TO 240 V | SPEED RATING |  | TEMPERATURE RATING |  | SIZE |  | HAZARD CLASS |  | CERTIFICATION/STANDARD |  | ADDITIONAL FEATURES | C/W CAPACITOR,RELAYS | [47 empty] | Production Completed
STP_009 - Lot4 | Data Enrichment | BHJ | Completed | 2023-07-21 | 2023-08-08 |  | 1302984 | 1302984 | EA | COMPRESSOR,REFRG;M20A AI,SIGMA,200014 |  |  | COMPRESSOR,REFRIGERATION;ADDITIONAL FEATURES EN:M20A AI,MNFR:01)SIGMA,PTNO:01)200014 | 01)M20A AI,01)SIGMA,01)200014 |  |  | SIGMA | SIGMA | 200014 | [5 empty] | URL NOT FOUND | [10 empty] | Cleansed | 40151607 | COMPRESSOR | REFRIGERATION | TYPE |  | NUMBER OF STAGES |  | FLOW RATING |  | REFRIGERANT TYPE |  | PRESSURE RATING |  | POWER RATING |  | VOLTAGE RATING |  | SPEED RATING |  | TEMPERATURE RATING |  | SIZE |  | HAZARD CLASS |  | CERTIFICATION/STANDARD |  | ADDITIONAL FEATURES | M20A AI | [47 empty] | Production Completed
STP_009 - Lot4 | Data Enrichment | BHJ | Completed | 2023-07-21 | 2023-08-08 |  | 1352939 | 1352939 | EA | COMPRESSOR,REFRG;R12, R134A,24 VDC |  |  | COMPRESSOR,REFRIGERATION;REFRIGERANT TYPE:R12, R134A,VOLTAGE RATING:24 VDC,ADDITIONAL FEATURES EN:TYPE NA00340 C/W CLUTCH, NA00340 HAS O-RING CON,MNFR:01)SANDEN,PTNO:01)SD7H15-7887 | R12, R134A,24 VDC,01)TYPE NA00340 C/W CLUTCH, NA,01)SANDEN,01)SD7H15-7887 |  |  | SANDEN | SANDEN | SD7H15-7887 | [5 empty] | https://www.autoaironline.com/ac-parts/sanden-7887-compressor-2144 | https://lyonsaircon.com.au/portfolio-item/lyons-compressor-sanden-sd7h15-7887/ | [9 empty] | Enriched | 40151607 | COMPRESSOR | REFRIGERATION | TYPE |  | NUMBER OF STAGES |  | FLOW RATING |  | REFRIGERANT TYPE | R12,R134A | PRESSURE RATING |  | POWER RATING |  | VOLTAGE RATING | 24 VDC | SPEED RATING |  | TEMPERATURE RATING |  | SIZE | 146 MM DIA CLUTCH | HAZARD CLASS |  | CERTIFICATION/STANDARD |  | ADDITIONAL FEATURES | NA00340 C/W CLUTCH,NA00340 HAS O-RING CONECTION,MOUNTING:EAR | [47 empty] | Production Completed
STP_009 - Lot4 | Data Enrichment | BHJ | Completed | 2023-07-21 | 2023-08-08 |  | 1302588 | 1302588 | EA | COMPRESSOR,REFRG;R22,COMPAIR,A147113 |  |  | COMPRESSOR,REFRIGERATION;REFRIGERANT TYPE:R22,MNFR:01)COMPAIR,PTNO:01)A147113 | R22,01)COMPAIR,01)A147113 |  |  | COMPAIR | COMPAIR | A147113 | [5 empty] | URL NOT FOUND | [10 empty] | Cleansed | 40151607 | COMPRESSOR | REFRIGERATION | TYPE |  | NUMBER OF STAGES |  | FLOW RATING |  | REFRIGERANT TYPE | R22 | PRESSURE RATING |  | POWER RATING |  | VOLTAGE RATING |  | SPEED RATING |  | TEMPERATURE RATING |  | SIZE |  | HAZARD CLASS |  | CERTIFICATION/STANDARD |  | ADDITIONAL FEATURES | [48 empty] | Production Completed
STP_009 - Lot4 | Data Enrichment | BHJ | Completed | 2023-07-21 | 2023-08-08 | P/N Updated based on Web Source | 1284166 | 1284166 | EA | COMPRESSOR,REFRG;R404,1 HP,240 V,TEM |  |  | COMPRESSOR,REFRIGERATION;REFRIGERANT TYPE:R404,POWER RATING:1 HP,VOLTAGE RATING:240 V,ADDITIONAL FEATURES EN:TEM,MNFR:01)REECE PTY LTD,PTNO:01)3500026 | R404,1 HP,240 V,01)TEM,01)REECE PTY LTD,01)3500026 |  |  | REECE PTY LTD |  | CAJ9510Z-FZ | TECUMSEH | REECE PTY LTD | 3500026 |  |  | https://www.actrol.com.au/product/tecumseh-compressor-aj2-1hp-r404a-mbp-caj9510z-fz-3500026 | [10 empty] | Enriched | 40151607 | COMPRESSOR | REFRIGERATION | TYPE |  | NUMBER OF STAGES |  | FLOW RATING | 18.3 CM3/REV | REFRIGERANT TYPE | R404,R448A,R449A,R452A | PRESSURE RATING |  | POWER RATING | 1 HP | VOLTAGE RATING | 240 VAC | SPEED RATING |  | TEMPERATURE RATING |  | SIZE | 178 WDX280 HT MM | HAZARD CLASS |  | CERTIFICATION/STANDARD |  | ADDITIONAL FEATURES | TEM | [47 empty] | Production Completed
STP_009 - Lot4 | Data Enrichment | BHJ | Completed | 2023-07-21 | 2023-08-08 |  | 1284437 | 1284437 | EA | COMPRESSOR,REFRG;SCROLL,460 VAC |  |  | COMPRESSOR,REFRIGERATION;TYPE:SCROLL,VOLTAGE RATING:460 VAC,SPEED RATING:3500 R/MIN,SIZE:DIA 317 MM,ADDITIONAL FEATURES EN:3PH, L/VLV SZ185-4RI, CAT 257339,MNFR:01)ACTROL PARTS PTY LTD,PTNO:01)2706556 | SCROLL,460 VAC,3500 R/MIN,DIA 317 MM,01)3PH, L/VLV SZ185-4RI, CAT 2,01)ACTROL PARTS PTY LTD,01)2706556 |  |  | ACTROL PARTS PTY LTD |  | SZ185-4RI | DANFOSS | ACTROL PARTS PTY LTD | 2706556 |  | 257339 | https://www.actrol.com.au/product/danfoss-scroll-compressor-3-phase-l-valve-2706556 | https://store.danfoss.com/en/Climate-Solutions-for-cooling/Compressors/Compressors-for-air-conditioning/Scroll-compressors/Scroll-compressor%2C-SZ185S4RD/p/SZ185-4RI | [9 empty] | Enriched | 40151607 | COMPRESSOR | REFRIGERATION | TYPE | SCROLL | NUMBER OF STAGES |  | FLOW RATING | 43.5 M3/HR | REFRIGERANT TYPE | R134A,R404A,R407C,R513A | PRESSURE RATING | 34.3 BAR | POWER RATING | 15 HP | VOLTAGE RATING | 460 VAC | SPEED RATING | 3500 RPM | TEMPERATURE RATING |  | SIZE | 317 DIAX678 HT MM | HAZARD CLASS |  | CERTIFICATION/STANDARD | CE,UL | ADDITIONAL FEATURES | 3PH,W/O VALVE | [47 empty] | Production Completed
STP_009 - Lot4 | Data Enrichment | BHJ | Completed | 2023-07-21 | 2023-08-08 |  | 1302987 | 1302987 | EA | COMPRESSOR,REFRG;SIGMA M20A AI,CARLYLE |  |  | COMPRESSOR,REFRIGERATION;ADDITIONAL FEATURES EN:SIGMA M20A AI,MNFR:01)CARLYLE,PTNO:01)06EA599600 MODIFIED | 01)SIGMA M20A AI,01)CARLYLE,01)06EA599600 MODIFIED |  |  | CARLYLE | CARLYLE | 06EA599600 | [5 empty] | https://www.carlylecompressor.com/products/compressor/06e/ | https://www.dcne.com/product/compressor-high-temp-06ea599600 | [8 empty] | MODIFIED | Enriched | 40151606 | COMPRESSOR | RECIPROCATING | TYPE | SEMI-HERMETIC | NUMBER OF STAGES |  | FLOW RATING |  | PRESSURE RATING |  | TANK CAPACITY |  | MOTOR POWER RATING |  | VOLTAGE RATING |  | SPEED RATING |  | SIZE |  | HAZARD CLASS |  | CERTIFICATION/STANDARD |  | ADDITIONAL FEATURES | SIGMA M20A AI | [49 empty] | Production Completed
STP_009 - Lot4 | Data Enrichment | BHJ | Completed | 2023-07-21 | 2023-08-08 |  | 1347665 | 1347665 | EA | COMPRESSOR,REFRG;UNT,CARRAIR,6D48-X |  |  | COMPRESSOR,REFRIGERATION;ADDITIONAL FEATURES EN:UNIT,MNFR:01)CARRAIR,PTNO:01)6D48-X | 01)UNIT,01)CARRAIR,01)6D48-X |  |  | CARRAIR | CARRAIR | 6D48-X | [5 empty] | URL NOT FOUND | [10 empty] | Cleansed | 40151607 | COMPRESSOR | REFRIGERATION | TYPE |  | NUMBER OF STAGES |  | FLOW RATING |  | REFRIGERANT TYPE |  | PRESSURE RATING |  | POWER RATING |  | VOLTAGE RATING |  | SPEED RATING |  | TEMPERATURE RATING |  | SIZE |  | HAZARD CLASS |  | CERTIFICATION/STANDARD |  | ADDITIONAL FEATURES | UNIT | [47 empty] | Production Completed
STP_009 - Lot4 | Data Enrichment | BHJ | Completed | 2023-07-21 | 2023-08-08 |  | 1302593 | 1302593 | EA | COMPRESSOR,RTRY;2000 R/MIN,SCRW, 2.5BAR |  |  | COMPRESSOR,ROTARY;SPEED RATING:2000 R/MIN,ADDITIONAL FEATURES EN:SCREW, 2.5BAR,MNFR:01)GD,PTNO:01)T3CDL84-CGFHECD | 2000 R/MIN,01)SCREW, 2.5BAR,01)GD,01)T3CDL84-CGFHECD |  |  | GD | GARDNER DENVER | T3CDL84-CGFHECD | [5 empty] | URL NOT FOUND | [10 empty] | Cleansed | 40151608 | COMPRESSOR | ROTARY | TYPE | SCREW | FLOW RATING |  | INLET PRESSURE RATING | 2.5 BAR | OUTLET PRESSURE RATING |  | POWER RATING |  | VOLTAGE RATING |  | SPEED RATING | 2000 RPM | SIZE |  | HAZARD CLASS |  | CERTIFICATION/STANDARD |  | ADDITIONAL FEATURES | [52 empty] | Production Completed
STP_009 - Lot4 | Data Enrichment | BHJ | Completed | 2023-07-21 | 2023-08-08 |  | 1294933 | 1294933 | EA | COMPRESSOR,RTRY;AIR CONDITIONER |  |  | COMPRESSOR,ROTARY;TYPE:AIR CONDITIONER,SIZE:WD 150 X LG 300 X HT 150 MM,ADDITIONAL FEATURES EN:C7.1, SILVER PLATED,MNFR:01) JACTECH,PTNO:01)JSD-320-1291 | AIR CONDITIONER,WD 150 X LG 300 X HT 150 MM,01)C7.1, SILVER PLATED,01)JACTECH,01)JSD-320-1291 |  |  | JACTECH | JACTECH | JSD-320-1291 | [5 empty] | URL NOT FOUND |  |  | AIR CONDITIONER | [7 empty] | Cleansed | 40151608 | COMPRESSOR | ROTARY | TYPE |  | FLOW RATING |  | INLET PRESSURE RATING |  | OUTLET PRESSURE RATING |  | POWER RATING |  | VOLTAGE RATING |  | SPEED RATING |  | SIZE | 300 LGX150 WDX150 HT MM | HAZARD CLASS |  | CERTIFICATION/STANDARD |  | ADDITIONAL FEATURES | C7.1,FINISH:SILVER PLATED | [51 empty] | Production Completed
STP_009 - Lot4 | Data Enrichment | BHJ | Completed | 2023-07-21 | 2023-08-08 |  | 1284672 | 1284672 | EA | COMPRESSOR,RTRY;SCREW,3.53 M3/MIN,22 KW |  |  | COMPRESSOR,ROTARY;TYPE:SCREW,FLOW RATING:3.53 M3/MIN,POWER RATING:22 KW,VOLTAGE RATING:440 VAC,ADDITIONAL FEATURES EN:50 HZ,MNFR: 01)CMQ,PTNO:01)AIR184 | SCREW,3.53 M3/MIN,22 KW,440 VAC,01)50 HZ,01)CMQ,01)AIR184 |  |  | CMQ | CMQ | AIR184 | [5 empty] | URL NOT FOUND | [10 empty] | Cleansed | 40151608 | COMPRESSOR | ROTARY | TYPE | SCREW | FLOW RATING | 3.53 M3/MIN | INLET PRESSURE RATING |  | OUTLET PRESSURE RATING |  | POWER RATING | 22 KW | VOLTAGE RATING | 440 VAC 50 HZ | SPEED RATING |  | SIZE |  | HAZARD CLASS |  | CERTIFICATION/STANDARD |  | ADDITIONAL FEATURES | [52 empty] | Production Completed
STP_009 - Lot4 | Data Enrichment | BHJ | Completed | 2023-07-21 | 2023-08-08 |  | 1284683 | 1284683 | EA | COMPRESSOR,RTRY;SCROLL,10.108 M3/HR |  |  | COMPRESSOR,ROTARY;TYPE:SCROLL,FLOW RATING:10.108 M3/HR,VOLTAGE RATING:415 V,ADDITIONAL FEATURES EN:ELECTRICAL RATING: 380-420 V, MNFR:01)RINNAI AUSTRALIA PTY LTD,PTNO:01)000592 | SCROLL,10.108 M3/HR,415 V,01)ELECTRICAL RATING: 380-420,01)RINNAI AUSTRALIA PTY LTD,01)000592 |  |  | RINNAI AUSTRALIA PTY LTD | RINNAI AUSTRALIA PTY LTD | 000592 | [5 empty] | URL NOT FOUND | [10 empty] | Cleansed | 40151608 | COMPRESSOR | ROTARY | TYPE | SCROLL | FLOW RATING | 10.108 M3/HR | INLET PRESSURE RATING |  | OUTLET PRESSURE RATING |  | POWER RATING |  | VOLTAGE RATING | 380 TO 420 V | SPEED RATING |  | SIZE |  | HAZARD CLASS |  | CERTIFICATION/STANDARD |  | ADDITIONAL FEATURES | [52 empty] | Production Completed
STP_009 - Lot4 | Data Enrichment | BHJ | Completed | 2023-07-21 | 2023-08-08 |  | 1284721 | 1284721 | EA | COMPRESSOR,RTRY;SCROLL,5.1 HP,HT 458 MM |  |  | COMPRESSOR,ROTARY;TYPE:SCROLL,POWER RATING:5.1 HP,SIZE:HT 458 MM,ADDITIONAL FEATURES EN:POE OIL, 3PH, TANK CAPACITY: 1.83 L,MNFR: 01)BOSS,PTNO:01)ZR61KCETFD522-C | SCROLL,5.1 HP,HT 458 MM,01)POE OIL, 3PH, TANK CAPACITY,01)BOSS,01)ZR61KCETFD522-C |  |  | BOSS | BOSS | ZR61KCETFD522-C | COPELAND |  |  |  |  | https://www.beijerref.com.au/ZR61KCETFD522-C | https://www.beijerref.com.au/media/d6/c4/d6/1689943033/ZR61KCETFD.pdf | [9 empty] | Enriched | 40151608 | COMPRESSOR | ROTARY | TYPE | SCROLL | FLOW RATING | 82.4 M3/HR | INLET PRESSURE RATING |  | OUTLET PRESSURE RATING |  | POWER RATING | 5.1 HP | VOLTAGE RATING | 380 TO 420 VAC 50 HZ | SPEED RATING | 2900 RPM | SIZE | 246.13 LGX246.13 WDX450.85 HT MM | HAZARD CLASS |  | CERTIFICATION/STANDARD | UL | ADDITIONAL FEATURES | POE OIL,NUMBER OF PHASE:3,TANK CAPACITY:1.83 L | [50 empty] | TANK CAPACITY: 1.83 L | Production Completed
STP_009 - Lot4 | Data Enrichment | BHJ | Completed | 2023-07-21 | 2023-08-08 |  | 1302788 | 1302788 | EA | COMPRESSOR,RTRY;SCRW,COMPAIR,L250-EXCH |  |  | COMPRESSOR,ROTARY;ADDITIONAL FEATURES EN:SCREW,MNFR:01)COMPAIR,PTNO:01)L250-EXCH | 01)SCREW,01)COMPAIR,01)L250-EXCH |  |  | COMPAIR | COMPAIR | L250-EXCH | [5 empty] | https://www.compair.com/en-in/rotary-screw-air-compressors/160-250kw | [10 empty] | Enriched | 40151608 | COMPRESSOR | ROTARY | TYPE | HIGH SPEED LUBRICATED SCREW | FLOW RATING |  | INLET PRESSURE RATING |  | OUTLET PRESSURE RATING |  | POWER RATING | 250 KW | VOLTAGE RATING |  | SPEED RATING |  | SIZE | 2.907 LGX2.071 WDX2.193 HT M | HAZARD CLASS |  | CERTIFICATION/STANDARD |  | ADDITIONAL FEATURES | [52 empty] | Production Completed
STP_009 - Lot4 | Data Enrichment | BHJ | Completed | 2023-07-21 | 2023-08-08 | Series Match | 1316850 | 1316850 | EA | COMPRESSOR,RTRY;SCRW,COMPAIR,L75S |  |  | COMPRESSOR,ROTARY;ADDITIONAL FEATURES EN:SCREW,MNFR:01)COMPAIR,PTNO:01)L75S | 01)SCREW,01)COMPAIR,01)L75S |  |  | COMPAIR | COMPAIR | L75S | [5 empty] | https://www.compair.com/en-in/rotary-screw-air-compressors/55-75kw | [10 empty] | Enriched | 40151608 | COMPRESSOR | ROTARY | TYPE | LUBRICATED SCREW | FLOW RATING |  | INLET PRESSURE RATING |  | OUTLET PRESSURE RATING |  | POWER RATING | 75 KW | VOLTAGE RATING |  | SPEED RATING |  | SIZE | 1.958 LGX1.138 WDX1.857 HT M | HAZARD CLASS |  | CERTIFICATION/STANDARD |  | ADDITIONAL FEATURES | [52 empty] | Production Completed
STP_009 - Lot4 | Data Enrichment | BHJ | Completed | 2023-07-21 | 2023-08-08 | Series Match | 1302789 | 1302789 | EA | COMPRESSOR,RTRY;SCRW,COMPAIR,L75S-EXCH |  |  | COMPRESSOR,ROTARY;ADDITIONAL FEATURES EN:SCREW,MNFR:01)COMPAIR,PTNO:01)L75S-EXCH | 01)SCREW,01)COMPAIR,01)L75S-EXCH |  |  | COMPAIR | COMPAIR | L75S-EXCH | [5 empty] | https://www.compair.com/en-in/rotary-screw-air-compressors/55-75kw | [10 empty] | Enriched | 40151608 | COMPRESSOR | ROTARY | TYPE | LUBRICATED SCREW | FLOW RATING |  | INLET PRESSURE RATING |  | OUTLET PRESSURE RATING |  | POWER RATING | 75 KW | VOLTAGE RATING |  | SPEED RATING |  | SIZE | 1.958 LGX1.138 WDX1.857 HT M | HAZARD CLASS |  | CERTIFICATION/STANDARD |  | ADDITIONAL FEATURES | [52 empty] | Production Completed
STP_009 - Lot4 | Data Enrichment | BHJ | Completed | 2023-07-21 | 2023-08-08 |  | 1302580 | 1302580 | EA | COMPRESSOR,RTRY;UNIVERSAL RAI BL,ROOTS |  |  | COMPRESSOR,ROTARY;ADDITIONAL FEATURES EN:UNIVERSAL RAI BL,MNFR:01)ROOTS,PTNO:01)45M | 01)UNIVERSAL RAI BL,01)ROOTS,01)45M |  |  | ROOTS | HOWDEN ROOTS | 45M | [5 empty] | URL NOT FOUND | [10 empty] | Cleansed | 40151608 | COMPRESSOR | ROTARY | TYPE |  | FLOW RATING |  | INLET PRESSURE RATING |  | OUTLET PRESSURE RATING |  | POWER RATING |  | VOLTAGE RATING |  | SPEED RATING |  | SIZE |  | HAZARD CLASS |  | CERTIFICATION/STANDARD |  | ADDITIONAL FEATURES | UNIVERSAL RAI BL | [51 empty] | Production Completed
STP_009 - Lot4 | Data Enrichment | BHJ | Completed | 2023-07-21 | 2023-08-08 | URL for reference only | 1348705 | 1348705 | EA | CONTACTOR,ELEC;230 VAC |  |  | CONTACTOR,ELECTRICAL;LINE VOLTAGE:230 VAC,ADDITIONAL FEATURES EN:CONTACT SET, ELECTRIC EQUIPMENT,MNFR:01)ALIMAHEK,PTNO:01)3002192- 201 | 230 VAC,01)CONTACT SET, ELECTRIC EQUIP,01)ALIMAHEK,01)3002192-201 |  |  | ALIMAHEK | ALIMAK | 3002192-201 | [5 empty] | http://www.hoistspares.co.uk/downloads/datasheets/DS_A316-00-E.pdf | https://www.bidnet.com/bneattachments?/649030403.pdf | [9 empty] | Cleansed | 39121529 | CONTACTOR | ELECTRICAL | TYPE |  | LINE VOLTAGE | 230 VAC | CURRENT RATING |  | COIL VOLTAGE |  | NUMBER OF POLES |  | CONTACT ARRANGEMENT |  | POWER RATING |  | AUXILIARY CONTACT |  | TERMINAL TYPE |  | MOUNTING TYPE |  | ENCLOSURE |  | HAZARD CLASS |  | CERTIFICATION/STANDARD |  | ADDITIONAL FEATURES | CONTACT SET,ELECTRIC EQUIPMENT | [45 empty] | Production Completed
STP_009 - Lot4 | Data Enrichment | BHJ | Completed | 2023-07-21 | 2023-08-08 |  | 1289363 | 1289363 | EA | CONTACTOR,ELEC;230 VAC,140 A,110 VAC |  |  | CONTACTOR,ELECTRICAL;LINE VOLTAGE:230 VAC,CURRENT RATING:140 A,COIL VOLTAGE:110 VAC,MNFR:01)SPRECHER AND SCHUH,PTNO:01)CA6-140-EI- 1 | 230 VAC,140 A,EN_01)110 VAC,01)SPRECHER & SCHUH,01)CA6-140-EI-11-110VAC |  |  | SPRECHER AND SCHUH | SPRECHER + SCHUH | CA6-140-EI-11-110VAC | [5 empty] | https://media.mmem.com.au/Datasheets/Sprecher/SprecherSchuh_CA6.pdf | [10 empty] | Enriched | 39121529 | CONTACTOR | ELECTRICAL | TYPE | OPEN,NON-REVERSING | LINE VOLTAGE | 230 VAC | CURRENT RATING | 140 A | COIL VOLTAGE | 110 VAC | NUMBER OF POLES | 3 | CONTACT ARRANGEMENT |  | POWER RATING | 111 KW AT 690 VAC | AUXILIARY CONTACT | 1NO-1NC | TERMINAL TYPE | COMBINATION SCREW HEAD | MOUNTING TYPE |  | ENCLOSURE |  | HAZARD CLASS |  | CERTIFICATION/STANDARD | UL,CE | ADDITIONAL FEATURES | [46 empty] | Production Completed
STP_009 - Lot4 | Data Enrichment | BHJ | Completed | 2023-07-21 | 2023-08-08 | Processed based on Websource, Conflict w.r.t Input | 1344695 | 1344695 | EA | CONTACTOR,ELEC;600 V,100 A,INSUL-8,13626 |  |  | CONTACTOR,ELECTRICAL;LINE VOLTAGE:600 V,CURRENT RATING:100 A,MOUNTING TYPE:STANDARD TANDEM,ADDITIONAL FEATURES EN:ASSY, J-HEAD, C- BASE TYPE (STRAIGHT RUNS AND DISCONT, SYSTEMS) 8-BA,R CONDUCTOR SYSTEM 0,MNFR:01)INSUL-8,PTNO:01)13626 | 600 V,100 A,STANDARD TANDEM,01)ASSY, J-HEAD, C-BASE TYPE (,02)R CONDUCTOR SYSTEM 0,01)INSUL-8,01)13626 |  |  | INSUL-8 | INSUL-8 | 13626 | [5 empty] | https://www.rowlandcompany.com/wp-content/uploads/2018/07/Conductix-Insul-8-8-Bar-Conductor-Bar-Catalog.pdf | [10 empty] | Enriched | 39121500 | SHOE | NO MODIFIER | TYPE | J-HEAD,C-BASE | SIZE |  | MATERIAL |  | HAZARD CLASS |  | CERTIFICATION/STANDARD |  | ADDITIONAL FEATURES | CURRENT RATING:100 A,MOUNTING:STANDARD TANDEM,BOTTOM ENTRY,VOLTAGE RATING:600 VAC |  | ASSEMBLY,FOR STRAIGHT RUNS AND DISCONT SYSTEMS 8-BAR CONDUCTOR SYSTEM 0 | [59 empty] | Production Completed
STP_009 - Lot4 | Data Enrichment | BHJ | Completed | 2023-07-21 | 2023-08-08 | Processed based on Websource, Conflict w.r.t Input | 1289851 | 1289851 | EA | CONTACTOR,ELEC;600 VAC,10 A,1NC,SCRW |  |  | CONTACTOR,ELECTRICAL;LINE VOLTAGE:600 VAC,CURRENT RATING:10 A,CONTACT ARRANGEMENT:1NC,TERMINAL TYPE:SCREW,MOUNTING TYPE:FRONT, ENCLOSURE:IP20,ADDITIONAL FEATURES EN:DRILL RIG EMERGENCY STOP,MNFR:01)KLOCKNER,PTNO:01)MOEM22-K01 | 600 VAC,10 A,1NC,EN_01)SCREW,FRONT,IP20,01)DRILL RIG EMERGENCY STOP,01)KLOCKNER,01)MOEM22-K01 |  |  | KLOCKNER | KLOCKNER | M22-K01 | EATON |  |  |  |  | https://www.klocknermoeller.com/rmq_titan/m22-k01.htm | https://datasheet.eaton.com/Eaton-216378-M22-K01-en_GB.pdf?model=216378 | [9 empty] | Enriched | 39121500 | BLOCK | CONTACT | TYPE |  | CONTACT CONFIGURATION | 1NC | CURRENT RATING | 10 A | VOLTAGE RATING | 600 VAC | TERMINAL TYPE | SCREW | MOUNTING TYPE | FRONT | MATERIAL |  | SIZE | 38 LGX32 WDX10 HT MM | HAZARD CLASS |  | CERTIFICATION/STANDARD | CE,IEC,CSA,UL,VDE,IEC/EN 60947-5-1 | ADDITIONAL FEATURES | BRAND:MOELLER,DRILL RIG EMERGENCY STOP,ENCLOSURE:IP20 | [51 empty] | Production Completed
STP_009 - Lot4 | Data Enrichment | BHJ | Completed | 2023-07-21 | 2023-08-08 |  | 1284999 | 1284999 | EA | CONTACTOR,ELEC;AUXILIARY |  |  | CONTACTOR,ELECTRICAL;TYPE:AUXILIARY,MNFR:01)CNW (MOUNT ISA) ELECT WHOLESALER,PTNO:01)ABBHKF-11 | AUXILIARY,01)CNW (MOUNT ISA) ELECT WHOLE,01)ABBHKF-11 |  |  | CNW (MOUNT ISA) ELECT WHOLESALER | ABB | HKF-11 |  | CNW (MOUNT ISA) ELECT WHOLESALER |  |  |  | https://new.abb.com/products/1SAM101928R0001/hkf-11 | https://integratedpowersys.com/product/hkf-11-abb-auxiliary-for/ | [9 empty] | Enriched | 39121522 | CONTACT | AUXILIARY | TYPE |  | CONTACT CONFIGURATION | 1NO-1NC | VOLTAGE RATING | 400 VAC | CURRENT RATING | 1 A | MATERIAL |  | TERMINAL TYPE | SCREW | MOUNTING TYPE | FRONT | HAZARD CLASS |  | CERTIFICATION/STANDARD | IEC/EN 60947-1,UL,CQC,CCC,CE,UKCA | ADDITIONAL FEATURES | [54 empty] | Production Completed
STP_009 - Lot4 | Data Enrichment | BHJ | Completed | 2023-07-21 | 2023-08-08 |  | 1349843 | 1349843 | EA | CONTACTOR,ELEC;AUXILLIARY,6 A,110 V |  |  | CONTACTOR,ELECTRICAL;TYPE:AUXILLIARY,CURRENT RATING:6 A,COIL VOLTAGE:110 V,CONTACT ARRANGEMENT:2NO 2NC,TERMINAL TYPE:CAPTIVE SCREW,MNFR:01)KLOCKNER,PTNO:01)DILR-22-110V | AUXILLIARY,6 A,EN_01)110 V,2NO 2NC,EN_01)CAPTIVE SCREW,01)KLOCKNER,01)DILR-22-110V |  |  | KLOCKNER | KLOCKNER | DILR-22-110V | EATON |  |  |  |  | https://www.klocknermoeller.com/dilr/dilr22.htm | [10 empty] | Enriched | 39121522 | CONTACT | AUXILIARY | TYPE |  | CONTACT CONFIGURATION | 2NO-2NC | VOLTAGE RATING | 240 VAC | CURRENT RATING | 6 A | MATERIAL |  | TERMINAL TYPE | CAPTIVE SCREW | MOUNTING TYPE |  | HAZARD CLASS |  | CERTIFICATION/STANDARD | UL,CSA | ADDITIONAL FEATURES | BRAND:MOELLER,COIL VOLTAGE:110 V | [53 empty] | Production Completed
STP_009 - Lot4 | Data Enrichment | BHJ | Completed | 2023-07-21 | 2023-08-08 |  | 1352088 | 1352088 | EA | CONTACTOR,ELEC;CONVERTIBLE,10 A,1NO,ASSY |  |  | CONTACTOR,ELECTRICAL;TYPE:CONVERTIBLE,CURRENT RATING:10 A,CONTACT ARRANGEMENT:1NO,MOUNTING TYPE:REAR POLE,ADDITIONAL FEATURES EN: ASSY,MNFR:01)CUTLERHM,PTNO:01)D26MPR | CONVERTIBLE,10 A,1NO,REAR POLE,01)ASSY,01)CUTLERHM,01)D26MPR |  |  | CUTLERHM |  | D26MPR | EATON |  |  |  |  | https://www.eaton.com/us/en-us/skuPage.D26MPR.pdf | https://www.carltonbates.com/Sensors-Switches-and-Relays/Relays-and-Timers/Industrial-Control-Relay-Accessories/Industrial-Control-Relay-Contacts/EATON/Relay-Rear-Pole-600VAC-10A/D26MPR/p/78211321325-1 | [9 empty] | Enriched | 39121522 | CONTACT | ELECTRICAL | TYPE | CONVERTIBLE,SEPERATE | VOLTAGE RATING | 600 VAC | SIZE |  | TERMINAL TYPE | SCREW | MOUNTING TYPE | REAR POLE | MATERIAL |  | CERTIFICATION/STANDARD |  | ADDITIONAL FEATURES | ASSEMBLY,BRAND:CUTLER HAMMER,CONTACT ARRANGEMENT:1NO,CURRENT RATING:10 A | [57 empty] | Production Completed
STP_009 - Lot4 | Data Enrichment | BHJ | Completed | 2023-07-21 | 2023-08-08 |  | 1320274 | 1320274 | EA | CONTACTOR,ELEC;PUSHBUTTON,EPL,510F-405 |  |  | CONTACTOR,ELECTRICAL;TYPE:PUSHBUTTON,MNFR:01)EPL,PTNO:01)510F-405 | PUSHBUTTON,01)EPL,01)510F-405 |  |  | EPL | EPL | 510F-405 | [5 empty] | URL NOT FOUND | [10 empty] | Cleansed | 39121529 | CONTACTOR | ELECTRICAL | TYPE | PUSHBUTTON | LINE VOLTAGE |  | CURRENT RATING |  | COIL VOLTAGE |  | NUMBER OF POLES |  | CONTACT ARRANGEMENT |  | POWER RATING |  | AUXILIARY CONTACT |  | TERMINAL TYPE |  | MOUNTING TYPE |  | ENCLOSURE |  | HAZARD CLASS |  | CERTIFICATION/STANDARD |  | ADDITIONAL FEATURES | [46 empty] | Production Completed
STP_009 - Lot4 | Data Enrichment | BHJ | Completed | 2023-07-21 | 2023-08-08 | Processed based on Websource, Conflict w.r.t Input | 1354320 | 1354320 | EA | CONTACTOR,ELEC;SHOE,100 A,WAMPFLER,98028 |  |  | CONTACTOR,ELECTRICAL;TYPE:SHOE,CURRENT RATING:100 A,MNFR:01)WAMPFLER,PTNO:01)98028 | SHOE,100 A,01)WAMPFLER,01)98028 |  |  | WAMPFLER | CONDUCTIX WAMPFLER | 98028 | [5 empty] | https://automatedcontrol.com.au/product/98028-conductix-wampfler-j-head-100amp-sintered-copper/ | https://www.cxwaconnect.com.au/Conductor-Bars?product_id=140&limit=100 | [9 empty] | Enriched | 39121500 | SHOE | NO MODIFIER | TYPE | CONTACT,J HEAD | SIZE |  | MATERIAL | SINTERED COPPER | HAZARD CLASS |  | CERTIFICATION/STANDARD |  | ADDITIONAL FEATURES | CURRENT RATING:100 A | [61 empty] | Production Completed
STP_009 - Lot4 | Data Enrichment | BHJ | Completed | 2023-07-21 | 2023-08-08 |  | 1351749 | 1351749 | EA | CONTACTOR,ELEC;TULIP,7.2 KV,1250 A,FPE |  |  | CONTACTOR,ELECTRICAL;TYPE:TULIP,LINE VOLTAGE:7.2 KV,CURRENT RATING:1250 A,ADDITIONAL FEATURES EN:FOR FPE/SACE D6-50/1250A, ACB, MNFR:01)FPE,PTNO:01)500425 | TULIP,7.2 KV,1250 A,01)FOR FPE/SACE D6-50/1250A, A,01)FPE,01)500425 |  |  | FPE | FPE | 500425 | [5 empty] | URL NOT FOUND | [10 empty] | Cleansed | 39121529 | CONTACTOR | ELECTRICAL | TYPE | TULIP | LINE VOLTAGE | 7.2 KV | CURRENT RATING | 1.25 KA | COIL VOLTAGE |  | NUMBER OF POLES |  | CONTACT ARRANGEMENT |  | POWER RATING |  | AUXILIARY CONTACT |  | TERMINAL TYPE |  | MOUNTING TYPE |  | ENCLOSURE |  | HAZARD CLASS |  | CERTIFICATION/STANDARD |  | ADDITIONAL FEATURES | FOR FPE/SACE D6-50/1250A,ACB | [45 empty] | Production Completed
STP_009 - Lot4 | Data Enrichment | BHJ | Completed | 2023-07-21 | 2023-08-08 |  | 1291411 | 1291411 | EA | CONTACTOR,MAG;20 A,220/240 V,5.5 KW |  |  | CONTACTOR,MAGNETIC;CURRENT RATING:20 A,COIL RATING:220/240 V,POWER RATING:5.5 KW,ADDITIONAL FEATURES EN:RATED AC3, VARIABLE SPEED DRIVE,MNFR:01)DANFOSS,PTNO:01)037H004531 | 20 A,220/240 V,5.5 KW,01)RATED AC3, VARIABLE SPEED D,01)DANFOSS,01)037H004531 |  |  | DANFOSS | DANFOSS | 037H004531 | [5 empty] | https://store.danfoss.com/gb/en_GB/Contactor%2C-CI-20/p/037H004531 | https://www.electricautomationnetwork.com/en/danfoss-industrial-automation/contactor-ci-20-danfoss-037h004531 | [9 empty] | Enriched | 39121529 | CONTACTOR | MAGNETIC | TYPE |  | VOLTAGE RATING | 380 TO 690 V AC-3 | CURRENT RATING | 20 A | NUMBER OF POLES |  | COIL RATING | 220 TO 240 VAC AT 50 HZ | POWER RATING | 5.5 KW AT 220 TO 240 VAC,10 KW AT 380 TO 690 VAC | AUXILIARY CONTACT |  | TERMINAL TYPE |  | MOUNTING TYPE |  | ENCLOSURE |  | SIZE |  | HAZARD CLASS |  | CERTIFICATION/STANDARD | CE,EAC,LLC CDC TYSK,UL,UKCA | ADDITIONAL FEATURES | VARIABLE SPEED DRIVE | [45 empty] | Production Completed
STP_009 - Lot4 | Data Enrichment | BHJ | Completed | 2023-07-21 | 2023-08-08 |  | 1320019 | 1320019 | EA | CONTACTOR,MAG;200/240, 380/440, 500/550 |  |  | CONTACTOR,MAGNETIC;VOLTAGE RATING:200/240, 380/440, 500/550 V,CURRENT RATING:60 A,POWER RATING:11 KW,MNFR:01)FUJI,PTNO:01)FMC-3 | 200/240, 380/440, 500/550 V,60 A,11 KW,01)FUJI,01)FMC-3 |  |  | FUJI | FUJI | FMC-3 | [5 empty] | https://industrial-stores.com/used_fuji_electric_fmc_3_200_550v_magnetic_contactor_p11510.html | https://wellgainelectronics.com/contactors/28125-fuji-electric-fmc-3-200vac.html | [9 empty] | Enriched | 39121529 | CONTACTOR | MAGNETIC | TYPE |  | VOLTAGE RATING | 200/240,380/440,500/550 VAC | CURRENT RATING | 60 A | NUMBER OF POLES | 3 | COIL RATING | 200 VAC | POWER RATING | 11 KW | AUXILIARY CONTACT | 2NO | TERMINAL TYPE |  | MOUNTING TYPE |  | ENCLOSURE |  | SIZE | 4-1/4X3-1/4X3-5/8 IN | HAZARD CLASS |  | CERTIFICATION/STANDARD |  | ADDITIONAL FEATURES | [46 empty] | Production Completed
STP_009 - Lot4 | Data Enrichment | BHJ | Completed | 2023-07-21 | 2023-08-08 |  | 1351963 | 1351963 | EA | CONTACTOR,MAG;24 A,110 VAC |  |  | CONTACTOR,MAGNETIC;CURRENT RATING:24 A,COIL RATING:110 VAC,MNFR:01)MESCO,PTNO:01)S-K12.24A-COIL(MITSUBISHI) | 24 A,110 VAC,01)MESCO,01)S-K12.24A-COIL(MITSUBISHI) |  |  | MESCO | MITSUBISHI | S-K12.24A-COIL |  | MESCO |  |  |  | URL NOT FOUND | [10 empty] | Cleansed | 39121529 | CONTACTOR | MAGNETIC | TYPE |  | VOLTAGE RATING |  | CURRENT RATING | 24 A | NUMBER OF POLES |  | COIL RATING | 110 VAC | POWER RATING |  | AUXILIARY CONTACT |  | TERMINAL TYPE |  | MOUNTING TYPE |  | ENCLOSURE |  | SIZE |  | HAZARD CLASS |  | CERTIFICATION/STANDARD |  | ADDITIONAL FEATURES | [46 empty] | Production Completed
STP_009 - Lot4 | Data Enrichment | BHJ | Completed | 2023-07-21 | 2023-08-08 |  | 1352073 | 1352073 | EA | CONTACTOR,MAG;380/415 VAC,16 A,4 KW |  |  | CONTACTOR,MAGNETIC;VOLTAGE RATING:380/415 VAC,CURRENT RATING:16 A,POWER RATING:4 KW,ADDITIONAL FEATURES EN:SIZE A, LESS COIL,MNFR: 01)CUTLERHM,PTNO:01)MC10-AN40 | 380/415 VAC,16 A,4 KW,01)SIZE A, LESS COIL,01)CUTLERHM,01)MC10-AN40 |  |  | CUTLERHM |  | MC10-AN40 | EATON |  |  |  |  | https://spwindustrial.com/cutler-hammer-contactor-mc10an40-new/ | https://www.palmindustrial.com/products/cutler-hammer-mc10an40-contactor-series-a3-size-a-110-120v-coil | [9 empty] | Enriched | 39121529 | CONTACTOR | MAGNETIC | TYPE |  | VOLTAGE RATING | 380/415 VAC | CURRENT RATING | 16 A | NUMBER OF POLES |  | COIL RATING | 110/120 VAC | POWER RATING | 4 KW | AUXILIARY CONTACT |  | TERMINAL TYPE |  | MOUNTING TYPE |  | ENCLOSURE |  | SIZE | A | HAZARD CLASS |  | CERTIFICATION/STANDARD |  | ADDITIONAL FEATURES | BRAND:CUTLER HAMMER,W/O COIL | [45 empty] | Production Completed
STP_009 - Lot4 | Data Enrichment | BHJ | Completed | 2023-07-21 | 2023-08-08 | Conflict in COIL RATING | 1291412 | 1291412 | EA | CONTACTOR,MAG;45 A,220/240 V 50/60 HZ |  |  | CONTACTOR,MAGNETIC;CURRENT RATING:45 A,COIL RATING:220/240 V 50/60 HZ,POWER RATING:11 KW,AUXILIARY CONTACT:3NO,ADDITIONAL FEATURES EN:RATED AC3, VARIABLE SPEED DRIVE,MNFR:01)DANFOSS,PTNO:01)037H007131 | 45 A,220/240 V 50/60 HZ,11 KW,3NO,01)RATED AC3, VARIABLE SPEED D,01)DANFOSS,01)037H007131 |  |  | DANFOSS | DANFOSS | 037H007131 | [5 empty] | https://store.danfoss.com/en/Contactor%2C-CI-45/p/037H007131 | https://www.electricautomationnetwork.com/en/danfoss-industrial-automation/contactor-ci-45-danfoss-037h007131 | [9 empty] | Enriched | 39121529 | CONTACTOR | MAGNETIC | TYPE |  | VOLTAGE RATING | 380 TO 690 V AC-3 | CURRENT RATING | 45 A | NUMBER OF POLES |  | COIL RATING | 220 TO 230 VAC AT 50 HZ | POWER RATING | 11 KW AT 220 TO 240 VAC,22 KW AT 380 TO 690 VAC | AUXILIARY CONTACT | 3NO | TERMINAL TYPE |  | MOUNTING TYPE |  | ENCLOSURE |  | SIZE |  | HAZARD CLASS |  | CERTIFICATION/STANDARD | CE,EAC,LLC CDC TYSK,UL,UKCA | ADDITIONAL FEATURES | VARIABLE SPEED DRIVE | [45 empty] | Production Completed
STP_009 - Lot4 | Data Enrichment | BHJ | Completed | 2023-07-21 | 2023-08-08 |  | 1292670 | 1292670 | EA | CONTACTOR,MAG;550 V,90 A,120 VAC 3 PH |  |  | CONTACTOR,MAGNETIC;VOLTAGE RATING:550 V,CURRENT RATING:90 A,COIL RATING:120 VAC 3 PH,ADDITIONAL FEATURES EN:C/W T/O UNIT,MNFR:01) SA | 550 V,90 A,120 VAC 3 PH,01)C/W T/O UNIT,01)S&S,01)1-40-2 90 |  |  | SA | SPRECHER + SCHUH | 1-40-2 | [5 empty] | URL NOT FOUND | [10 empty] | Cleansed | 39121529 | CONTACTOR | MAGNETIC | TYPE |  | VOLTAGE RATING | 550 VAC | CURRENT RATING | 90 A | NUMBER OF POLES |  | COIL RATING | 120 VAC 3-PH | POWER RATING |  | AUXILIARY CONTACT |  | TERMINAL TYPE |  | MOUNTING TYPE |  | ENCLOSURE |  | SIZE |  | HAZARD CLASS |  | CERTIFICATION/STANDARD |  | ADDITIONAL FEATURES | C/W T/O UNIT | [45 empty] | Production Completed
STP_009 - Lot4 | Data Enrichment | BHJ | Completed | 2023-07-21 | 2023-08-08 | P/N Updated based on Web Source | 1320022 | 1320022 | EA | CONTACTOR,MAG;660 VAC,135 A |  |  | CONTACTOR,MAGNETIC;VOLTAGE RATING:660 VAC,CURRENT RATING:135 A,MNFR:01)FUJI,PTNO:01)SC-4N | 660 VAC,135 A,01)FUJI,01)SC-4N |  |  | FUJI | FUJI | SC-N4 | [5 empty] | https://www.fujielectric.com/products/mc/mc_ms_tr_sc_neos_dimension.html | https://www.automationcontrols.com.pk/product/fuji-sc-n4-magnetic-contactor-3pole2no-2nc-135-amp/ | [9 empty] | Enriched | 39121529 | CONTACTOR | MAGNETIC | TYPE |  | VOLTAGE RATING | 660 VAC | CURRENT RATING | 135 A | NUMBER OF POLES | 3 | COIL RATING |  | POWER RATING | 40 KW | AUXILIARY CONTACT | 2NO-2NC | TERMINAL TYPE |  | MOUNTING TYPE |  | ENCLOSURE |  | SIZE | 113 LGX127 HT MM | HAZARD CLASS |  | CERTIFICATION/STANDARD |  | ADDITIONAL FEATURES | [46 empty] | Production Completed
STP_009 - Lot4 | Data Enrichment | BHJ | Completed | 2023-07-21 | 2023-08-08 |  | 1349889 | 1349889 | EA | CONTACTOR,MAG;CAR BRAKING/COMPRESSOR |  |  | CONTACTOR,MAGNETIC;ADDITIONAL FEATURES EN:CAR BRAKING/COMPRESSOR,MNFR:01)CRANETEC,PTNO:01)A1211-212-270V | 01)CAR BRAKING/COMPRESSOR,01)CRANETEC,01)A1211-212-270V |  |  | CRANETEC | CRANETEC | A1211-212-270V | [5 empty] | URL NOT FOUND | [10 empty] | Cleansed | 39121529 | CONTACTOR | MAGNETIC | TYPE |  | VOLTAGE RATING |  | CURRENT RATING |  | NUMBER OF POLES |  | COIL RATING |  | POWER RATING |  | AUXILIARY CONTACT |  | TERMINAL TYPE |  | MOUNTING TYPE |  | ENCLOSURE |  | SIZE |  | HAZARD CLASS |  | CERTIFICATION/STANDARD |  | ADDITIONAL FEATURES | FOR CAR BRAKING/COMPRESSOR | [45 empty] | Production Completed
STP_009 - Lot4 | Data Enrichment | BHJ | Completed | 2023-07-21 | 2023-08-08 | P/N Updated based on Web Source | 1284755 | 1284755 | EA | CONTACTOR,MAG;ELECTRIC VEHICLE,500 A |  |  | CONTACTOR,MAGNETIC;TYPE:ELECTRIC VEHICLE,VOLTAGE RATING:100-450 VDC,CURRENT RATING:500 A,COIL RATING:12 VDC,TERMINAL TYPE:CAPTIVE SCREW,MOUNTING TYPE:BOTTOM,MNFR:01)RS COMPONENTS PTY LTD,PTNO:01)808-6774 | ELECTRIC VEHICLE,100-450 VDC,500 A,12 VDC,CAPTIVE SCREW,BOTTOM,01)RS COMPONENTS PTY LTD,01)808-6774 |  |  | RS COMPONENTS PTY LTD |  | 2098372-1 | TE CONNECTIVITY | RS COMPONENTS PTY LTD | 808-6774 |  |  | https://www.te.com/usa-en/product-2098372-1.html | https://in.rsdelivers.com/product/te-connectivity/2098372-1/te-connectivity-amp-evc500-series-contactor-1-pole/8086774 | [9 empty] | Enriched | 39121529 | CONTACTOR | MAGNETIC | TYPE | ELECTRIC VEHICLE,AUTOMOTIVE | VOLTAGE RATING | 100 TO 450 VDC | CURRENT RATING | 500 A | NUMBER OF POLES | 1 | COIL RATING | 12 VDC | POWER RATING |  | AUXILIARY CONTACT | 1NO | TERMINAL TYPE | CAPTIVE SCREW | MOUNTING TYPE | BOTTOM,PANEL | ENCLOSURE |  | SIZE | 80.5 LGX64 WDX72.3 HT MM | HAZARD CLASS |  | CERTIFICATION/STANDARD | ROHS,REACH | ADDITIONAL FEATURES | [46 empty] | Production Completed
STP_009 - Lot4 | Data Enrichment | BHJ | Completed | 2023-07-21 | 2023-08-08 |  | 1347056 | 1347056 | EA | CONTACTOR,MAG;OPEN, NON REVERSING,1NO |  |  | CONTACTOR,MAGNETIC;TYPE:OPEN, NON REVERSING,AUXILIARY CONTACT:1NO,ADDITIONAL FEATURES EN:ASSY,MNFR:01)NHP,PTNO:01)NHPCA7PA10,MNFR: 02)CNW,PTNO:02)CA7PA10 | OPEN, NON REVERSING,1NO,01)ASSY,01)NHP,02)CNW,01)NHPCA7PA10,02)CA7PA10 |  |  | CNW | CNW (MOUNT ISA) ELECT WHOLESALER | CA7-PA-10 | SPRECHER + SCHUH | NHP | CA7-PA-10 |  |  | https://prdsccdnstorage.blob.core.windows.net/techdatasheets/CA7PA10-4415-datasheet.pdf?sv=2019-02-02&ss=b&srt=sco&sp=rwdlac&se=2050-02-24T14:36:22Z&st=2020-02-24T06:36:22Z&spr=https&sig=ZYSSzNvPIpdF2duj%2B0Q%2Fxscgj9MvyEATcIdm%2Bn6Urmc%3D | https://www.onlinecomponents.com/productfiles/mf-sph/ca7_contactors_accessories.pdf#navpanes=0&scrollbar=1 | [9 empty] | Enriched | 39121522 | CONTACT | AUXILIARY | TYPE |  | CONTACT CONFIGURATION | 1NO | VOLTAGE RATING |  | CURRENT RATING |  | MATERIAL |  | TERMINAL TYPE |  | MOUNTING TYPE | SIDE | HAZARD CLASS |  | CERTIFICATION/STANDARD |  | ADDITIONAL FEATURES | ASSEMBLY,FOR OPEN,NON REVERSING | [53 empty] | Production Completed
STP_009 - Lot4 | Data Enrichment | BHJ | Completed | 2023-07-21 | 2023-08-08 |  | 1299295 | 1299295 | EA | CONTACTOR,MAG;OPEN,415 VAC,16 A,P 3P,1NC |  |  | CONTACTOR,MAGNETIC;TYPE:OPEN,VOLTAGE RATING:415 VAC,CURRENT RATING:16 A,NUMBER OF POLES:3P,COIL RATING:110 VAC,POWER RATING:7.5 KW,AUXILIARY CONTACT:1NC,CERTIFICATION/STANDARD:AS 3947, IEC 947,ADDITIONAL FEATURES EN:RATED AC3,MNFR:01)SPRECHER,PTNO:01)CA7-16- 01-110VAC | OPEN,415 VAC,16 A,110 VAC,7.5 KW,1NC,EN_01)AS 3947, IEC 947,01)RATED AC3,01)SPRECHER,01)CA7-16-01-110VAC |  |  | SPRECHER | SPRECHER + SCHUH | CA7-16-01-110VAC | [5 empty] | https://www.sprecherschuh.net/pdf/CA7_COIL.pdf | https://www.controllerservice.com/images/products/sprecher/sprecher_CA7_Contactors.pdf | [9 empty] | Enriched | 39121529 | CONTACTOR | ELECTRICAL | TYPE | OPEN,NON-REVERSING | LINE VOLTAGE | 415 V AC-3 | CURRENT RATING | 16 A | COIL VOLTAGE | 110 VAC | NUMBER OF POLES | 3 | CONTACT ARRANGEMENT |  | POWER RATING | 7.5 KW AT 690 VAC | AUXILIARY CONTACT | 1NC | TERMINAL TYPE |  | MOUNTING TYPE |  | ENCLOSURE |  | HAZARD CLASS |  | CERTIFICATION/STANDARD | AS 3947,IEC 947,UL,CE,CCC | ADDITIONAL FEATURES | [46 empty] | Production Completed
STP_009 - Lot4 | Data Enrichment | BHJ | Completed | 2023-07-21 | 2023-08-08 | Conflict in POWER RATING | 1351600 | 1351600 | EA | CONTACTOR,MAG;P 3P,110 VAC 50 HZ,3-7 KW |  |  | CONTACTOR,MAGNETIC;NUMBER OF POLES:3P,COIL RATING:110 VAC 50 HZ,POWER RATING:3-7 KW,AUXILIARY CONTACT:NO NC,TERMINAL TYPE:CAPTIVE SCREW,MOUNTING TYPE:DIN RAIL/SURFACE,SIZE:WD 45 X HT 91 X DP 118 MM,MNFR:01)KLOCKNER,PTNO:01)DIL0M-110 | 110 VAC 50 HZ,3-7 KW,NO NC,CAPTIVE SCREW,DIN RAIL/SURFACE,EN_01)WD 45 X HT 91 X DP 118 M,01)KLOCKNER,01)DIL0M-110 |  |  | KLOCKNER | KLOCKNER | DIL0M-110 | EATON |  |  |  |  | https://www.klocknermoeller.com/dilm/dil0m.htm | https://axxacnc.com/contactor-dil0m-110-moeller-110vac-7-5kw-dil0m/ | [9 empty] | Enriched | 39121529 | CONTACTOR | MAGNETIC | TYPE |  | VOLTAGE RATING | 380 TO 44 VAC | CURRENT RATING | 35 A | NUMBER OF POLES | 3 | COIL RATING | 110 VAC 50 HZ,120 VAC 60 HZ | POWER RATING | 7.5 KW | AUXILIARY CONTACT | NO NC | TERMINAL TYPE | CAPTIVE SCREW | MOUNTING TYPE | DIN RAIL,SURFACE | ENCLOSURE |  | SIZE | 45 WDX91 HTX118 DP MM | HAZARD CLASS |  | CERTIFICATION/STANDARD |  | ADDITIONAL FEATURES | BRAND:MOELLER | [45 empty] | Production Completed
STP_009 - Lot4 | Data Enrichment | BHJ | Completed | 2023-07-21 | 2023-08-08 |  | 1319984 | 1319984 | EA | CONTACTOR,MAG;RELINER MAIN CONTACT/T.O.L |  |  | CONTACTOR,MAGNETIC;ADDITIONAL FEATURES EN:RELINER MAIN CONTACT/T.O.L.CU CONCENTRATOR,MNFR:01)RME,PTNO:01)MSA02-CN1-R | 01)RELINER MAIN CONTACT/T.O.L.,01)RME,01)MSA02-CN1-R |  |  | RME | RME | MSA02-CN1-R | [5 empty] | URL NOT FOUND | [10 empty] | Cleansed | 39121529 | CONTACTOR | MAGNETIC | TYPE |  | VOLTAGE RATING |  | CURRENT RATING |  | NUMBER OF POLES |  | COIL RATING |  | POWER RATING |  | AUXILIARY CONTACT |  | TERMINAL TYPE |  | MOUNTING TYPE |  | ENCLOSURE |  | SIZE |  | HAZARD CLASS |  | CERTIFICATION/STANDARD |  | ADDITIONAL FEATURES | RELINER MAIN CONTACT/T.O.L.CU CONCENTRATOR | [45 empty] | Production Completed
STP_009 - Lot4 | Data Enrichment | BHJ | Completed | 2023-07-21 | 2023-08-08 |  | 1351962 | 1351962 | EA | CONTACTOR,MAG;STARTER,110 VAC |  |  | CONTACTOR,MAGNETIC;TYPE:STARTER,COIL RATING:110 VAC,MNFR:01)MESCO,PTNO:01)MSO-K21.TH-K20.11A-COIL(MITSUB | STARTER,110 VAC,01)MESCO,01)MSO-K21.TH-K20.11A-COIL(MIT |  |  | MESCO | MITSUBISHI | MSO-K21.TH-K20.11A-COIL |  | MESCO |  |  |  | URL NOT FOUND | [10 empty] | Cleansed | 39121529 | CONTACTOR | MAGNETIC | TYPE | STARTER | VOLTAGE RATING |  | CURRENT RATING |  | NUMBER OF POLES |  | COIL RATING | 110 VAC | POWER RATING |  | AUXILIARY CONTACT |  | TERMINAL TYPE |  | MOUNTING TYPE |  | ENCLOSURE |  | SIZE |  | HAZARD CLASS |  | CERTIFICATION/STANDARD |  | ADDITIONAL FEATURES | [46 empty] | Production Completed
STP_009 - Lot4 | Data Enrichment | BHJ | Completed | 2023-07-21 | 2023-08-08 | P/N Updated based on Web Source ¦ Processed based on Websource, Conflict w.r.t Input | 1284995 | 1284995 | EA | CONTACTOR;DOL MOTOR STARTER |  |  | CONTACTOR;TYPE:DOL MOTOR STARTER,ADDITIONAL FEATURES EN:1.5KW 2.6-3.7A 415VAC,MNFR:01)HAYMANS ELECTRICAL PARTS,PTNO:01)TEELE1- M35N710 | DOL MOTOR STARTER,01)1.5KW 2.6-3.7A 415VAC,01)HAYMANS ELECTRICAL PARTS,01)TEELE1-M35N710 |  |  | HAYMANS ELECTRICAL PARTS | HAYMANS ELECTRICAL PARTS | LE1M35N710 | SCHNEIDER ELECTRIC |  |  |  |  | https://www.se.com/ae/en/product/LE1M35N710/tesys-le-enclosed-dol-starter-2-6-3-7-a-415-v-ac-coil/ | [10 empty] | Enriched | 39121521 | STARTER | MOTOR | TYPE | ENCLOSED DOL | VOLTAGE RATING |  | CURRENT RATING | 2.6 TO 3.7A | NUMBER OF PHASE |  | NEMA/IEC SIZE |  | COIL VOLTAGE RATING | 415 VAC | OVERLOAD RELAY TYPE | THERMAL | CONTACT CONFIGURATION |  | AUXILIARY CONTACT |  | ENCLOSURE | IP65 | MOUNTING TYPE |  | CERTIFICATION/STANDARD | IEC 60947-4-1,UKCA,REACH,ROHS | ADDITIONAL FEATURES | POWER RATING:1.5 KW | [47 empty] | Production Completed
STP_009 - Lot4 | Data Enrichment | BHJ | Completed | 2023-07-21 | 2023-08-08 | Processed based on Websource, Conflict w.r.t Input ¦ URL for reference only | 1285078 | 1285078 | EA | CONTACTOR;INTERLOCK MECHANICAL |  |  | CONTACTOR;TYPE:INTERLOCK MECHANICAL,ADDITIONAL FEATURES EN:2NC, SUIT: CS7,MNFR:01)CNW (MOUNT ISA) ELECT WHOLESALER,PTNO:01) NHPCM702 | INTERLOCK MECHANICAL,01)2NC, SUIT: CS7,01)CNW (MOUNT ISA) ELECT WHOLE,01)NHPCM702 |  |  | CNW (MOUNT ISA) ELECT WHOLESALER | CNW (MOUNT ISA) ELECT WHOLESALER | CM702 | SPRECHER + SCHUH | NHP | CM702 |  |  | https://www.nhp.com.au/Catalogs/NHP_AU_Catalog/NHP_AU_Catalog-Categories/NHP_AU_Catalog-217586/NHP_AU_Catalog-361/NHP_AU_Catalog-362/NHP_AU_Catalog-371/CM702 | https://www.onlinecomponents.com/productfiles/mf-sph/ca7_contactors_accessories.pdf#navpanes=0&scrollbar=1 | [9 empty] | Cleansed | 39121500 | INTERLOCK | MECHANICAL | TYPE |  | SIZE |  | END CONNECTION |  | MATERIAL |  | COATING/FINISH |  | MOUNTING TYPE |  | HAZARD CLASS |  | CERTIFICATION/STANDARD |  | ADDITIONAL FEATURES | CONTACT ARRANGEMENT:2NC,FOR CS7 | [54 empty] | SUIT: CS7 | Production Completed
STP_009 - Lot4 | Data Enrichment | BHJ | Completed | 2023-07-21 | 2023-08-08 |  | 1267766 | 1267766 | EA | CONTACTOR;TERA,22472-3-1 | CONTACTOR; | CONTACTEUR; | CONTACTOR;ADDITIONAL FEATURES EN:TERA,22472-3-1,MNFR:TERRATEC AUSTRALIA PTY LTD,PTNO:22472-3-1 | 01)TERA,22472-3-1,01)TERRATEC AUSTRALIA PTY LT,01)22472-3-1 | 22472-3-1 | 1068129 | TERRATEC AUSTRALIA PTY LTD | TERRATEC AUSTRALIA PTY LTD | 22472-3-1 | [5 empty] | URL NOT FOUND | [10 empty] | Cleansed | 39121529 | CONTACTOR | NO MODIFIER | TYPE |  | SIZE |  | ENCLOSURE |  | HAZARD CLASS |  | CERTIFICATION/STANDARD |  | ADDITIONAL FEATURES | [62 empty] | Production Completed
STP_009 - Lot4 | Data Enrichment | BHJ | Completed | 2023-07-21 | 2023-08-08 |  | 1267768 | 1267768 | EA | CONTACTOR;TERA,22472-3-2 | CONTACTOR; | CONTACTEUR; | CONTACTOR;ADDITIONAL FEATURES EN:TERA,22472-3-2,MNFR:TERRATEC AUSTRALIA PTY LTD,PTNO:22472-3-2 | 01)TERA,22472-3-2,01)TERRATEC AUSTRALIA PTY LT,01)22472-3-2 | 22472-3-2 | 1068129 | TERRATEC AUSTRALIA PTY LTD | TERRATEC AUSTRALIA PTY LTD | 22472-3-2 | [5 empty] | URL NOT FOUND | [10 empty] | Cleansed | 39121529 | CONTACTOR | NO MODIFIER | TYPE |  | SIZE |  | ENCLOSURE |  | HAZARD CLASS |  | CERTIFICATION/STANDARD |  | ADDITIONAL FEATURES | [62 empty] | Production Completed
STP_009 - Lot4 | Data Enrichment | BHJ | Completed | 2023-07-21 | 2023-08-08 | Conflict in DISK ROTATION RATE | 1354336 | 1354336 | EA | DRIVE,DISK;HARD,2 TB,SAS SERIAL,2-1/2 IN |  |  | DRIVE,DISK;TYPE:HARD,CAPACITY:2 TB,INTERFACE TYPE:SAS SERIAL,DATA TRANSFER RATE:1200 MB/S,DISK ROTATION RATE:7200 R/MIN,SIZE:2- 1/2 IN,MNFR:01)DELL,PTNO:01)400-AMTK | HARD,2 TB,SAS SERIAL,1200 MB/S,7200 R/MIN,EN_01)2-1/2 IN,01)DELL,01)400-AMTK |  |  | DELL | DELL | 400-AMTK | [5 empty] | https://www.harddrivesdirect.com/product_info.php?products_id=494343_400-AMTK&currency=USD | https://www.allhdd.com/400-amtk-new-sealed-dell/ | [9 empty] | Enriched | 43201803 | DRIVE | DISK | TYPE | HARD | CAPACITY | 2 TB | INTERFACE TYPE | SAS SERIAL | DATA TRANSFER RATE | 12 GB/S | ELECTRICAL RATING |  | DISK ROTATION RATE | 7200 RPM | SIZE | 2-1/2 IN | HAZARD CLASS |  | CERTIFICATION/STANDARD |  | ADDITIONAL FEATURES | [54 empty] | Production Completed
STP_009 - Lot4 | Data Enrichment | BHJ | Completed | 2023-07-21 | 2023-08-08 |  | 1301531 | 1301531 | EA | DRIVE;ANGLE,UNT,FLENDER,SPL77A |  |  | DRIVE;TYPE:ANGLE,ADDITIONAL FEATURES EN:UNIT,MNFR:01)FLENDER,PTNO:01)SPL77A | ANGLE,01)UNIT,01)FLENDER,01)SPL77A |  |  | FLENDER | FLENDER | SPL77A | [5 empty] | URL NOT FOUND | [10 empty] | Cleansed | 40141700 | DRIVE | NO MODIFIER | TYPE | ANGLE | SIZE |  | MATERIAL |  | HAZARD CLASS |  | CERTIFICATION/STANDARD |  | ADDITIONAL FEATURES | UNIT | [61 empty] | Production Completed
STP_009 - Lot4 | Data Enrichment | BHJ | Completed | 2023-07-21 | 2023-08-08 |  | 1301530 | 1301530 | EA | DRIVE;ANGLE,UNT,FLENDER,SPL77D |  |  | DRIVE;TYPE:ANGLE,ADDITIONAL FEATURES EN:UNIT,MNFR:01)FLENDER,PTNO:01)SPL77D | ANGLE,01)UNIT,01)FLENDER,01)SPL77D |  |  | FLENDER | FLENDER | SPL77D | [5 empty] | URL NOT FOUND | [10 empty] | Cleansed | 40141700 | DRIVE | NO MODIFIER | TYPE | ANGLE | SIZE |  | MATERIAL |  | HAZARD CLASS |  | CERTIFICATION/STANDARD |  | ADDITIONAL FEATURES | UNIT | [61 empty] | Production Completed
STP_009 - Lot4 | Data Enrichment | BHJ | Completed | 2023-07-21 | 2023-08-08 |  | 1301529 | 1301529 | EA | DRIVE;ANGLE,UNT,FLENDER,SPL77E |  |  | DRIVE;TYPE:ANGLE,ADDITIONAL FEATURES EN:UNIT,MNFR:01)FLENDER,PTNO:01)SPL77E | ANGLE,01)UNIT,01)FLENDER,01)SPL77E |  |  | FLENDER | FLENDER | SPL77E | [5 empty] | URL NOT FOUND | [10 empty] | Cleansed | 40141700 | DRIVE | NO MODIFIER | TYPE | ANGLE | SIZE |  | MATERIAL |  | HAZARD CLASS |  | CERTIFICATION/STANDARD |  | ADDITIONAL FEATURES | UNIT | [61 empty] | Production Completed
STP_009 - Lot4 | Data Enrichment | BHJ | Completed | 2023-07-21 | 2023-08-08 |  | 1301528 | 1301528 | EA | DRIVE;ANGLE,UNT,FLENDER,SPL77F |  |  | DRIVE;TYPE:ANGLE,ADDITIONAL FEATURES EN:UNIT,MNFR:01)FLENDER,PTNO:01)SPL77F | ANGLE,01)UNIT,01)FLENDER,01)SPL77F |  |  | FLENDER | FLENDER | SPL77F | [5 empty] | URL NOT FOUND | [10 empty] | Cleansed | 40141700 | DRIVE | NO MODIFIER | TYPE | ANGLE | SIZE |  | MATERIAL |  | HAZARD CLASS |  | CERTIFICATION/STANDARD |  | ADDITIONAL FEATURES | UNIT | [61 empty] | Production Completed
STP_009 - Lot4 | Data Enrichment | BHJ | Completed | 2023-07-21 | 2023-08-08 |  | 1287013 | 1287013 | EA | DRIVE;ASSY |  |  | DRIVE;ADDITIONAL FEATURES EN:ASSEMBLY,MNFR:01)SCHENCK,PTNO:01)9500-400019-01 | 01)ASSEMBLY,01)SCHENCK,01)9500-400019-01 |  |  | SCHENCK | SCHENCK | 9500-400019-01 | [5 empty] | URL NOT FOUND | [10 empty] | Cleansed | 40141700 | DRIVE | NO MODIFIER | TYPE |  | SIZE |  | MATERIAL |  | HAZARD CLASS |  | CERTIFICATION/STANDARD |  | ADDITIONAL FEATURES | ASSEMBLY | [61 empty] | Production Completed
STP_009 - Lot4 | Data Enrichment | BHJ | Completed | 2023-07-21 | 2023-08-08 | Processed based on Websource, Conflict w.r.t Input | 1230755 | 1230755 | EA | DRIVE;HARD,M.2 SATA III SSD,512 GB | MOTRIZ; | ENTRAINEMENT; | DRIVE;TYPE:HARD,ADDITIONAL FEATURES EN:M.2 SATA III SSD,512 GB,MNFR:LEXAR,PT:LNM100-512RB | HARD,01)M.2 SATA III SSD,512 GB,02)MNFR:LEXAR,PT:LNM100-512RB,01)RS COMPONENTS PTY LTD,01)203-0107 |  |  | LEXAR | LEXAR | LNM100-512RB |  | RS COMPONENTS PTY LTD | 203-0107 |  |  | https://in.rsdelivers.com/product/lexar/lnm100-512rb/lexar-m2-sata-iii-ssd-512-gb-hard-drive/2030107 | https://www.lexar.com/product/lexar-nm100-m-2-2280-sata-iii-6gb-s-ssd/ | [8 empty] | MOTRIZ,ENTRAINEMENT | Enriched | 43201830 | DRIVE | DISK | TYPE | HARD,SSD | CAPACITY | 512 GB | INTERFACE TYPE | SATA III | DATA TRANSFER RATE | 6 GB/S | ELECTRICAL RATING |  | DISK ROTATION RATE |  | SIZE | 80 LGX22 WDX2.25 HT MM | HAZARD CLASS |  | CERTIFICATION/STANDARD |  | ADDITIONAL FEATURES | FORM FACTOR:M.2 | [52 empty] | PT:LNM100-512RB | Production Completed
STP_009 - Lot4 | Data Enrichment | BHJ | Completed | 2023-07-21 | 2023-08-08 | P/N Updated based on Web Source ¦ Processed based on Websource, Conflict w.r.t Input | 1345808 | 1345808 | EA | DRIVE;HYDRAULIC,UNT, CLOTH, B5 MT,RENOLD |  |  | DRIVE;TYPE:HYDRAULIC,ADDITIONAL FEATURES EN:UNIT, CLOTH, B5 MT,MNFR:01)RENOLD,PTNO:01)JPM 17A D80 1.05 B5 I=20 | HYDRAULIC,01)UNIT, CLOTH, B5 MT,01)RENOLD,01)JPM 17A D80 1.05 B5 I=20 |  |  | RENOLD | RENOLD | JPM-17A-D80-1.0-B5-20 | [5 empty] | https://www.renold.com/media/450120/jpm-series_2016.pdf | [10 empty] | Enriched | 26111524 | GEARBOX | NO MODIFIER | TYPE | HYDRAULIC,WORM | GEAR RATIO | 20 | POWER RATING | 1.2 KW | INPUT SPEED RATING |  | OUTPUT SPEED RATING | 72 RPM | SHAFT DIAMETER |  | MOUNTING TYPE | 1.5 | HOUSING MATERIAL |  | SHAFT MATERIAL |  | SEAL TYPE |  | SEAL MATERIAL |  | HAZARD CLASS |  | CERTIFICATION/STANDARD | ATEX | ADDITIONAL FEATURES | UNIT,CLOTH,FRAME SIZE:80,HANDLING:B5 | [45 empty] | Production Completed
STP_009 - Lot4 | Data Enrichment | BHJ | Completed | 2023-07-21 | 2023-08-08 | Processed based on Websource, Conflict w.r.t Input | 1386595 | 1386595 | EA | DRIVE;SIE,6RA7018-6DS22-0-Z |  |  |  | DRIVE | 6RA7018-6DS22-0-Z | 3000032 | SIEMENS | SIEMENS | 6RA7018-6DS22-0-Z | [5 empty] | https://mall.industry.siemens.com/mall/en/WW/Catalog/Product/6RA70186DS220 | https://www.novaut.com/en/simoreg/20748-61322-6ra7018-6ds22-0-z-siemens.html | [9 empty] | Enriched | 25173900 | CONVERTER | NO MODIFIER | TYPE | MASTER | INPUT RATING | 400 V AC-3,25 A | OUTPUT RATING | 485 VDC,30 A | SIZE |  | MOUNTING TYPE |  | TEMPERATURE RATING |  | HAZARD CLASS |  | CERTIFICATION/STANDARD | ROHS,REACH,WEEE | ADDITIONAL FEATURES | [56 empty] | Production Completed
STP_009 - Lot4 | Data Enrichment | BHJ | Completed | 2023-07-21 | 2023-08-08 | Processed based on Websource, Conflict w.r.t Input ¦ URL for reference only | 1282629 | 1282629 | EA | DUCT;JOINER,450 MM,MTL |  |  | DUCT;TYPE:JOINER,SIZE:450 MM,MATERIAL:METAL,MNFR:01)REECE PTY LTD,PTNO:01)1311571 | JOINER,450 MM,EN_01)METAL,01)REECE PTY LTD,01)1311571 |  |  | REECE PTY LTD | REECE PTY LTD | 1311571 | [5 empty] | https://www.metalflex.com.au/product/duct-metal-joiner-450mm-1311571 | [10 empty] | Cleansed | 23153100 | JOINT | NO MODIFIER | TYPE | DUCT | SIZE | 450 MM | MATERIAL | METAL | HAZARD CLASS |  | CERTIFICATION/STANDARD |  | ADDITIONAL FEATURES | [62 empty] | Production Completed
STP_009 - Lot4 | Data Enrichment | BHJ | Completed | 2023-07-21 | 2023-08-08 | Processed based on Websource, Conflict w.r.t Input | 1283045 | 1283045 | EA | DUCT;PIPE,450 MM,PLSTC,MTG BLOCK |  |  | DUCT;TYPE:PIPE,SIZE:450 MM,MATERIAL:PLASTIC,ADDITIONAL FEATURES EN:MTG BLOCK,MNFR:01)HAYMANS ELECTRICAL (PARTS),PTNO:01)APPPDMBIV. 450 | PIPE,450 MM,EN_01)PLASTIC,01)MTG BLOCK,01)HAYMANS ELECTRICAL (PARTS),01)APPPDMBIV.450 |  |  | HAYMANS ELECTRICAL (PARTS) | HAYMANS ELECTRICAL (PARTS) | APPPDMBIV.450 | [5 empty] | https://www.rexel.com.au/are/category/Cable-Management/Duct/Junction-box-for-installation-duct/PIPE-DUCT-MOUNTING-BLOCK/APPPDMBIV-450/p/10753790?isPaginationRequest=true | https://haymans.mmem.com.au/apppdmbiv-2e-450 | [9 empty] | Enriched | 40101800 | BLOCK | MOUNTING | TYPE | PIPE DUCT | LENGTH | 450 MM | WIDTH | 105 MM | THICKNESS |  | MATERIAL | UV STABALISED PVC | COATING/FINISH |  | MOUNTING HOLE/SLOT SIZE |  | NUMBER OF HOLES/SLOTS |  | CERTIFICATION/STANDARD |  | ADDITIONAL FEATURES | COLOR:IVORY,DEPTH:95 MM | [53 empty] | Production Completed
STP_009 - Lot4 | Data Enrichment | BHJ | Completed | 2023-07-21 | 2023-08-08 |  | 1319248 | 1319248 | EA | DUCT;STRAIGHT,DIA 1.22 X LG 10 M,POLYMR |  |  | DUCT;TYPE:STRAIGHT,SIZE:DIA 1.22 X LG 10 M,MATERIAL:POLYMER,MNFR:01)ACIND,PTNO:01)1220/10-MD,MNFR:02)WELLS,PTNO:02)1220/10-MD, MNFR:03)ALLCOVER,PTNO:03)1220/10-MD,MNFR:04)ZALLCO,PTNO:04)1220/10-MD | STRAIGHT,DIA 1.22 X LG 10 M,EN_01)POLYMER,01)ACIND,02)WELLS,03)ALLCOVER,04)ZALLCO,01)1220/10-MD,02)1220/10-MD,03)1220/10-MD,04)1220/10-MD |  |  | ZALLCO | ALLCOVER | 1220/10-MD |  | ACIND | 1220/10-MD | WELLS | 1220/10-MD | URL NOT FOUND | [10 empty] | Cleansed | 40141900 | DUCT | NO MODIFIER | TYPE | STRAIGHT | SIZE | 1.22 DIAX10 LG M | MATERIAL | POLYMER | HAZARD CLASS |  | CERTIFICATION/STANDARD |  | ADDITIONAL FEATURES | ALTERNATE MFR4:ZALLCO,ALTERNATE MPN4:1220/10-MD | [61 empty] | Production Completed
STP_009 - Lot4 | Data Enrichment | BHJ | Completed | 2023-07-21 | 2023-08-08 |  | 1319250 | 1319250 | EA | DUCT;STRAIGHT,DIA 1.22 X LG 20 M,POLYMR |  |  | DUCT;TYPE:STRAIGHT,SIZE:DIA 1.22 X LG 20 M,MATERIAL:POLYMER,MNFR:01)ZALLCO,PTNO:01)1220/20-MD,MNFR:02)ZWELLSS,PTNO:02)1220/20-MD, MNFR:03)ALLCOVER,PTNO:03)1220/20-MD,MNFR:04)ACIND,PTNO:04)1220/20-MD,MNFR:05)WELLS,PTNO:05)1220/20-MD | STRAIGHT,DIA 1.22 X LG 20 M,EN_01)POLYMER,01)ZALLCO,02)ZWELLSS,03)ALLCOVER,04)ACIND,05)WELLS,01)1220/20-MD,02)1220/20-MD,03)1220/20-MD,04)1220/20-MD,05)1220/20-MD |  |  | WELLS | ALLCOVER | 1220/20-MD |  | ACIND | 1220/20-MD | WELLS | 1220/20-MD | URL NOT FOUND | [10 empty] | Cleansed | 40141900 | DUCT | NO MODIFIER | TYPE | STRAIGHT | SIZE | 1.22 DIAX20 LG M | MATERIAL | POLYMER | HAZARD CLASS |  | CERTIFICATION/STANDARD |  | ADDITIONAL FEATURES | ALTERNATE MFR4:ZALLCO,ALTERNATE MPN4:1220/20-MD,ALTERNATE MFR5:ZWELLSS,ALTERNATE MPN5:1220/20-MD | [61 empty] | Production Completed
STP_009 - Lot4 | Data Enrichment | BHJ | Completed | 2023-07-21 | 2023-08-08 |  | 1319247 | 1319247 | EA | DUCT;STRAIGHT,DIA 1.22 X LG 5 M,POLYMR |  |  | DUCT;TYPE:STRAIGHT,SIZE:DIA 1.22 X LG 5 M,MATERIAL:POLYMER,MNFR:01)ZALLCO,PTNO:01)1220/5-MD,MNFR:02)WELLS,PTNO:02)1220/5-MD,MNFR: 03)ACIND,PTNO:03)1220/5-MD,MNFR:04)ALLCOVER,PTNO:04)1220/5-MD | STRAIGHT,DIA 1.22 X LG 5 M,EN_01)POLYMER,01)ZALLCO,02)WELLS,03)ACIND,04)ALLCOVER,01)1220/5-MD,02)1220/5-MD,03)1220/5-MD,04)1220/5-MD |  |  | ALLCOVER | ALLCOVER | 1220/5-MD |  | ACIND | 1220/5-MD | WELLS | 1220/5-MD | URL NOT FOUND | [10 empty] | Cleansed | 40141900 | DUCT | NO MODIFIER | TYPE | STRAIGHT | SIZE | 1.22 DIAX5 LG M | MATERIAL | POLYMER | HAZARD CLASS |  | CERTIFICATION/STANDARD |  | ADDITIONAL FEATURES | ALTERNATE MFR4:ZALLCO,ALTERNATE MPN4:1220/5-MD | [61 empty] | Production Completed
STP_009 - Lot4 | Data Enrichment | BHJ | Completed | 2023-07-21 | 2023-08-08 |  | 1381800 | 1381800 | EA | DUCT,WIRNG;CABLE, CLOSED SLOTTED,LG 2 M |  |  | DUCT,WIRING;TYPE:CABLE, CLOSED SLOTTED,LENGTH:2 M,WIDTH:25 MM,HEIGHT:50 MM,MATERIAL:PVC,COLOUR:BLACK,ADDITIONAL FEATURES EN:C/W LID,MNFR:01)CRITCHLY,PTNO:01)0903 | CABLE, CLOSED SLOTTED,2 M,25 MM,50 MM,PVC,BLACK,01)C/W LID,01)CRITCHLY,01)0903 |  |  | CRITCHLY | CRITCHLY | 0903 | BETADUCT |  |  |  |  | https://www.bpx.co.uk/store/product/0903 | https://www.bpx.co.uk/dbdocument/125789/PVC_Black_Closed.pdf | [9 empty] | Enriched | 39131712 | DUCT | WIRING | TYPE | CABLE,CLOSED SLOTTED | LENGTH | 2 M | WIDTH | 25 MM | HEIGHT | 50 MM | MATERIAL | PVC | CAPACITY |  | MOUNTING TYPE |  | COLOUR | BLACK | HAZARD CLASS |  | CERTIFICATION/STANDARD | ROHS,CE,UL | ADDITIONAL FEATURES | C/W LID | [51 empty] | Production Completed
STP_009 - Lot4 | Data Enrichment | BHJ | Completed | 2023-07-21 | 2023-08-08 |  | 1289878 | 1289878 | EA | DUCT,WIRNG;CABLE,LG 4 M,WD 16 MM,PVC |  |  | DUCT,WIRING;TYPE:CABLE,LENGTH:4 M,WIDTH:16 MM,HEIGHT:25 MM,MATERIAL:PVC,COLOUR:WHITE,CERTIFICATION/STANDARD:ENVPEP100108EN, ADDITIONAL FEATURES EN:RECTANGULAR MINI TRUNKING,MNFR:01)SCHNEID,PTNO:01)900/25/16WE | CABLE,4 M,16 MM,25 MM,PVC,WHITE,EN_01)ENVPEP100108EN,01)RECTANGULAR MINI TRUNKING,01)SCHNEID,01)900/25/16WE |  |  | SCHNEID | SCHNEIDER ELECTRIC | 900/25/16-WE | [5 empty] | https://eref.se.com/au/en/clipsal/product-pdf/900/25/16-WE | [10 empty] | Enriched | 39131712 | DUCT | WIRING | TYPE | CABLE,RECTANGULAR MINI TRUNKING | LENGTH | 4 M | WIDTH | 16 MM | HEIGHT | 25 MM | MATERIAL | PVC | CAPACITY |  | MOUNTING TYPE |  | COLOUR | WHITE | HAZARD CLASS |  | CERTIFICATION/STANDARD | REACH,ROHS,ENVPEP100108EN | ADDITIONAL FEATURES | [52 empty] | Production Completed
STP_009 - Lot4 | Data Enrichment | BHJ | Completed | 2023-07-21 | 2023-08-08 |  | 1363499 | 1363499 | EA | DUCT,WIRNG;CABLE,LG 4 M,WD 75 MM,PVC,CNW |  |  | DUCT,WIRING;TYPE:CABLE,LENGTH:4 M,WIDTH:75 MM,HEIGHT:75 MM,MATERIAL:PVC,COLOUR:GREY,ADDITIONAL FEATURES EN:MAXI TRUNKING,MNFR:01) CNW,PTNO:01)APPCD7575GR | CABLE,4 M,75 MM,75 MM,PVC,GREY,01)MAXI TRUNKING,01)CNW,01)APPCD7575GR |  |  | CNW | CNW (MOUNT ISA) ELECT WHOLESALER | CD7575GR | AUSSIE |  |  |  |  | https://mm.mmem.com.au/appcd7575gr | https://www.app.net.au/trunking/trunking-trunking/trunking-grey/ | [9 empty] | Enriched | 39131712 | DUCT | WIRING | TYPE | CABLE,SOLID WALL,MAXI TRUNKING | LENGTH | 4 M | WIDTH | 75 MM | HEIGHT | 75 MM | MATERIAL | PVC | CAPACITY |  | MOUNTING TYPE |  | COLOUR | GREY | HAZARD CLASS |  | CERTIFICATION/STANDARD |  | ADDITIONAL FEATURES | C/W LID | [51 empty] | Production Completed
STP_009 - Lot4 | Data Enrichment | BHJ | Completed | 2023-07-21 | 2023-08-08 |  | 1280429 | 1280429 | EA | DUCT,WIRNG;LG 2 M,WD 100 MM,AUSSIE |  |  | DUCT,WIRING;LENGTH:2 M,WIDTH:100 MM,ADDITIONAL FEATURES EN:AUSSIE,MNFR:01)ACTROL PARTS PTY LTD,PTNO:01)2701943 | 2 M,100 MM,01)AUSSIE,01)ACTROL PARTS PTY LTD,01)2701943 |  |  | ACTROL PARTS PTY LTD | ACTROL PARTS PTY LTD | 2701943 | AUSSIE |  |  |  |  | https://www.actrol.com.au/product/aussie-duct-100mm-x-2mtr-2701943 | [10 empty] | Enriched | 39131712 | DUCT | WIRING | TYPE |  | LENGTH | 2 M | WIDTH | 100 MM | HEIGHT |  | MATERIAL |  | CAPACITY |  | MOUNTING TYPE |  | COLOUR | IVORY | HAZARD CLASS |  | CERTIFICATION/STANDARD |  | ADDITIONAL FEATURES | [52 empty] | Production Completed
STP_009 - Lot4 | Data Enrichment | BHJ | Completed | 2023-07-21 | 2023-08-08 |  | 1280119 | 1280119 | EA | DUCT,WIRNG;LG 2 M,WD 80 MM,AUSSIE |  |  | DUCT,WIRING;LENGTH:2 M,WIDTH:80 MM,ADDITIONAL FEATURES EN:AUSSIE,MNFR:01)ACTROL PARTS PTY LTD,PTNO:01)2701935 | 2 M,80 MM,01)AUSSIE,01)ACTROL PARTS PTY LTD,01)2701935 |  |  | ACTROL PARTS PTY LTD | ACTROL PARTS PTY LTD | 2701935 | AUSSIE |  |  |  |  | https://www.actrol.com.au/product/aussie-duct-80mm-x-2mtr-2701935 | [10 empty] | Enriched | 39131712 | DUCT | WIRING | TYPE |  | LENGTH | 2 M | WIDTH | 80 MM | HEIGHT |  | MATERIAL |  | CAPACITY |  | MOUNTING TYPE |  | COLOUR | IVORY | HAZARD CLASS |  | CERTIFICATION/STANDARD |  | ADDITIONAL FEATURES | [52 empty] | Production Completed
STP_009 - Lot4 | Data Enrichment | BHJ | Completed | 2023-07-21 | 2023-08-08 |  | 1280370 | 1280370 | EA | DUCT,WIRNG;LG 200 MM,HT 50 MM |  |  | DUCT,WIRING;LENGTH:200 MM,HEIGHT:50 MM,ADDITIONAL FEATURES EN:TALPLUS 2/3 DIV WH,MNFR:01)CNW (MOUNT ISA) ELECT WHOLESALER,PTNO:01) CLIPL50200DW | 200 MM,50 MM,01)TALPLUS 2/3 DIV WH,01)CNW (MOUNT ISA) ELECT WHOLE,01)CLIPL50200DW |  |  | CNW (MOUNT ISA) ELECT WHOLESALER | CLIPSAL | PL50200DW |  | CNW (MOUNT ISA) ELECT WHOLESALER |  |  |  | https://www.clipsal.com/products/detail?CatNo=PL50200DW&itemno=PL50200DW&tab-document-1=0 | [10 empty] | Enriched | 39131712 | DUCT | WIRING | TYPE | CABLE | LENGTH | 200 MM | WIDTH |  | HEIGHT | 50 MM | MATERIAL |  | CAPACITY |  | MOUNTING TYPE |  | COLOUR |  | HAZARD CLASS |  | CERTIFICATION/STANDARD |  | ADDITIONAL FEATURES | TALPLUS 2/3 DIV WH | [51 empty] | Production Completed
STP_009 - Lot4 | Data Enrichment | BHJ | Completed | 2023-07-21 | 2023-08-08 |  | 1280410 | 1280410 | EA | DUCT,WIRNG;LG 4 M,WD 50 MM,HT 50 MM,PVC |  |  | DUCT,WIRING;LENGTH:4 M,WIDTH:50 MM,HEIGHT:50 MM,MATERIAL:PVC,MOUNTING TYPE:DOUBLE SIDED ADHESIVE TAPE BY SCREWS,COLOUR:GREY, ADDITIONAL FEATURES EN:MAXI,MNFR:01)CNW (MOUNT ISA) ELECT WHOLESALER,PTNO:01)CLI900/50/50GY | 4 M,50 MM,50 MM,PVC,DOUBLE SIDED ADHESIVE TAPE BY,GREY,01)MAXI,01)CNW (MOUNT ISA) ELECT WHOLE,01)CLI900/50/50GY |  |  | CNW (MOUNT ISA) ELECT WHOLESALER | CLIPSAL | 900/50/50-GY |  | CNW (MOUNT ISA) ELECT WHOLESALER |  |  |  | https://www.clipsal.com/products/detail?CatNo=900/50/50&itemno=900/50/50-GY&tab-document-1=0 | [10 empty] | Enriched | 39131712 | DUCT | WIRING | TYPE | CABLE,MAXI | LENGTH | 4 M | WIDTH | 50 MM | HEIGHT | 50 MM | MATERIAL | PVC | CAPACITY |  | MOUNTING TYPE | DOUBLE SIDED ADHESIVE TAPE BY SCREWS | COLOUR | GREY | HAZARD CLASS |  | CERTIFICATION/STANDARD |  | ADDITIONAL FEATURES | [52 empty] | Production Completed
STP_009 - Lot4 | Data Enrichment | BHJ | Completed | 2023-07-21 | 2023-08-08 |  | 1280534 | 1280534 | EA | DUCT,WIRNG;OPEN SLOT, LID,LG 2 M,PVC |  |  | DUCT,WIRING;TYPE:OPEN SLOT, LID,LENGTH:2 M,WIDTH:100 MM,HEIGHT:100 MM,MATERIAL:PVC,COLOUR:GREY,MNFR:01)HAYMANS ELECTRICAL (PARTS), P | OPEN SLOT, LID,2 M,100 MM,100 MM,PVC,GREY,01)HAYMANS ELECTRICAL (PARTS),01)DUCT & SLOT |  |  | HAYMANS ELECTRICAL (PARTS) | HAYMANS ELECTRICAL (PARTS) | [6 empty] | URL NOT FOUND | [10 empty] | Cleansed | 39131712 | DUCT | WIRING | TYPE | OPEN SLOT,LID | LENGTH | 2 M | WIDTH | 100 MM | HEIGHT | 100 MM | MATERIAL | PVC | CAPACITY |  | MOUNTING TYPE |  | COLOUR | GREY | HAZARD CLASS |  | CERTIFICATION/STANDARD |  | ADDITIONAL FEATURES | [52 empty] | Production Completed
STP_009 - Lot4 | Data Enrichment | BHJ | Completed | 2023-07-21 | 2023-08-08 |  | 1280348 | 1280348 | EA | DUCT,WIRNG;SOLID AND LID,LG 4 M,WD 25 MM |  |  | DUCT,WIRING;TYPE:SOLID AND LID,LENGTH:4 M,WIDTH:25 MM,HEIGHT:16 MM,MATERIAL:PVC,MNFR:01)HAYMANS ELECTRICAL (PARTS),PTNO:01) GECG61C04 | SOLID AND LID,4 M,25 MM,16 MM,PVC,01)HAYMANS ELECTRICAL (PARTS),01)GECG61C04 |  |  | HAYMANS ELECTRICAL (PARTS) | HAYMANS ELECTRICAL (PARTS) | GECG61C04 | [5 empty] | URL NOT FOUND | [10 empty] | Cleansed | 39131712 | DUCT | WIRING | TYPE | SOLID,LID | LENGTH | 4 M | WIDTH | 25 MM | HEIGHT | 16 MM | MATERIAL | PVC | CAPACITY |  | MOUNTING TYPE |  | COLOUR |  | HAZARD CLASS |  | CERTIFICATION/STANDARD |  | ADDITIONAL FEATURES | [52 empty] | Production Completed
STP_009 - Lot4 | Data Enrichment | BHJ | Completed | 2023-07-21 | 2023-08-08 |  | 1350576 | 1350576 | EA | GUIDE,CBL;PULL, LH ROPE,12 MM,HYDROMEC |  |  | GUIDE,CABLE;TYPE:PULL, LH ROPE,SIZE:12 MM,ADDITIONAL FEATURES EN:C/W PRESSURE BAND (RETAINER RING),MNFR:01)HYDROMEC,PTNO:01) SA522+SA528 | PULL, LH ROPE,12 MM,01)C/W PRESSURE BAND (RETAINER,01)HYDROMEC,01)SA522+SA528 |  |  | HYDROMEC | HYDROMEC | SA522+SA528 | [5 empty] | URL NOT FOUND | [10 empty] | Cleansed | 26121630 | GUIDE | CABLE | TYPE | PULL,LH ROPE | SIZE | 12 MM | MATERIAL |  | MOUNTING TYPE |  | HAZARD CLASS |  | CERTIFICATION/STANDARD |  | ADDITIONAL FEATURES | C/W PRESSURE BAND/RETAINER RING | [59 empty] | Production Completed
STP_009 - Lot4 | Data Enrichment | BHJ | Completed | 2023-07-21 | 2023-08-08 |  | 1350702 | 1350702 | EA | GUIDE,CBL;PULL, M,SUPPLY IN TWO HALVES |  |  | GUIDE,CABLE;TYPE:PULL, M,ADDITIONAL FEATURES EN:SUPPLY IN TWO HALVES,MNFR:01)SWFHOIST,PTNO:01)107.1 | PULL, M,01)SUPPLY IN TWO HALVES,01)SWFHOIST,01)107.1 |  |  | SWFHOIST | SWF HOIST | 107.1 | [5 empty] | URL NOT FOUND | [10 empty] | Cleansed | 26121630 | GUIDE | CABLE | TYPE | PULL,M | SIZE |  | MATERIAL |  | MOUNTING TYPE |  | HAZARD CLASS |  | CERTIFICATION/STANDARD |  | ADDITIONAL FEATURES | SUPPLY IN TWO HALVES | [59 empty] | Production Completed
STP_009 - Lot4 | Data Enrichment | BHJ | Completed | 2023-07-21 | 2023-08-08 |  | 1237761 | 1237761 | EA | GUIDE,CBL;PULL, ROPE, LH,PRESSURE BAND |  |  | GUIDE,CABLE;TYPE:PULL, ROPE, LH,ADDITIONAL FEATURES EN:PRESSURE BAND,MNFR:01)JASALLEY,PTNO:01)SA670/SA654 | PULL, ROPE, LH,01)PRESSURE BAND,01)JASALLEY,01)SA670/SA654 |  |  | JASALLEY | JASALLEY | SA670/SA654 | [5 empty] | URL NOT FOUND | [10 empty] | Cleansed | 26121630 | GUIDE | CABLE | TYPE | PULL,ROPE,LH | SIZE |  | MATERIAL |  | MOUNTING TYPE |  | HAZARD CLASS |  | CERTIFICATION/STANDARD |  | ADDITIONAL FEATURES | PRESSURE BAND | [59 empty] | Production Completed
STP_009 - Lot4 | Data Enrichment | BHJ | Completed | 2023-07-21 | 2023-08-08 |  | 1347174 | 1347174 | EA | GUIDE,CBL;PULL, ROPE,SWFHOIST,EF16 |  |  | GUIDE,CABLE;TYPE:PULL, ROPE,MNFR:01)SWFHOIST,PTNO:01)EF16 | PULL, ROPE,01)SWFHOIST,01)EF16 |  |  | SWFHOIST | SWF HOIST | EF16 | [5 empty] | URL NOT FOUND | [10 empty] | Cleansed | 26121630 | GUIDE | CABLE | TYPE | PULL,ROPE | SIZE |  | MATERIAL |  | MOUNTING TYPE |  | HAZARD CLASS |  | CERTIFICATION/STANDARD |  | ADDITIONAL FEATURES | [60 empty] | Production Completed
STP_009 - Lot4 | Data Enrichment | BHJ | Completed | 2023-07-21 | 2023-08-08 |  | 1347172 | 1347172 | EA | GUIDE,CBL;PULL, ROPE,SWFHOIST,EH16 |  |  | GUIDE,CABLE;TYPE:PULL, ROPE,MNFR:01)SWFHOIST,PTNO:01)EH16 | PULL, ROPE,01)SWFHOIST,01)EH16 |  |  | SWFHOIST | SWF HOIST | EH16 | [5 empty] | URL NOT FOUND | [10 empty] | Cleansed | 26121630 | GUIDE | CABLE | TYPE | PULL,ROPE | SIZE |  | MATERIAL |  | MOUNTING TYPE |  | HAZARD CLASS |  | CERTIFICATION/STANDARD |  | ADDITIONAL FEATURES | [60 empty] | Production Completed
STP_009 - Lot4 | Data Enrichment | BHJ | Completed | 2023-07-21 | 2023-08-08 |  | 1229941 | 1229941 | EA | GUIDE,CBL;PULL,ABUS,41286.01 |  |  | GUIDE,CABLE;TYPE:PULL,MNFR:01)ABUS,PTNO:01)41286.01 | PULL,01)ABUS,01)41286.01 |  |  | ABUS | ABUS | 41286.01 | [5 empty] | URL NOT FOUND | [10 empty] | Cleansed | 26121630 | GUIDE | CABLE | TYPE | PULL | SIZE |  | MATERIAL |  | MOUNTING TYPE |  | HAZARD CLASS |  | CERTIFICATION/STANDARD |  | ADDITIONAL FEATURES | [60 empty] | Production Completed
STP_009 - Lot4 | Data Enrichment | BHJ | Completed | 2023-07-21 | 2023-08-08 |  | 1350577 | 1350577 | EA | GUIDE,CBL;PULL,PRESSURE BAND/SPRING |  |  | GUIDE,CABLE;TYPE:PULL,ADDITIONAL FEATURES EN:PRESSURE BAND/SPRING,MNFR:01)HYDROMEC,PTNO:01)SA528 | PULL,01)PRESSURE BAND/SPRING,01)HYDROMEC,01)SA528 |  |  | HYDROMEC | HYDROMEC | SA528 | [5 empty] | URL NOT FOUND | [10 empty] | Cleansed | 26121630 | GUIDE | CABLE | TYPE | PULL | SIZE |  | MATERIAL |  | MOUNTING TYPE |  | HAZARD CLASS |  | CERTIFICATION/STANDARD |  | ADDITIONAL FEATURES | PRESSURE BAND/SPRING | [59 empty] | Production Completed
STP_009 - Lot4 | Data Enrichment | BHJ | Completed | 2023-07-21 | 2023-08-08 |  | 1347181 | 1347181 | EA | GUIDE,CBL;PULL,W/ TENSION SPRING |  |  | GUIDE,CABLE;TYPE:PULL,ADDITIONAL FEATURES EN:W/ TENSION SPRING,MNFR:01)ANCHOREN,PTNO:01)60-24-330-02-43 | PULL,01)W/ TENSION SPRING,01)ANCHOREN,01)60-24-330-02-43 |  |  | ANCHOREN | ANCHOREN | 60-24-330-02-43 | [5 empty] | URL NOT FOUND | [10 empty] | Cleansed | 26121630 | GUIDE | CABLE | TYPE | PULL | SIZE |  | MATERIAL |  | MOUNTING TYPE |  | HAZARD CLASS |  | CERTIFICATION/STANDARD |  | ADDITIONAL FEATURES | C/W TENSION SPRING | [59 empty] | Production Completed
STP_009 - Lot4 | Data Enrichment | BHJ | Completed | 2023-07-21 | 2023-08-08 |  | 1295811 | 1295811 | EA | GUIDE,SLDE;PLATE/MOUNTIING BRACKET,PIECE |  |  | GUIDE,SLIDE;TYPE:PLATE/MOUNTIING BRACKET,ADDITIONAL FEATURES EN:PIECE,MNFR:01)BAM,PTNO:01)02 TOYLC79SP | PLATE/MOUNTIING BRACKET,01)PIECE,01)BAM,01)02 TOYLC79SP |  |  | BAM | BAM | 02 TOYLC79SP | [5 empty] | URL NOT FOUND | [10 empty] | Cleansed | 23153000 | GUIDE | SLIDE | TYPE | PIECE | SIZE |  | MATERIAL |  | HAZARD CLASS |  | CERTIFICATION/STANDARD |  | ADDITIONAL FEATURES | PLATE/MOUNTIING BRACKET | [61 empty] | Production Completed
STP_009 - Lot4 | Data Enrichment | BHJ | Completed | 2023-07-21 | 2023-08-08 |  | 1301362 | 1301362 | EA | GUIDE,SLDE;STRIP,4 REP 98,1 R,RPA |  |  | GUIDE,SLIDE;TYPE:STRIP,ADDITIONAL FEATURES EN:4 REP 98,1 R,MNFR:01)RPA,PTNO:01)505093.01.98/99 | STRIP,01)4 REP 98,1 R,01)RPA,01)505093.01.98/99 |  |  | RPA | RPA | 505093.01.98/99 | [5 empty] | URL NOT FOUND | [10 empty] | Cleansed | 23153000 | GUIDE | SLIDE | TYPE | STRIP | SIZE |  | MATERIAL |  | HAZARD CLASS |  | CERTIFICATION/STANDARD |  | ADDITIONAL FEATURES | 4 REP 98,1 R | [61 empty] | Production Completed